## bus
| name | vn_kv | type | zone | in_service
0 | bus_LV_4284-1_0_6_node_0 | 0.4 | n |  | TRUE
1 | bus_LV_4284-1_0_6_node_1 | 0.4 | n |  | TRUE
2 | bus_LV_4284-1_0_6_node_2 | 0.4 | n |  | TRUE
3 | bus_LV_4284-1_0_6_node_3 | 0.4 | n |  | TRUE
4 | bus_LV_4284-1_0_6_node_4 | 0.4 | n |  | TRUE
5 | bus_LV_4284-1_0_6_node_5 | 0.4 | n |  | TRUE
6 | bus_LV_4284-1_0_6_node_6 | 0.4 | n |  | TRUE
7 | bus_LV_4284-1_0_6_node_16 | 0.4 | n |  | TRUE
8 | bus_LV_4284-1_0_6_node_7 | 0.4 | n |  | TRUE
9 | bus_LV_4284-1_0_6_node_23 | 0.4 | n |  | TRUE
10 | bus_LV_4284-1_0_6_node_8 | 0.4 | n |  | TRUE
11 | bus_LV_4284-1_0_6_node_22 | 0.4 | n |  | TRUE
12 | bus_LV_4284-1_0_6_node_31 | 0.4 | n |  | TRUE
13 | bus_LV_4284-1_0_6_node_46 | 0.4 | n |  | TRUE
14 | bus_LV_4284-1_0_6_node_17 | 0.4 | n |  | TRUE
15 | bus_LV_4284-1_0_6_node_51 | 0.4 | n |  | TRUE
16 | bus_LV_4284-1_0_6_node_21 | 0.4 | n |  | TRUE
17 | bus_LV_4284-1_0_6_node_29 | 0.4 | n |  | TRUE
18 | bus_LV_4284-1_0_6_node_47 | 0.4 | n |  | TRUE
19 | bus_LV_4284-1_0_6_node_9 | 0.4 | n |  | TRUE
20 | bus_LV_4284-1_0_6_node_10 | 0.4 | n |  | TRUE
21 | bus_LV_4284-1_0_6_node_11 | 0.4 | n |  | TRUE
22 | bus_LV_4284-1_0_6_node_12 | 0.4 | n |  | TRUE
23 | bus_LV_4284-1_0_6_node_13 | 0.4 | n |  | TRUE
24 | bus_LV_4284-1_0_6_node_14 | 0.4 | n |  | TRUE
25 | bus_LV_4284-1_0_6_node_15 | 0.4 | n |  | TRUE
26 | bus_LV_4284-1_0_6_node_60 | 0.4 | n |  | TRUE
27 | bus_LV_4284-1_0_6_node_62 | 0.4 | n |  | TRUE
28 | bus_LV_4284-1_0_6_node_59 | 0.4 | n |  | TRUE
29 | bus_LV_4284-1_0_6_node_18 | 0.4 | n |  | TRUE
30 | bus_LV_4284-1_0_6_node_19 | 0.4 | n |  | TRUE
31 | bus_LV_4284-1_0_6_node_20 | 0.4 | n |  | TRUE
32 | bus_LV_4284-1_0_6_node_58 | 0.4 | n |  | TRUE
33 | bus_LV_4284-1_0_6_node_52 | 0.4 | n |  | TRUE
34 | bus_LV_4284-1_0_6_node_24 | 0.4 | n |  | TRUE
35 | bus_LV_4284-1_0_6_node_25 | 0.4 | n |  | TRUE
36 | bus_LV_4284-1_0_6_node_75 | 0.4 | n |  | TRUE
37 | bus_LV_4284-1_0_6_node_76 | 0.4 | n |  | TRUE
38 | bus_LV_4284-1_0_6_node_26 | 0.4 | n |  | TRUE
39 | bus_LV_4284-1_0_6_node_27 | 0.4 | n |  | TRUE
40 | bus_LV_4284-1_0_6_node_28 | 0.4 | n |  | TRUE
41 | bus_LV_4284-1_0_6_node_30 | 0.4 | n |  | TRUE
42 | bus_LV_4284-1_0_6_node_32 | 0.4 | n |  | TRUE
43 | bus_LV_4284-1_0_6_node_54 | 0.4 | n |  | TRUE
44 | bus_LV_4284-1_0_6_node_56 | 0.4 | n |  | TRUE
45 | bus_LV_4284-1_0_6_node_33 | 0.4 | n |  | TRUE
46 | bus_LV_4284-1_0_6_node_34 | 0.4 | n |  | TRUE
47 | bus_LV_4284-1_0_6_node_35 | 0.4 | n |  | TRUE
48 | bus_LV_4284-1_0_6_node_36 | 0.4 | n |  | TRUE
49 | bus_LV_4284-1_0_6_node_37 | 0.4 | n |  | TRUE
50 | bus_LV_4284-1_0_6_node_38 | 0.4 | n |  | TRUE
51 | bus_LV_4284-1_0_6_node_39 | 0.4 | n |  | TRUE
52 | bus_LV_4284-1_0_6_node_55 | 0.4 | n |  | TRUE
53 | bus_LV_4284-1_0_6_node_57 | 0.4 | n |  | TRUE
54 | bus_LV_4284-1_0_6_node_44 | 0.4 | n |  | TRUE
55 | bus_LV_4284-1_0_6_node_66 | 0.4 | n |  | TRUE
56 | bus_LV_4284-1_0_6_node_88 | 0.4 | n |  | TRUE
57 | bus_LV_4284-1_0_6_node_42 | 0.4 | n |  | TRUE
58 | bus_LV_4284-1_0_6_node_40 | 0.4 | n |  | TRUE
59 | bus_LV_4284-1_0_6_node_41 | 0.4 | n |  | TRUE
60 | bus_LV_4284-1_0_6_node_43 | 0.4 | n |  | TRUE
61 | bus_LV_4284-1_0_6_node_45 | 0.4 | n |  | TRUE
62 | bus_LV_4284-1_0_6_node_50 | 0.4 | n |  | TRUE
63 | bus_LV_4284-1_0_6_node_48 | 0.4 | n |  | TRUE
64 | bus_LV_4284-1_0_6_node_49 | 0.4 | n |  | TRUE
65 | bus_LV_4284-1_0_6_node_87 | 0.4 | n |  | TRUE
66 | bus_LV_4284-1_0_6_node_167 | 0.4 | n |  | TRUE
67 | bus_LV_4284-1_0_6_node_53 | 0.4 | n |  | TRUE
68 | bus_LV_4284-1_0_6_node_65 | 0.4 | n |  | TRUE
69 | bus_LV_4284-1_0_6_node_78 | 0.4 | n |  | TRUE
70 | bus_LV_4284-1_0_6_node_67 | 0.4 | n |  | TRUE
71 | bus_LV_4284-1_0_6_node_61 | 0.4 | n |  | TRUE
72 | bus_LV_4284-1_0_6_node_63 | 0.4 | n |  | TRUE
73 | bus_LV_4284-1_0_6_node_64 | 0.4 | n |  | TRUE
74 | bus_LV_4284-1_0_6_node_95 | 0.4 | n |  | TRUE
75 | bus_LV_4284-1_0_6_node_112 | 0.4 | n |  | TRUE
76 | bus_LV_4284-1_0_6_node_94 | 0.4 | n |  | TRUE
77 | bus_LV_4284-1_0_6_node_110 | 0.4 | n |  | TRUE
78 | bus_LV_4284-1_0_6_node_68 | 0.4 | n |  | TRUE
79 | bus_LV_4284-1_0_6_node_79 | 0.4 | n |  | TRUE
80 | bus_LV_4284-1_0_6_node_69 | 0.4 | n |  | TRUE
81 | bus_LV_4284-1_0_6_node_70 | 0.4 | n |  | TRUE
82 | bus_LV_4284-1_0_6_node_71 | 0.4 | n |  | TRUE
83 | bus_LV_4284-1_0_6_node_72 | 0.4 | n |  | TRUE
84 | bus_LV_4284-1_0_6_node_73 | 0.4 | n |  | TRUE
85 | bus_LV_4284-1_0_6_node_77 | 0.4 | n |  | TRUE
86 | bus_LV_4284-1_0_6_node_74 | 0.4 | n |  | TRUE
87 | bus_LV_4284-1_0_6_node_122 | 0.4 | n |  | TRUE
88 | bus_LV_4284-1_0_6_node_106 | 0.4 | n |  | TRUE
89 | bus_LV_4284-1_0_6_node_136 | 0.4 | n |  | TRUE
90 | bus_LV_4284-1_0_6_node_135 | 0.4 | n |  | TRUE
91 | bus_LV_4284-1_0_6_node_105 | 0.4 | n |  | TRUE
92 | bus_LV_4284-1_0_6_node_80 | 0.4 | n |  | TRUE
93 | bus_LV_4284-1_0_6_node_81 | 0.4 | n |  | TRUE
94 | bus_LV_4284-1_0_6_node_82 | 0.4 | n |  | TRUE
95 | bus_LV_4284-1_0_6_node_83 | 0.4 | n |  | TRUE
96 | bus_LV_4284-1_0_6_node_84 | 0.4 | n |  | TRUE
97 | bus_LV_4284-1_0_6_node_85 | 0.4 | n |  | TRUE
98 | bus_LV_4284-1_0_6_node_89 | 0.4 | n |  | TRUE
99 | bus_LV_4284-1_0_6_node_168 | 0.4 | n |  | TRUE
100 | bus_LV_4284-1_0_6_node_90 | 0.4 | n |  | TRUE
101 | bus_LV_4284-1_0_6_node_91 | 0.4 | n |  | TRUE
102 | bus_LV_4284-1_0_6_node_92 | 0.4 | n |  | TRUE
103 | bus_LV_4284-1_0_6_node_93 | 0.4 | n |  | TRUE
104 | bus_LV_4284-1_0_6_node_96 | 0.4 | n |  | TRUE
105 | bus_LV_4284-1_0_6_node_97 | 0.4 | n |  | TRUE
106 | bus_LV_4284-1_0_6_node_98 | 0.4 | n |  | TRUE
107 | bus_LV_4284-1_0_6_node_99 | 0.4 | n |  | TRUE
108 | bus_LV_4284-1_0_6_node_100 | 0.4 | n |  | TRUE
109 | bus_LV_4284-1_0_6_node_102 | 0.4 | n |  | TRUE
110 | bus_LV_4284-1_0_6_node_104 | 0.4 | n |  | TRUE
111 | bus_LV_4284-1_0_6_node_103 | 0.4 | n |  | TRUE
112 | bus_LV_4284-1_0_6_node_133 | 0.4 | n |  | TRUE
113 | bus_LV_4284-1_0_6_node_134 | 0.4 | n |  | TRUE
114 | bus_LV_4284-1_0_6_node_129 | 0.4 | n |  | TRUE
115 | bus_LV_4284-1_0_6_node_107 | 0.4 | n |  | TRUE
116 | bus_LV_4284-1_0_6_node_108 | 0.4 | n |  | TRUE
117 | bus_LV_4284-1_0_6_node_109 | 0.4 | n |  | TRUE
118 | bus_LV_4284-1_0_6_node_111 | 0.4 | n |  | TRUE
119 | bus_LV_4284-1_0_6_node_113 | 0.4 | n |  | TRUE
120 | bus_LV_4284-1_0_6_node_115 | 0.4 | n |  | TRUE
121 | bus_LV_4284-1_0_6_node_114 | 0.4 | n |  | TRUE
122 | bus_LV_4284-1_0_6_node_119 | 0.4 | n |  | TRUE
123 | bus_LV_4284-1_0_6_node_116 | 0.4 | n |  | TRUE
124 | bus_LV_4284-1_0_6_node_144 | 0.4 | n |  | TRUE
125 | bus_LV_4284-1_0_6_node_146 | 0.4 | n |  | TRUE
126 | bus_LV_4284-1_0_6_node_121 | 0.4 | n |  | TRUE
127 | bus_LV_4284-1_0_6_node_117 | 0.4 | n |  | TRUE
128 | bus_LV_4284-1_0_6_node_142 | 0.4 | n |  | TRUE
129 | bus_LV_4284-1_0_6_node_118 | 0.4 | n |  | TRUE
130 | bus_LV_4284-1_0_6_node_120 | 0.4 | n |  | TRUE
131 | bus_LV_4284-1_0_6_node_132 | 0.4 | n |  | TRUE
132 | bus_LV_4284-1_0_6_node_123 | 0.4 | n |  | TRUE
133 | bus_LV_4284-1_0_6_node_124 | 0.4 | n |  | TRUE
134 | bus_LV_4284-1_0_6_node_125 | 0.4 | n |  | TRUE
135 | bus_LV_4284-1_0_6_node_126 | 0.4 | n |  | TRUE
136 | bus_LV_4284-1_0_6_node_127 | 0.4 | n |  | TRUE
137 | bus_LV_4284-1_0_6_node_128 | 0.4 | n |  | TRUE
138 | bus_LV_4284-1_0_6_node_130 | 0.4 | n |  | TRUE
139 | bus_LV_4284-1_0_6_node_131 | 0.4 | n |  | TRUE
140 | bus_LV_4284-1_0_6_node_148 | 0.4 | n |  | TRUE
141 | bus_LV_4284-1_0_6_node_147 | 0.4 | n |  | TRUE
142 | bus_LV_4284-1_0_6_node_145 | 0.4 | n |  | TRUE
143 | bus_LV_4284-1_0_6_node_139 | 0.4 | n |  | TRUE
144 | bus_LV_4284-1_0_6_node_138 | 0.4 | n |  | TRUE
145 | bus_LV_4284-1_0_6_node_137 | 0.4 | n |  | TRUE
146 | bus_LV_4284-1_0_6_node_140 | 0.4 | n |  | TRUE
147 | bus_LV_4284-1_0_6_node_141 | 0.4 | n |  | TRUE
148 | bus_LV_4284-1_0_6_node_143 | 0.4 | n |  | TRUE
149 | bus_LV_4284-1_0_6_node_149 | 0.4 | n |  | TRUE
150 | bus_LV_4284-1_0_6_node_150 | 0.4 | n |  | TRUE
151 | bus_LV_4284-1_0_6_node_151 | 0.4 | n |  | TRUE
152 | bus_LV_4284-1_0_6_node_158 | 0.4 | n |  | TRUE
153 | bus_LV_4284-1_0_6_node_152 | 0.4 | n |  | TRUE
154 | bus_LV_4284-1_0_6_node_166 | 0.4 | n |  | TRUE
155 | bus_LV_4284-1_0_6_node_153 | 0.4 | n |  | TRUE
156 | bus_LV_4284-1_0_6_node_165 | 0.4 | n |  | TRUE
157 | bus_LV_4284-1_0_6_node_154 | 0.4 | n |  | TRUE
158 | bus_LV_4284-1_0_6_node_159 | 0.4 | n |  | TRUE
159 | bus_LV_4284-1_0_6_node_157 | 0.4 | n |  | TRUE
160 | bus_LV_4284-1_0_6_node_156 | 0.4 | n |  | TRUE
161 | bus_LV_4284-1_0_6_node_162 | 0.4 | n |  | TRUE
162 | bus_LV_4284-1_0_6_node_155 | 0.4 | n |  | TRUE
163 | bus_LV_4284-1_0_6_node_161 | 0.4 | n |  | TRUE
164 | bus_LV_4284-1_0_6_node_160 | 0.4 | n |  | TRUE
165 | bus_LV_4284-1_0_6_node_163 | 0.4 | n |  | TRUE
166 | bus_LV_4284-1_0_6_node_164 | 0.4 | n |  | TRUE
167 | bus_MV_418_0_node_70 | 20 | n |  | TRUE

## load
| name | bus | p_mw | q_mvar | const_z_percent | const_i_percent | sn_mva | scaling | in_service | type
0 | LV_4284-1_0_6_load_0 | 0 | 0.00074309 | 0.00018624 | 0 | 0 |  | 1 | TRUE | wye
1 | LV_4284-1_0_6_load_1 | 1 | 0.0016485 | 0.00041315 | 0 | 0 |  | 1 | TRUE | wye
2 | LV_4284-1_0_6_load_2 | 2 | 0.0015957 | 0.00039991 | 0 | 0 |  | 1 | TRUE | wye
3 | LV_4284-1_0_6_load_3 | 3 | 0.0021428 | 0.00053705 | 0 | 0 |  | 1 | TRUE | wye
4 | LV_4284-1_0_6_load_5 | 5 | 0.0040628 | 0.0010182 | 0 | 0 |  | 1 | TRUE | wye
5 | LV_4284-1_0_6_load_6 | 6 | 0.0030762 | 0.00077098 | 0 | 0 |  | 1 | TRUE | wye
6 | LV_4284-1_0_6_load_16 | 7 | 0.0020542 | 0.00051484 | 0 | 0 |  | 1 | TRUE | wye
7 | LV_4284-1_0_6_load_23 | 9 | 0.0027827 | 0.00069742 | 0 | 0 |  | 1 | TRUE | wye
8 | LV_4284-1_0_6_load_22 | 11 | 0.00043213 | 0.0001083 | 0 | 0 |  | 1 | TRUE | wye
9 | LV_4284-1_0_6_load_31 | 12 | 0.0031781 | 0.00079651 | 0 | 0 |  | 1 | TRUE | wye
10 | LV_4284-1_0_6_load_46 | 13 | 0.0023218 | 0.00058189 | 0 | 0 |  | 1 | TRUE | wye
11 | LV_4284-1_0_6_load_17 | 14 | 0.0013544 | 0.00033945 | 0 | 0 |  | 1 | TRUE | wye
12 | LV_4284-1_0_6_load_51 | 15 | 0.00075494 | 0.00018921 | 0 | 0 |  | 1 | TRUE | wye
13 | LV_4284-1_0_6_load_21 | 16 | 0.001039 | 0.00026039 | 0 | 0 |  | 1 | TRUE | wye
14 | LV_4284-1_0_6_load_29 | 17 | 0.0030679 | 0.0007689 | 0 | 0 |  | 1 | TRUE | wye
15 | LV_4284-1_0_6_load_47 | 18 | 0.00038744 | 9.7102e-05 | 0 | 0 |  | 1 | TRUE | wye
16 | LV_4284-1_0_6_load_9 | 19 | 0.0027353 | 0.00068553 | 0 | 0 |  | 1 | TRUE | wye
17 | LV_4284-1_0_6_load_10 | 20 | 0.00013951 | 3.4965e-05 | 0 | 0 |  | 1 | TRUE | wye
18 | LV_4284-1_0_6_load_11 | 21 | 0.0018707 | 0.00046883 | 0 | 0 |  | 1 | TRUE | wye
19 | LV_4284-1_0_6_load_12 | 22 | 0.0019567 | 0.0004904 | 0 | 0 |  | 1 | TRUE | wye
20 | LV_4284-1_0_6_load_13 | 23 | 0.0007996 | 0.0002004 | 0 | 0 |  | 1 | TRUE | wye
21 | LV_4284-1_0_6_load_14 | 24 | 0.000435 | 0.00010902 | 0 | 0 |  | 1 | TRUE | wye
22 | LV_4284-1_0_6_load_15 | 25 | 0.00062934 | 0.00015773 | 0 | 0 |  | 1 | TRUE | wye
23 | LV_4284-1_0_6_load_18 | 29 | 0.0020555 | 0.00051516 | 0 | 0 |  | 1 | TRUE | wye
24 | LV_4284-1_0_6_load_19 | 30 | 0.0015807 | 0.00039616 | 0 | 0 |  | 1 | TRUE | wye
25 | LV_4284-1_0_6_load_20 | 31 | 0.00044375 | 0.00011122 | 0 | 0 |  | 1 | TRUE | wye
26 | LV_4284-1_0_6_load_58 | 32 | 0.0018245 | 0.00045727 | 0 | 0 |  | 1 | TRUE | wye
27 | LV_4284-1_0_6_load_52 | 33 | 0.00082773 | 0.00020745 | 0 | 0 |  | 1 | TRUE | wye
28 | LV_4284-1_0_6_load_24 | 34 | 0.0003126 | 7.8345e-05 | 0 | 0 |  | 1 | TRUE | wye
29 | LV_4284-1_0_6_load_75 | 36 | 0.00029769 | 7.4607e-05 | 0 | 0 |  | 1 | TRUE | wye
30 | LV_4284-1_0_6_load_76 | 37 | 0.00065202 | 0.00016341 | 0 | 0 |  | 1 | TRUE | wye
31 | LV_4284-1_0_6_load_26 | 38 | 0.00048848 | 0.00012242 | 0 | 0 |  | 1 | TRUE | wye
32 | LV_4284-1_0_6_load_27 | 39 | 0.00040475 | 0.00010144 | 0 | 0 |  | 1 | TRUE | wye
33 | LV_4284-1_0_6_load_28 | 40 | 0.0012363 | 0.00030983 | 0 | 0 |  | 1 | TRUE | wye
34 | LV_4284-1_0_6_load_30 | 41 | 0.00056996 | 0.00014284 | 0 | 0 |  | 1 | TRUE | wye
35 | LV_4284-1_0_6_load_32 | 42 | 0.0013222 | 0.00033139 | 0 | 0 |  | 1 | TRUE | wye
36 | LV_4284-1_0_6_load_54 | 43 | 0.00087068 | 0.00021821 | 0 | 0 |  | 1 | TRUE | wye
37 | LV_4284-1_0_6_load_56 | 44 | 0.00020444 | 5.1238e-05 | 0 | 0 |  | 1 | TRUE | wye
38 | LV_4284-1_0_6_load_33 | 45 | 0.0020108 | 0.00050396 | 0 | 0 |  | 1 | TRUE | wye
39 | LV_4284-1_0_6_load_34 | 46 | 0.0015428 | 0.00038666 | 0 | 0 |  | 1 | TRUE | wye
40 | LV_4284-1_0_6_load_35 | 47 | 0.0013769 | 0.00034508 | 0 | 0 |  | 1 | TRUE | wye
41 | LV_4284-1_0_6_load_36 | 48 | 0.004029 | 0.0010098 | 0 | 0 |  | 1 | TRUE | wye
42 | LV_4284-1_0_6_load_37 | 49 | 0.0015093 | 0.00037826 | 0 | 0 |  | 1 | TRUE | wye
43 | LV_4284-1_0_6_load_38 | 50 | 0.0014321 | 0.00035891 | 0 | 0 |  | 1 | TRUE | wye
44 | LV_4284-1_0_6_load_55 | 52 | 0.0014314 | 0.00035875 | 0 | 0 |  | 1 | TRUE | wye
45 | LV_4284-1_0_6_load_44 | 54 | 0.0011834 | 0.0002966 | 0 | 0 |  | 1 | TRUE | wye
46 | LV_4284-1_0_6_load_66 | 55 | 0.0023945 | 0.00060011 | 0 | 0 |  | 1 | TRUE | wye
47 | LV_4284-1_0_6_load_88 | 56 | 0.0035951 | 0.00090102 | 0 | 0 |  | 1 | TRUE | wye
48 | LV_4284-1_0_6_load_42 | 57 | 0.0013 | 0.0003258 | 0 | 0 |  | 1 | TRUE | wye
49 | LV_4284-1_0_6_load_40 | 58 | 0.0013063 | 0.00032739 | 0 | 0 |  | 1 | TRUE | wye
50 | LV_4284-1_0_6_load_41 | 59 | 0.0013058 | 0.00032726 | 0 | 0 |  | 1 | TRUE | wye
51 | LV_4284-1_0_6_load_43 | 60 | 0.0012979 | 0.00032529 | 0 | 0 |  | 1 | TRUE | wye
52 | LV_4284-1_0_6_load_45 | 61 | 0.0012683 | 0.00031786 | 0 | 0 |  | 1 | TRUE | wye
53 | LV_4284-1_0_6_load_50 | 62 | 0.00044358 | 0.00011117 | 0 | 0 |  | 1 | TRUE | wye
54 | LV_4284-1_0_6_load_49 | 64 | 0.00041292 | 0.00010349 | 0 | 0 |  | 1 | TRUE | wye
55 | LV_4284-1_0_6_load_167 | 66 | 0.00027308 | 6.844e-05 | 0 | 0 |  | 1 | TRUE | wye
56 | LV_4284-1_0_6_load_53 | 67 | 0.00030421 | 7.6241e-05 | 0 | 0 |  | 1 | TRUE | wye
57 | LV_4284-1_0_6_load_65 | 68 | 0.00092654 | 0.00023221 | 0 | 0 |  | 1 | TRUE | wye
58 | LV_4284-1_0_6_load_78 | 69 | 0.0020156 | 0.00050515 | 0 | 0 |  | 1 | TRUE | wye
59 | LV_4284-1_0_6_load_67 | 70 | 0.00049321 | 0.00012361 | 0 | 0 |  | 1 | TRUE | wye
60 | LV_4284-1_0_6_load_63 | 72 | 0.0037238 | 0.00093328 | 0 | 0 |  | 1 | TRUE | wye
61 | LV_4284-1_0_6_load_64 | 73 | 0.0005939 | 0.00014885 | 0 | 0 |  | 1 | TRUE | wye
62 | LV_4284-1_0_6_load_95 | 74 | 0.00019626 | 4.9187e-05 | 0 | 0 |  | 1 | TRUE | wye
63 | LV_4284-1_0_6_load_112 | 75 | 0.0024356 | 0.00061042 | 0 | 0 |  | 1 | TRUE | wye
64 | LV_4284-1_0_6_load_94 | 76 | 0.00072933 | 0.00018279 | 0 | 0 |  | 1 | TRUE | wye
65 | LV_4284-1_0_6_load_110 | 77 | 0.00068239 | 0.00017102 | 0 | 0 |  | 1 | TRUE | wye
66 | LV_4284-1_0_6_load_79 | 79 | 0.0014341 | 0.00035941 | 0 | 0 |  | 1 | TRUE | wye
67 | LV_4284-1_0_6_load_69 | 80 | 0.000445 | 0.00011153 | 0 | 0 |  | 1 | TRUE | wye
68 | LV_4284-1_0_6_load_70 | 81 | 0.00012448 | 3.1197e-05 | 0 | 0 |  | 1 | TRUE | wye
69 | LV_4284-1_0_6_load_71 | 82 | 0.00072939 | 0.0001828 | 0 | 0 |  | 1 | TRUE | wye
70 | LV_4284-1_0_6_load_72 | 83 | 0.00016594 | 4.1589e-05 | 0 | 0 |  | 1 | TRUE | wye
71 | LV_4284-1_0_6_load_77 | 85 | 0.00034107 | 8.5481e-05 | 0 | 0 |  | 1 | TRUE | wye
72 | LV_4284-1_0_6_load_106 | 88 | 0.0022302 | 0.00055895 | 0 | 0 |  | 1 | TRUE | wye
73 | LV_4284-1_0_6_load_136 | 89 | 0.0024134 | 0.00060485 | 0 | 0 |  | 1 | TRUE | wye
74 | LV_4284-1_0_6_load_135 | 90 | 0.003497 | 0.00087642 | 0 | 0 |  | 1 | TRUE | wye
75 | LV_4284-1_0_6_load_81 | 93 | 0.0018309 | 0.00045888 | 0 | 0 |  | 1 | TRUE | wye
76 | LV_4284-1_0_6_load_82 | 94 | 0.0013784 | 0.00034547 | 0 | 0 |  | 1 | TRUE | wye
77 | LV_4284-1_0_6_load_83 | 95 | 0.0010019 | 0.00025109 | 0 | 0 |  | 1 | TRUE | wye
78 | LV_4284-1_0_6_load_84 | 96 | 0.0015295 | 0.00038334 | 0 | 0 |  | 1 | TRUE | wye
79 | LV_4284-1_0_6_load_85 | 97 | 0.0053796 | 0.0013483 | 0 | 0 |  | 1 | TRUE | wye
80 | LV_4284-1_0_6_load_89 | 98 | 0.0014368 | 0.00036009 | 0 | 0 |  | 1 | TRUE | wye
81 | LV_4284-1_0_6_load_168 | 99 | 0.00073176 | 0.0001834 | 0 | 0 |  | 1 | TRUE | wye
82 | LV_4284-1_0_6_load_90 | 100 | 0.00038533 | 9.6573e-05 | 0 | 0 |  | 1 | TRUE | wye
83 | LV_4284-1_0_6_load_91 | 101 | 0.00075686 | 0.00018969 | 0 | 0 |  | 1 | TRUE | wye
84 | LV_4284-1_0_6_load_92 | 102 | 0.00020176 | 5.0566e-05 | 0 | 0 |  | 1 | TRUE | wye
85 | LV_4284-1_0_6_load_93 | 103 | 0.0024821 | 0.00062206 | 0 | 0 |  | 1 | TRUE | wye
86 | LV_4284-1_0_6_load_96 | 104 | 0.00068585 | 0.00017189 | 0 | 0 |  | 1 | TRUE | wye
87 | LV_4284-1_0_6_load_97 | 105 | 0.003182 | 0.00079749 | 0 | 0 |  | 1 | TRUE | wye
88 | LV_4284-1_0_6_load_99 | 107 | 0.0035147 | 0.00088086 | 0 | 0 |  | 1 | TRUE | wye
89 | LV_4284-1_0_6_load_100 | 108 | 0.0005404 | 0.00013544 | 0 | 0 |  | 1 | TRUE | wye
90 | LV_4284-1_0_6_load_102 | 109 | 0.00076215 | 0.00019101 | 0 | 0 |  | 1 | TRUE | wye
91 | LV_4284-1_0_6_load_104 | 110 | 0.0022146 | 0.00055504 | 0 | 0 |  | 1 | TRUE | wye
92 | LV_4284-1_0_6_load_103 | 111 | 0.0076063 | 0.0019063 | 0 | 0 |  | 1 | TRUE | wye
93 | LV_4284-1_0_6_load_134 | 113 | 0.0032713 | 0.00081987 | 0 | 0 |  | 1 | TRUE | wye
94 | LV_4284-1_0_6_load_129 | 114 | 0.0005062 | 0.00012687 | 0 | 0 |  | 1 | TRUE | wye
95 | LV_4284-1_0_6_load_107 | 115 | 0.0081451 | 0.0020414 | 0 | 0 |  | 1 | TRUE | wye
96 | LV_4284-1_0_6_load_108 | 116 | 0.0018151 | 0.00045491 | 0 | 0 |  | 1 | TRUE | wye
97 | LV_4284-1_0_6_load_109 | 117 | 0.0030485 | 0.00076403 | 0 | 0 |  | 1 | TRUE | wye
98 | LV_4284-1_0_6_load_113 | 119 | 0.0048744 | 0.0012216 | 0 | 0 |  | 1 | TRUE | wye
99 | LV_4284-1_0_6_load_119 | 122 | 0.0010399 | 0.00026064 | 0 | 0 |  | 1 | TRUE | wye
100 | LV_4284-1_0_6_load_116 | 123 | 0.0017973 | 0.00045045 | 0 | 0 |  | 1 | TRUE | wye
101 | LV_4284-1_0_6_load_146 | 125 | 0.002542 | 0.00063708 | 0 | 0 |  | 1 | TRUE | wye
102 | LV_4284-1_0_6_load_121 | 126 | 0.0027971 | 0.00070102 | 0 | 0 |  | 1 | TRUE | wye
103 | LV_4284-1_0_6_load_117 | 127 | 0.0010771 | 0.00026994 | 0 | 0 |  | 1 | TRUE | wye
104 | LV_4284-1_0_6_load_142 | 128 | 0.0070505 | 0.001767 | 0 | 0 |  | 1 | TRUE | wye
105 | LV_4284-1_0_6_load_120 | 130 | 0.0018916 | 0.00047407 | 0 | 0 |  | 1 | TRUE | wye
106 | LV_4284-1_0_6_load_132 | 131 | 0.0058285 | 0.0014608 | 0 | 0 |  | 1 | TRUE | wye
107 | LV_4284-1_0_6_load_123 | 132 | 0.00048283 | 0.00012101 | 0 | 0 |  | 1 | TRUE | wye
108 | LV_4284-1_0_6_load_124 | 133 | 0.0019682 | 0.00049328 | 0 | 0 |  | 1 | TRUE | wye
109 | LV_4284-1_0_6_load_126 | 135 | 0.00042222 | 0.00010582 | 0 | 0 |  | 1 | TRUE | wye
110 | LV_4284-1_0_6_load_127 | 136 | 0.0010158 | 0.00025459 | 0 | 0 |  | 1 | TRUE | wye
111 | LV_4284-1_0_6_load_128 | 137 | 0.0054922 | 0.0013765 | 0 | 0 |  | 1 | TRUE | wye
112 | LV_4284-1_0_6_load_130 | 138 | 0.0010946 | 0.00027434 | 0 | 0 |  | 1 | TRUE | wye
113 | LV_4284-1_0_6_load_131 | 139 | 0.0019516 | 0.00048912 | 0 | 0 |  | 1 | TRUE | wye
114 | LV_4284-1_0_6_load_148 | 140 | 0.001361 | 0.0003411 | 0 | 0 |  | 1 | TRUE | wye
115 | LV_4284-1_0_6_load_147 | 141 | 0.0042212 | 0.0010579 | 0 | 0 |  | 1 | TRUE | wye
116 | LV_4284-1_0_6_load_145 | 142 | 0.0031666 | 0.00079364 | 0 | 0 |  | 1 | TRUE | wye
117 | LV_4284-1_0_6_load_139 | 143 | 0.0049277 | 0.001235 | 0 | 0 |  | 1 | TRUE | wye
118 | LV_4284-1_0_6_load_138 | 144 | 0.00081165 | 0.00020342 | 0 | 0 |  | 1 | TRUE | wye
119 | LV_4284-1_0_6_load_137 | 145 | 0.0016634 | 0.0004169 | 0 | 0 |  | 1 | TRUE | wye
120 | LV_4284-1_0_6_load_140 | 146 | 0.0038963 | 0.0009765 | 0 | 0 |  | 1 | TRUE | wye
121 | LV_4284-1_0_6_load_141 | 147 | 0.0040812 | 0.0010228 | 0 | 0 |  | 1 | TRUE | wye
122 | LV_4284-1_0_6_load_143 | 148 | 0.0040747 | 0.0010212 | 0 | 0 |  | 1 | TRUE | wye
123 | LV_4284-1_0_6_load_149 | 149 | 0.001386 | 0.00034737 | 0 | 0 |  | 1 | TRUE | wye
124 | LV_4284-1_0_6_load_150 | 150 | 0.00059771 | 0.0001498 | 0 | 0 |  | 1 | TRUE | wye
125 | LV_4284-1_0_6_load_151 | 151 | 0.00070563 | 0.00017685 | 0 | 0 |  | 1 | TRUE | wye
126 | LV_4284-1_0_6_load_158 | 152 | 0.0001743 | 4.3685e-05 | 0 | 0 |  | 1 | TRUE | wye
127 | LV_4284-1_0_6_load_165 | 156 | 0.0012146 | 0.00030442 | 0 | 0 |  | 1 | TRUE | wye
128 | LV_4284-1_0_6_load_159 | 158 | 0.00060679 | 0.00015208 | 0 | 0 |  | 1 | TRUE | wye
129 | LV_4284-1_0_6_load_156 | 160 | 0.00080829 | 0.00020258 | 0 | 0 |  | 1 | TRUE | wye
130 | LV_4284-1_0_6_load_162 | 161 | 0.0010901 | 0.00027322 | 0 | 0 |  | 1 | TRUE | wye
131 | LV_4284-1_0_6_load_155 | 162 | 0.00061227 | 0.00015345 | 0 | 0 |  | 1 | TRUE | wye
132 | LV_4284-1_0_6_load_161 | 163 | 0.00049825 | 0.00012487 | 0 | 0 |  | 1 | TRUE | wye
133 | LV_4284-1_0_6_load_160 | 164 | 0.00015969 | 4.0023e-05 | 0 | 0 |  | 1 | TRUE | wye
134 | LV_4284-1_0_6_load_163 | 165 | 0.001723 | 0.00043183 | 0 | 0 |  | 1 | TRUE | wye

## ext_grid
| name | bus | vm_pu | va_degree | slack_weight | in_service
0 |  | 25 | 1 | 0 | 1 | TRUE

## line
| name | std_type | from_bus | to_bus | length_km | r_ohm_per_km | x_ohm_per_km | c_nf_per_km | g_us_per_km | max_i_ka | df | parallel | type | in_service
0 | LV_4284-1_0_6_line_0 | NAYY 4x150 SE | 0 | 1 | 0.024711 | 0.208 | 0.08 | 261 | 0 | 0.27 | 1 | 1 | cs | TRUE
1 | LV_4284-1_0_6_line_1 | NAYY 4x150 SE | 0 | 2 | 0.0022648 | 0.208 | 0.08 | 261 | 0 | 0.27 | 1 | 1 | cs | TRUE
2 | LV_4284-1_0_6_line_2 | NAYY 4x150 SE | 1 | 3 | 0.00037941 | 0.208 | 0.08 | 261 | 0 | 0.27 | 1 | 1 | cs | TRUE
3 | LV_4284-1_0_6_line_3 | NAYY 4x150 SE | 2 | 4 | 0.012717 | 0.208 | 0.08 | 261 | 0 | 0.27 | 1 | 1 | cs | TRUE
4 | LV_4284-1_0_6_line_4 | NAYY 4x150 SE | 3 | 5 | 0.01651 | 0.208 | 0.08 | 261 | 0 | 0.27 | 1 | 1 | cs | TRUE
5 | LV_4284-1_0_6_line_5 | NAYY 4x150 SE | 4 | 6 | 0.028993 | 0.208 | 0.08 | 261 | 0 | 0.27 | 1 | 1 | cs | TRUE
6 | LV_4284-1_0_6_line_6 | NAYY 4x150 SE | 6 | 7 | 0.0066364 | 0.208 | 0.08 | 261 | 0 | 0.27 | 1 | 1 | cs | TRUE
7 | LV_4284-1_0_6_line_7 | NAYY 4x150 SE | 7 | 14 | 0.019502 | 0.208 | 0.08 | 261 | 0 | 0.27 | 1 | 1 | cs | TRUE
8 | LV_4284-1_0_6_line_8 | NAYY 4x150 SE | 8 | 9 | 0.023416 | 0.208 | 0.08 | 261 | 0 | 0.27 | 1 | 1 | cs | TRUE
9 | LV_4284-1_0_6_line_9 | NAYY 4x150 SE | 8 | 10 | 0.050182 | 0.208 | 0.08 | 261 | 0 | 0.27 | 1 | 2 | cs | TRUE
10 | LV_4284-1_0_6_line_10 | NAYY 4x150 SE | 8 | 11 | 0.009492 | 0.208 | 0.08 | 261 | 0 | 0.27 | 1 | 2 | cs | TRUE
11 | LV_4284-1_0_6_line_11 | NAYY 4x150 SE | 9 | 15 | 0.0067297 | 0.208 | 0.08 | 261 | 0 | 0.27 | 1 | 1 | cs | TRUE
12 | LV_4284-1_0_6_line_12 | NAYY 4x150 SE | 10 | 12 | 0.022861 | 0.208 | 0.08 | 261 | 0 | 0.27 | 1 | 1 | cs | TRUE
13 | LV_4284-1_0_6_line_13 | NAYY 4x150 SE | 10 | 13 | 0.016836 | 0.208 | 0.08 | 261 | 0 | 0.27 | 1 | 2 | cs | TRUE
14 | LV_4284-1_0_6_line_14 | NAYY 4x150 SE | 11 | 16 | 0.010423 | 0.208 | 0.08 | 261 | 0 | 0.27 | 1 | 3 | cs | TRUE
15 | LV_4284-1_0_6_line_15 | NAYY 4x150 SE | 12 | 17 | 0.030366 | 0.208 | 0.08 | 261 | 0 | 0.27 | 1 | 1 | cs | TRUE
16 | LV_4284-1_0_6_line_16 | NAYY 4x150 SE | 13 | 18 | 0.017926 | 0.208 | 0.08 | 261 | 0 | 0.27 | 1 | 1 | cs | TRUE
17 | LV_4284-1_0_6_line_17 | NAYY 4x150 SE | 14 | 29 | 0.064703 | 0.208 | 0.08 | 261 | 0 | 0.27 | 1 | 1 | cs | TRUE
18 | LV_4284-1_0_6_line_18 | NAYY 4x150 SE | 15 | 33 | 0.016715 | 0.208 | 0.08 | 261 | 0 | 0.27 | 1 | 1 | cs | TRUE
19 | LV_4284-1_0_6_line_19 | NAYY 4x150 SE | 16 | 25 | 0.015364 | 0.208 | 0.08 | 261 | 0 | 0.27 | 1 | 3 | cs | TRUE
20 | LV_4284-1_0_6_line_20 | NAYY 4x150 SE | 17 | 39 | 0.0055834 | 0.208 | 0.08 | 261 | 0 | 0.27 | 1 | 1 | cs | TRUE
21 | LV_4284-1_0_6_line_21 | NAYY 4x150 SE | 18 | 63 | 0.025056 | 0.208 | 0.08 | 261 | 0 | 0.27 | 1 | 1 | cs | TRUE
22 | LV_4284-1_0_6_line_22 | NAYY 4x150 SE | 19 | 20 | 0.026456 | 0.208 | 0.08 | 261 | 0 | 0.27 | 1 | 3 | cs | TRUE
23 | LV_4284-1_0_6_line_23 | NAYY 4x150 SE | 19 | 21 | 0.057078 | 0.208 | 0.08 | 261 | 0 | 0.27 | 1 | 3 | cs | TRUE
24 | LV_4284-1_0_6_line_24 | NAYY 4x150 SE | 20 | 22 | 0.00857 | 0.208 | 0.08 | 261 | 0 | 0.27 | 1 | 3 | cs | TRUE
25 | LV_4284-1_0_6_line_25 | NAYY 4x150 SE | 21 | 23 | 0.01245 | 0.208 | 0.08 | 261 | 0 | 0.27 | 1 | 3 | cs | TRUE
26 | LV_4284-1_0_6_line_26 | NAYY 4x150 SE | 22 | 24 | 0.028383 | 0.208 | 0.08 | 261 | 0 | 0.27 | 1 | 3 | cs | TRUE
27 | LV_4284-1_0_6_line_27 | NAYY 4x150 SE | 23 | 25 | 0.012319 | 0.208 | 0.08 | 261 | 0 | 0.27 | 1 | 3 | cs | TRUE
28 | LV_4284-1_0_6_line_28 | NAYY 4x150 SE | 24 | 26 | 0.045115 | 0.208 | 0.08 | 261 | 0 | 0.27 | 1 | 3 | cs | TRUE
29 | LV_4284-1_0_6_line_29 | NAYY 4x150 SE | 26 | 27 | 0.012892 | 0.208 | 0.08 | 261 | 0 | 0.27 | 1 | 3 | cs | TRUE
30 | LV_4284-1_0_6_line_30 | NAYY 4x150 SE | 26 | 28 | 0.029122 | 0.208 | 0.08 | 261 | 0 | 0.27 | 1 | 1 | cs | TRUE
31 | LV_4284-1_0_6_line_31 | NAYY 4x150 SE | 27 | 74 | 0.009668 | 0.208 | 0.08 | 261 | 0 | 0.27 | 1 | 1 | cs | TRUE
32 | LV_4284-1_0_6_line_32 | NAYY 4x150 SE | 27 | 75 | 0.026122 | 0.208 | 0.08 | 261 | 0 | 0.27 | 1 | 3 | cs | TRUE
33 | LV_4284-1_0_6_line_33 | NAYY 4x150 SE | 28 | 71 | 0.04339 | 0.208 | 0.08 | 261 | 0 | 0.27 | 1 | 1 | cs | TRUE
34 | LV_4284-1_0_6_line_34 | NAYY 4x150 SE | 28 | 32 | 0.013524 | 0.208 | 0.08 | 261 | 0 | 0.27 | 1 | 1 | cs | TRUE
35 | LV_4284-1_0_6_line_35 | NAYY 4x150 SE | 29 | 30 | 0.027322 | 0.208 | 0.08 | 261 | 0 | 0.27 | 1 | 1 | cs | TRUE
36 | LV_4284-1_0_6_line_36 | NAYY 4x150 SE | 30 | 31 | 0.01721 | 0.208 | 0.08 | 261 | 0 | 0.27 | 1 | 1 | cs | TRUE
37 | LV_4284-1_0_6_line_37 | NAYY 4x150 SE | 31 | 32 | 0.0070681 | 0.208 | 0.08 | 261 | 0 | 0.27 | 1 | 1 | cs | TRUE
38 | LV_4284-1_0_6_line_38 | NAYY 4x150 SE | 33 | 67 | 0.01455 | 0.208 | 0.08 | 261 | 0 | 0.27 | 1 | 1 | cs | TRUE
39 | LV_4284-1_0_6_line_39 | NAYY 4x150 SE | 34 | 35 | 0.043283 | 0.208 | 0.08 | 261 | 0 | 0.27 | 1 | 1 | cs | TRUE
40 | LV_4284-1_0_6_line_40 | NAYY 4x150 SE | 35 | 36 | 0.17526 | 0.208 | 0.08 | 261 | 0 | 0.27 | 1 | 1 | cs | TRUE
41 | LV_4284-1_0_6_line_41 | NAYY 4x150 SE | 36 | 37 | 0.046225 | 0.208 | 0.08 | 261 | 0 | 0.27 | 1 | 1 | cs | TRUE
42 | LV_4284-1_0_6_line_42 | NAYY 4x150 SE | 37 | 85 | 0.029029 | 0.208 | 0.08 | 261 | 0 | 0.27 | 1 | 1 | cs | TRUE
43 | LV_4284-1_0_6_line_43 | NAYY 4x150 SE | 38 | 39 | 0.014592 | 0.208 | 0.08 | 261 | 0 | 0.27 | 1 | 1 | cs | TRUE
44 | LV_4284-1_0_6_line_44 | NAYY 4x150 SE | 38 | 40 | 0.00077867 | 0.208 | 0.08 | 261 | 0 | 0.27 | 1 | 1 | cs | TRUE
45 | LV_4284-1_0_6_line_45 | NAYY 4x150 SE | 40 | 41 | 0.021238 | 0.208 | 0.08 | 261 | 0 | 0.27 | 1 | 1 | cs | TRUE
46 | LV_4284-1_0_6_line_46 | NAYY 4x150 SE | 41 | 42 | 0.0087578 | 0.208 | 0.08 | 261 | 0 | 0.27 | 1 | 1 | cs | TRUE
47 | LV_4284-1_0_6_line_47 | NAYY 4x150 SE | 42 | 43 | 0.02294 | 0.208 | 0.08 | 261 | 0 | 0.27 | 1 | 1 | cs | TRUE
48 | LV_4284-1_0_6_line_48 | NAYY 4x150 SE | 43 | 44 | 0.021732 | 0.208 | 0.08 | 261 | 0 | 0.27 | 1 | 1 | cs | TRUE
49 | LV_4284-1_0_6_line_49 | NAYY 4x150 SE | 44 | 68 | 0.0017575 | 0.208 | 0.08 | 261 | 0 | 0.27 | 1 | 1 | cs | TRUE
50 | LV_4284-1_0_6_line_50 | NAYY 4x150 SE | 45 | 46 | 0.023837 | 0.208 | 0.08 | 261 | 0 | 0.27 | 1 | 1 | cs | TRUE
51 | LV_4284-1_0_6_line_51 | NAYY 4x150 SE | 45 | 47 | 0.003374 | 0.208 | 0.08 | 261 | 0 | 0.27 | 1 | 1 | cs | TRUE
52 | LV_4284-1_0_6_line_52 | NAYY 4x150 SE | 46 | 48 | 0.0021654 | 0.208 | 0.08 | 261 | 0 | 0.27 | 1 | 1 | cs | TRUE
53 | LV_4284-1_0_6_line_53 | NAYY 4x150 SE | 47 | 49 | 0.00048381 | 0.208 | 0.08 | 261 | 0 | 0.27 | 1 | 1 | cs | TRUE
54 | LV_4284-1_0_6_line_54 | NAYY 4x150 SE | 48 | 50 | 0.0037738 | 0.208 | 0.08 | 261 | 0 | 0.27 | 1 | 1 | cs | TRUE
55 | LV_4284-1_0_6_line_55 | NAYY 4x150 SE | 49 | 51 | 0.018611 | 0.208 | 0.08 | 261 | 0 | 0.27 | 1 | 1 | cs | TRUE
56 | LV_4284-1_0_6_line_56 | NAYY 4x150 SE | 50 | 52 | 0.0029221 | 0.208 | 0.08 | 261 | 0 | 0.27 | 1 | 1 | cs | TRUE
57 | LV_4284-1_0_6_line_57 | NAYY 4x150 SE | 51 | 53 | 0.089134 | 0.208 | 0.08 | 261 | 0 | 0.27 | 1 | 1 | cs | TRUE
58 | LV_4284-1_0_6_line_58 | NAYY 4x150 SE | 51 | 54 | 0.023593 | 0.208 | 0.08 | 261 | 0 | 0.27 | 1 | 1 | cs | TRUE
59 | LV_4284-1_0_6_line_59 | NAYY 4x150 SE | 52 | 55 | 0.013543 | 0.208 | 0.08 | 261 | 0 | 0.27 | 1 | 1 | cs | TRUE
60 | LV_4284-1_0_6_line_60 | NAYY 4x150 SE | 53 | 56 | 0.014729 | 0.208 | 0.08 | 261 | 0 | 0.27 | 1 | 1 | cs | TRUE
61 | LV_4284-1_0_6_line_61 | NAYY 4x150 SE | 54 | 57 | 0.0054089 | 0.208 | 0.08 | 261 | 0 | 0.27 | 1 | 1 | cs | TRUE
62 | LV_4284-1_0_6_line_62 | NAYY 4x150 SE | 55 | 69 | 0.0044592 | 0.208 | 0.08 | 261 | 0 | 0.27 | 1 | 1 | cs | TRUE
63 | LV_4284-1_0_6_line_63 | NAYY 4x150 SE | 57 | 58 | 0.0056778 | 0.208 | 0.08 | 261 | 0 | 0.27 | 1 | 1 | cs | TRUE
64 | LV_4284-1_0_6_line_64 | NAYY 4x150 SE | 58 | 59 | 0.0057666 | 0.208 | 0.08 | 261 | 0 | 0.27 | 1 | 1 | cs | TRUE
65 | LV_4284-1_0_6_line_65 | NAYY 4x150 SE | 59 | 60 | 0.0063411 | 0.208 | 0.08 | 261 | 0 | 0.27 | 1 | 1 | cs | TRUE
66 | LV_4284-1_0_6_line_66 | NAYY 4x150 SE | 60 | 61 | 0.0063437 | 0.208 | 0.08 | 261 | 0 | 0.27 | 1 | 1 | cs | TRUE
67 | LV_4284-1_0_6_line_67 | NAYY 4x150 SE | 61 | 62 | 0.065538 | 0.208 | 0.08 | 261 | 0 | 0.27 | 1 | 1 | cs | TRUE
68 | LV_4284-1_0_6_line_68 | NAYY 4x150 SE | 62 | 63 | 0.018621 | 0.208 | 0.08 | 261 | 0 | 0.27 | 1 | 1 | cs | TRUE
69 | LV_4284-1_0_6_line_69 | NAYY 4x150 SE | 63 | 64 | 0.026207 | 0.208 | 0.08 | 261 | 0 | 0.27 | 1 | 1 | cs | TRUE
70 | LV_4284-1_0_6_line_70 | NAYY 4x150 SE | 64 | 65 | 0.006162 | 0.208 | 0.08 | 261 | 0 | 0.27 | 1 | 1 | cs | TRUE
71 | LV_4284-1_0_6_line_71 | NAYY 4x150 SE | 65 | 66 | 0.32482 | 0.208 | 0.08 | 261 | 0 | 0.27 | 1 | 1 | cs | TRUE
72 | LV_4284-1_0_6_line_72 | NAYY 4x150 SE | 66 | 99 | 0.059513 | 0.208 | 0.08 | 261 | 0 | 0.27 | 1 | 1 | cs | TRUE
73 | LV_4284-1_0_6_line_73 | NAYY 4x150 SE | 68 | 70 | 0.063206 | 0.208 | 0.08 | 261 | 0 | 0.27 | 1 | 1 | cs | TRUE
74 | LV_4284-1_0_6_line_74 | NAYY 4x150 SE | 69 | 79 | 0.026877 | 0.208 | 0.08 | 261 | 0 | 0.27 | 1 | 1 | cs | TRUE
75 | LV_4284-1_0_6_line_75 | NAYY 4x150 SE | 70 | 78 | 0.0037192 | 0.208 | 0.08 | 261 | 0 | 0.27 | 1 | 1 | cs | TRUE
76 | LV_4284-1_0_6_line_76 | NAYY 4x150 SE | 71 | 72 | 0.019634 | 0.208 | 0.08 | 261 | 0 | 0.27 | 1 | 1 | cs | TRUE
77 | LV_4284-1_0_6_line_77 | NAYY 4x150 SE | 71 | 73 | 0.00046068 | 0.208 | 0.08 | 261 | 0 | 0.27 | 1 | 1 | cs | TRUE
78 | LV_4284-1_0_6_line_78 | NAYY 4x150 SE | 74 | 76 | 0.016617 | 0.208 | 0.08 | 261 | 0 | 0.27 | 1 | 1 | cs | TRUE
79 | LV_4284-1_0_6_line_79 | NAYY 4x150 SE | 75 | 77 | 0.0058916 | 0.208 | 0.08 | 261 | 0 | 0.27 | 1 | 3 | cs | TRUE
80 | LV_4284-1_0_6_line_80 | NAYY 4x150 SE | 76 | 102 | 0.027465 | 0.208 | 0.08 | 261 | 0 | 0.27 | 1 | 1 | cs | TRUE
81 | LV_4284-1_0_6_line_81 | NAYY 4x150 SE | 77 | 116 | 0.040919 | 0.208 | 0.08 | 261 | 0 | 0.27 | 1 | 3 | cs | TRUE
82 | LV_4284-1_0_6_line_82 | NAYY 4x150 SE | 78 | 80 | 0.020574 | 0.208 | 0.08 | 261 | 0 | 0.27 | 1 | 1 | cs | TRUE
83 | LV_4284-1_0_6_line_83 | NAYY 4x150 SE | 78 | 81 | 0.037395 | 0.208 | 0.08 | 261 | 0 | 0.27 | 1 | 1 | cs | TRUE
84 | LV_4284-1_0_6_line_84 | NAYY 4x150 SE | 79 | 92 | 0.0092949 | 0.208 | 0.08 | 261 | 0 | 0.27 | 1 | 1 | cs | TRUE
85 | LV_4284-1_0_6_line_85 | NAYY 4x150 SE | 80 | 82 | 0.056028 | 0.208 | 0.08 | 261 | 0 | 0.27 | 1 | 1 | cs | TRUE
86 | LV_4284-1_0_6_line_86 | NAYY 4x150 SE | 81 | 83 | 0.022236 | 0.208 | 0.08 | 261 | 0 | 0.27 | 1 | 1 | cs | TRUE
87 | LV_4284-1_0_6_line_87 | NAYY 4x150 SE | 82 | 84 | 0.085549 | 0.208 | 0.08 | 261 | 0 | 0.27 | 1 | 1 | cs | TRUE
88 | LV_4284-1_0_6_line_88 | NAYY 4x150 SE | 83 | 85 | 0.0088634 | 0.208 | 0.08 | 261 | 0 | 0.27 | 1 | 1 | cs | TRUE
89 | LV_4284-1_0_6_line_89 | NAYY 4x150 SE | 84 | 86 | 0.032496 | 0.208 | 0.08 | 261 | 0 | 0.27 | 1 | 1 | cs | TRUE
90 | LV_4284-1_0_6_line_90 | NAYY 4x150 SE | 86 | 87 | 0.031471 | 0.208 | 0.08 | 261 | 0 | 0.27 | 1 | 1 | cs | TRUE
91 | LV_4284-1_0_6_line_91 | NAYY 4x150 SE | 86 | 88 | 0.021265 | 0.208 | 0.08 | 261 | 0 | 0.27 | 1 | 1 | cs | TRUE
92 | LV_4284-1_0_6_line_92 | NAYY 4x150 SE | 87 | 89 | 0.019409 | 0.208 | 0.08 | 261 | 0 | 0.27 | 1 | 1 | cs | TRUE
93 | LV_4284-1_0_6_line_93 | NAYY 4x150 SE | 87 | 90 | 0.033304 | 0.208 | 0.08 | 261 | 0 | 0.27 | 1 | 1 | cs | TRUE
94 | LV_4284-1_0_6_line_94 | NAYY 4x150 SE | 88 | 91 | 0.0073917 | 0.208 | 0.08 | 261 | 0 | 0.27 | 1 | 1 | cs | TRUE
95 | LV_4284-1_0_6_line_95 | NAYY 4x150 SE | 90 | 115 | 0.0073633 | 0.208 | 0.08 | 261 | 0 | 0.27 | 1 | 1 | cs | TRUE
96 | LV_4284-1_0_6_line_96 | NAYY 4x150 SE | 91 | 110 | 0.022804 | 0.208 | 0.08 | 261 | 0 | 0.27 | 1 | 1 | cs | TRUE
97 | LV_4284-1_0_6_line_97 | NAYY 4x150 SE | 92 | 93 | 0.01675 | 0.208 | 0.08 | 261 | 0 | 0.27 | 1 | 1 | cs | TRUE
98 | LV_4284-1_0_6_line_98 | NAYY 4x150 SE | 92 | 94 | 0.014648 | 0.208 | 0.08 | 261 | 0 | 0.27 | 1 | 1 | cs | TRUE
99 | LV_4284-1_0_6_line_99 | NAYY 4x150 SE | 93 | 95 | 0.021157 | 0.208 | 0.08 | 261 | 0 | 0.27 | 1 | 1 | cs | TRUE
100 | LV_4284-1_0_6_line_100 | NAYY 4x150 SE | 94 | 96 | 0.0013198 | 0.208 | 0.08 | 261 | 0 | 0.27 | 1 | 1 | cs | TRUE
101 | LV_4284-1_0_6_line_101 | NAYY 4x150 SE | 95 | 97 | 0.037904 | 0.208 | 0.08 | 261 | 0 | 0.27 | 1 | 1 | cs | TRUE
102 | LV_4284-1_0_6_line_102 | NAYY 4x150 SE | 96 | 98 | 0.029227 | 0.208 | 0.08 | 261 | 0 | 0.27 | 1 | 1 | cs | TRUE
103 | LV_4284-1_0_6_line_103 | NAYY 4x150 SE | 99 | 165 | 0.36178 | 0.208 | 0.08 | 261 | 0 | 0.27 | 1 | 1 | cs | TRUE
104 | LV_4284-1_0_6_line_104 | NAYY 4x150 SE | 100 | 101 | 0.02314 | 0.208 | 0.08 | 261 | 0 | 0.27 | 1 | 1 | cs | TRUE
105 | LV_4284-1_0_6_line_105 | NAYY 4x150 SE | 100 | 102 | 0.0079395 | 0.208 | 0.08 | 261 | 0 | 0.27 | 1 | 1 | cs | TRUE
106 | LV_4284-1_0_6_line_106 | NAYY 4x150 SE | 101 | 103 | 0.0051206 | 0.208 | 0.08 | 261 | 0 | 0.27 | 1 | 1 | cs | TRUE
107 | LV_4284-1_0_6_line_107 | NAYY 4x150 SE | 104 | 105 | 0.063137 | 0.208 | 0.08 | 261 | 0 | 0.27 | 1 | 1 | cs | TRUE
108 | LV_4284-1_0_6_line_108 | NAYY 4x150 SE | 104 | 106 | 0.041228 | 0.208 | 0.08 | 261 | 0 | 0.27 | 1 | 1 | cs | TRUE
109 | LV_4284-1_0_6_line_109 | NAYY 4x150 SE | 105 | 107 | 0.029801 | 0.208 | 0.08 | 261 | 0 | 0.27 | 1 | 1 | cs | TRUE
110 | LV_4284-1_0_6_line_110 | NAYY 4x150 SE | 106 | 108 | 0.00015012 | 0.208 | 0.08 | 261 | 0 | 0.27 | 1 | 1 | cs | TRUE
111 | LV_4284-1_0_6_line_111 | NAYY 4x150 SE | 108 | 109 | 0.016622 | 0.208 | 0.08 | 261 | 0 | 0.27 | 1 | 1 | cs | TRUE
112 | LV_4284-1_0_6_line_112 | NAYY 4x150 SE | 109 | 110 | 0.019801 | 0.208 | 0.08 | 261 | 0 | 0.27 | 1 | 1 | cs | TRUE
113 | LV_4284-1_0_6_line_113 | NAYY 4x150 SE | 111 | 112 | 0.099784 | 0.208 | 0.08 | 261 | 0 | 0.27 | 1 | 1 | cs | TRUE
114 | LV_4284-1_0_6_line_114 | NAYY 4x150 SE | 112 | 113 | 0.037085 | 0.208 | 0.08 | 261 | 0 | 0.27 | 1 | 1 | cs | TRUE
115 | LV_4284-1_0_6_line_115 | NAYY 4x150 SE | 112 | 114 | 0.024704 | 0.208 | 0.08 | 261 | 0 | 0.27 | 1 | 1 | cs | TRUE
116 | LV_4284-1_0_6_line_116 | NAYY 4x150 SE | 113 | 143 | 0.013524 | 0.208 | 0.08 | 261 | 0 | 0.27 | 1 | 1 | cs | TRUE
117 | LV_4284-1_0_6_line_117 | NAYY 4x150 SE | 114 | 135 | 0.025759 | 0.208 | 0.08 | 261 | 0 | 0.27 | 1 | 1 | cs | TRUE
118 | LV_4284-1_0_6_line_118 | NAYY 4x150 SE | 116 | 117 | 0.018968 | 0.208 | 0.08 | 261 | 0 | 0.27 | 1 | 3 | cs | TRUE
119 | LV_4284-1_0_6_line_119 | NAYY 4x150 SE | 117 | 118 | 0.022565 | 0.208 | 0.08 | 261 | 0 | 0.27 | 1 | 3 | cs | TRUE
120 | LV_4284-1_0_6_line_120 | NAYY 4x150 SE | 118 | 119 | 0.023155 | 0.208 | 0.08 | 261 | 0 | 0.27 | 1 | 1 | cs | TRUE
121 | LV_4284-1_0_6_line_121 | NAYY 4x150 SE | 118 | 120 | 0.0828 | 0.208 | 0.08 | 261 | 0 | 0.27 | 1 | 3 | cs | TRUE
122 | LV_4284-1_0_6_line_122 | NAYY 4x150 SE | 120 | 124 | 0.040548 | 0.208 | 0.08 | 261 | 0 | 0.27 | 1 | 3 | cs | TRUE
123 | LV_4284-1_0_6_line_123 | NAYY 4x150 SE | 120 | 125 | 0.040292 | 0.208 | 0.08 | 261 | 0 | 0.27 | 1 | 1 | cs | TRUE
124 | LV_4284-1_0_6_line_124 | NAYY 4x150 SE | 120 | 121 | 0.093254 | 0.208 | 0.08 | 261 | 0 | 0.27 | 1 | 1 | cs | TRUE
125 | LV_4284-1_0_6_line_125 | NAYY 4x150 SE | 121 | 122 | 0.015692 | 0.208 | 0.08 | 261 | 0 | 0.27 | 1 | 1 | cs | TRUE
126 | LV_4284-1_0_6_line_126 | NAYY 4x150 SE | 121 | 123 | 0.010991 | 0.208 | 0.08 | 261 | 0 | 0.27 | 1 | 1 | cs | TRUE
127 | LV_4284-1_0_6_line_127 | NAYY 4x150 SE | 122 | 126 | 0.011741 | 0.208 | 0.08 | 261 | 0 | 0.27 | 1 | 1 | cs | TRUE
128 | LV_4284-1_0_6_line_128 | NAYY 4x150 SE | 123 | 127 | 0.018216 | 0.208 | 0.08 | 261 | 0 | 0.27 | 1 | 1 | cs | TRUE
129 | LV_4284-1_0_6_line_129 | NAYY 4x150 SE | 124 | 128 | 0.039401 | 0.208 | 0.08 | 261 | 0 | 0.27 | 1 | 3 | cs | TRUE
130 | LV_4284-1_0_6_line_130 | NAYY 4x150 SE | 127 | 129 | 0.016206 | 0.208 | 0.08 | 261 | 0 | 0.27 | 1 | 1 | cs | TRUE
131 | LV_4284-1_0_6_line_131 | NAYY 4x150 SE | 128 | 146 | 0.025418 | 0.208 | 0.08 | 261 | 0 | 0.27 | 1 | 3 | cs | TRUE
132 | LV_4284-1_0_6_line_132 | NAYY 4x150 SE | 129 | 130 | 0.013828 | 0.208 | 0.08 | 261 | 0 | 0.27 | 1 | 1 | cs | TRUE
133 | LV_4284-1_0_6_line_133 | NAYY 4x150 SE | 130 | 131 | 0.015983 | 0.208 | 0.08 | 261 | 0 | 0.27 | 1 | 1 | cs | TRUE
134 | LV_4284-1_0_6_line_134 | NAYY 4x150 SE | 132 | 133 | 0.0067404 | 0.208 | 0.08 | 261 | 0 | 0.27 | 1 | 1 | cs | TRUE
135 | LV_4284-1_0_6_line_135 | NAYY 4x150 SE | 132 | 134 | 0.041541 | 0.208 | 0.08 | 261 | 0 | 0.27 | 1 | 3 | cs | TRUE
136 | LV_4284-1_0_6_line_136 | NAYY 4x150 SE | 133 | 135 | 0.007214 | 0.208 | 0.08 | 261 | 0 | 0.27 | 1 | 1 | cs | TRUE
137 | LV_4284-1_0_6_line_137 | NAYY 4x150 SE | 134 | 136 | 0.047103 | 0.208 | 0.08 | 261 | 0 | 0.27 | 1 | 1 | cs | TRUE
138 | LV_4284-1_0_6_line_138 | NAYY 4x150 SE | 134 | 137 | 0.016991 | 0.208 | 0.08 | 261 | 0 | 0.27 | 1 | 3 | cs | TRUE
139 | LV_4284-1_0_6_line_139 | NAYY 4x150 SE | 136 | 138 | 0.019148 | 0.208 | 0.08 | 261 | 0 | 0.27 | 1 | 1 | cs | TRUE
140 | LV_4284-1_0_6_line_140 | NAYY 4x150 SE | 137 | 139 | 0.034652 | 0.208 | 0.08 | 261 | 0 | 0.27 | 1 | 3 | cs | TRUE
141 | LV_4284-1_0_6_line_141 | NAYY 4x150 SE | 138 | 140 | 0.025556 | 0.208 | 0.08 | 261 | 0 | 0.27 | 1 | 1 | cs | TRUE
142 | LV_4284-1_0_6_line_142 | NAYY 4x150 SE | 139 | 141 | 0.0034083 | 0.208 | 0.08 | 261 | 0 | 0.27 | 1 | 3 | cs | TRUE
143 | LV_4284-1_0_6_line_143 | NAYY 4x150 SE | 141 | 142 | 0.01638 | 0.208 | 0.08 | 261 | 0 | 0.27 | 1 | 3 | cs | TRUE
144 | LV_4284-1_0_6_line_144 | NAYY 4x150 SE | 142 | 148 | 0.024592 | 0.208 | 0.08 | 261 | 0 | 0.27 | 1 | 3 | cs | TRUE
145 | LV_4284-1_0_6_line_145 | NAYY 4x150 SE | 143 | 144 | 0.010661 | 0.208 | 0.08 | 261 | 0 | 0.27 | 1 | 1 | cs | TRUE
146 | LV_4284-1_0_6_line_146 | NAYY 4x150 SE | 144 | 145 | 0.029121 | 0.208 | 0.08 | 261 | 0 | 0.27 | 1 | 1 | cs | TRUE
147 | LV_4284-1_0_6_line_147 | NAYY 4x150 SE | 146 | 147 | 0.00043823 | 0.208 | 0.08 | 261 | 0 | 0.27 | 1 | 3 | cs | TRUE
148 | LV_4284-1_0_6_line_148 | NAYY 4x150 SE | 147 | 148 | 0.038207 | 0.208 | 0.08 | 261 | 0 | 0.27 | 1 | 3 | cs | TRUE
149 | LV_4284-1_0_6_line_149 | NAYY 4x150 SE | 149 | 150 | 0.040969 | 0.208 | 0.08 | 261 | 0 | 0.27 | 1 | 1 | cs | TRUE
150 | LV_4284-1_0_6_line_150 | NAYY 4x150 SE | 149 | 151 | 0.038212 | 0.208 | 0.08 | 261 | 0 | 0.27 | 1 | 1 | cs | TRUE
151 | LV_4284-1_0_6_line_151 | NAYY 4x150 SE | 150 | 152 | 0.097852 | 0.208 | 0.08 | 261 | 0 | 0.27 | 1 | 1 | cs | TRUE
152 | LV_4284-1_0_6_line_152 | NAYY 4x150 SE | 151 | 153 | 0.022844 | 0.208 | 0.08 | 261 | 0 | 0.27 | 1 | 1 | cs | TRUE
153 | LV_4284-1_0_6_line_153 | NAYY 4x150 SE | 152 | 160 | 0.0015088 | 0.208 | 0.08 | 261 | 0 | 0.27 | 1 | 1 | cs | TRUE
154 | LV_4284-1_0_6_line_154 | NAYY 4x150 SE | 153 | 162 | 0.032018 | 0.208 | 0.08 | 261 | 0 | 0.27 | 1 | 1 | cs | TRUE
155 | LV_4284-1_0_6_line_155 | NAYY 4x150 SE | 154 | 155 | 0.51817 | 0.208 | 0.08 | 261 | 0 | 0.27 | 1 | 1 | cs | TRUE
156 | LV_4284-1_0_6_line_156 | NAYY 4x150 SE | 154 | 156 | 0.029869 | 0.208 | 0.08 | 261 | 0 | 0.27 | 1 | 1 | cs | TRUE
157 | LV_4284-1_0_6_line_157 | NAYY 4x150 SE | 155 | 157 | 0.050677 | 0.208 | 0.08 | 261 | 0 | 0.27 | 1 | 1 | cs | TRUE
158 | LV_4284-1_0_6_line_158 | NAYY 4x150 SE | 156 | 166 | 0.025569 | 0.208 | 0.08 | 261 | 0 | 0.27 | 1 | 1 | cs | TRUE
159 | LV_4284-1_0_6_line_159 | NAYY 4x150 SE | 157 | 158 | 0.022593 | 0.208 | 0.08 | 261 | 0 | 0.27 | 1 | 1 | cs | TRUE
160 | LV_4284-1_0_6_line_160 | NAYY 4x150 SE | 157 | 159 | 0.025165 | 0.208 | 0.08 | 261 | 0 | 0.27 | 1 | 1 | cs | TRUE
161 | LV_4284-1_0_6_line_161 | NAYY 4x150 SE | 158 | 161 | 0.064833 | 0.208 | 0.08 | 261 | 0 | 0.27 | 1 | 1 | cs | TRUE
162 | LV_4284-1_0_6_line_162 | NAYY 4x150 SE | 159 | 160 | 0.042912 | 0.208 | 0.08 | 261 | 0 | 0.27 | 1 | 1 | cs | TRUE
163 | LV_4284-1_0_6_line_163 | NAYY 4x150 SE | 162 | 163 | 0.03963 | 0.208 | 0.08 | 261 | 0 | 0.27 | 1 | 1 | cs | TRUE
164 | LV_4284-1_0_6_line_164 | NAYY 4x150 SE | 163 | 164 | 0.033958 | 0.208 | 0.08 | 261 | 0 | 0.27 | 1 | 1 | cs | TRUE
165 | LV_4284-1_0_6_line_165 | NAYY 4x150 SE | 165 | 166 | 0.07133 | 0.208 | 0.08 | 261 | 0 | 0.27 | 1 | 1 | cs | TRUE

## trafo
| name | std_type | hv_bus | lv_bus | sn_mva | vn_hv_kv | vn_lv_kv | vk_percent | vkr_percent | pfe_kw | i0_percent | shift_degree | tap_side | tap_neutral | tap_min | tap_max | tap_step_percent | tap_step_degree | tap_pos | tap_phase_shifter | parallel | df | in_service
0 | LV_4284-1_0_6_trafo_15 | 0.25 MVA 20/0.4 kV | 167 | 25 | 0.25 | 20 | 0.4 | 6 | 1.44 | 0.8 | 0.32 | 150 | hv | 0 | -2 | 2 | 2.5 | 0 | 0 | FALSE | 1 | 1 | TRUE

## line_geodata
| x0 | y0 | x1 | y1 | x2 | y2 | x3 | y3 | x4 | y4 | x5 | y5 | x6 | y6
0 | 2645748.3513 | 1236911.1009 | 2645723.6748 | 1236912.4113
1 | 2645748.3513 | 1236911.1009 | 2645750.6129 | 1236910.9808
2 | 2645723.2959 | 1236912.4314 | 2645723.6748 | 1236912.4113
3 | 2645763.3122 | 1236910.3064 | 2645750.6129 | 1236910.9808
4 | 2645706.8092 | 1236913.307 | 2645723.2959 | 1236912.4314
5 | 2645763.3122 | 1236910.3064 | 2645769.1381 | 1236938.7081
6 | 2645769.1381 | 1236938.7081 | 2645770.4716 | 1236945.2091
7 | 2645773.7355 | 1236964.4263 | 2645772.2596 | 1236953.9254 | 2645770.4716 | 1236945.2091
8 | 2645784.3966 | 1236854.5997 | 2645784.9311 | 1236831.1895
9 | 2645740.497 | 1236838.0846 | 2645745.3968 | 1236843.3812 | 2645749.7447 | 1236847.6507 | 2645750.6017 | 1236850.3257 | 2645784.3966 | 1236854.5997
10 | 2645784.3966 | 1236854.5997 | 2645784.2192 | 1236864.09
11 | 2645784.9311 | 1236831.1895 | 2645785.0847 | 1236824.4616
12 | 2645740.497 | 1236838.0846 | 2645746.1584 | 1236830.9458 | 2645748.883 | 1236817.4689
13 | 2645740.497 | 1236838.0846 | 2645730.0856 | 1236844.0416 | 2645725.3739 | 1236845.1535
14 | 2645784.8534 | 1236874.4762 | 2645784.152 | 1236867.684 | 2645784.2192 | 1236864.09
15 | 2645748.883 | 1236817.4689 | 2645749.4462 | 1236814.6829 | 2645751.2238 | 1236805.902 | 2645755.7308 | 1236787.893
16 | 2645725.3739 | 1236845.1535 | 2645707.9268 | 1236849.2707
17 | 2645773.7355 | 1236964.4263 | 2645776.2691 | 1236982.4524 | 2645780.8584 | 1236991.7048 | 2645783.5693 | 1237006.1349 | 2645789.5084 | 1237026.7871
18 | 2645782.9379 | 1236808.0837 | 2645785.276 | 1236816.0818 | 2645785.0847 | 1236824.4616
19 | 2645784.8534 | 1236874.4762 | 2645786.4317 | 1236889.759
20 | 2645757.0863 | 1236782.4766 | 2645757.0863 | 1236782.4766 | 2645755.7308 | 1236787.893
21 | 2645685.3717 | 1236859.5967 | 2645699.6527 | 1236851.2233 | 2645707.9268 | 1236849.2707
22 | 2645802.7267 | 1236969.8692 | 2645805.9518 | 1236984.1932 | 2645806.9746 | 1236995.9222
23 | 2645802.7267 | 1236969.8692 | 2645798.2633 | 1236950.0455 | 2645790.0257 | 1236914.2223
24 | 2645806.9746 | 1236995.9222 | 2645807.7191 | 1237004.4598
25 | 2645787.6972 | 1236902.0129 | 2645788.0877 | 1236905.7943 | 2645790.0257 | 1236914.2223
26 | 2645815.0701 | 1237031.7811 | 2645814.6827 | 1237030.3123 | 2645811.6404 | 1237015.7017 | 2645807.8077 | 1237005.4767 | 2645807.7191 | 1237004.4598
27 | 2645787.6972 | 1236902.0129 | 2645786.4317 | 1236889.759
28 | 2645834.2555 | 1237072.4791 | 2645831.1897 | 1237066.8074 | 2645816.6454 | 1237037.7544 | 2645815.0701 | 1237031.7811
29 | 2645846.2911 | 1237067.7689 | 2645834.2555 | 1237072.4791
30 | 2645809.7868 | 1237088.3117 | 2645819.5261 | 1237081.16 | 2645834.2555 | 1237072.4791
31 | 2645846.2911 | 1237067.7689 | 2645848.6494 | 1237077.1449
32 | 2645846.2911 | 1237067.7689 | 2645851.6632 | 1237065.7646 | 2645860.3315 | 1237063.0964 | 2645871.3366 | 1237060.4491
33 | 2645809.7868 | 1237088.3117 | 2645775.3549 | 1237114.8413
34 | 2645809.7868 | 1237088.3117 | 2645805.2763 | 1237081.6171 | 2645803.7696 | 1237076.378
35 | 2645797.0596 | 1237053.0453 | 2645789.5084 | 1237026.7871
36 | 2645797.0596 | 1237053.0453 | 2645801.8161 | 1237069.5852
37 | 2645803.7696 | 1237076.378 | 2645801.8161 | 1237069.5852
38 | 2645778.8552 | 1236794.1183 | 2645782.9379 | 1236808.0837
39 | 2645608.6921 | 1236501.5344 | 2645596.3844 | 1236491.289 | 2645577.8842 | 1236471.2552
40 | 2645779.1407 | 1236542.3168 | 2645608.6921 | 1236501.5344
41 | 2645779.1407 | 1236542.3168 | 2645792.1074 | 1236556.0458 | 2645808.3973 | 1236578.0037
42 | 2645825.6081 | 1236601.3737 | 2645825.1245 | 1236600.5509 | 2645808.3973 | 1236578.0037
43 | 2645765.1624 | 1236770.3233 | 2645757.0863 | 1236782.4766
44 | 2645765.1624 | 1236770.3233 | 2645765.5934 | 1236769.6748
45 | 2645765.5934 | 1236769.6748 | 2645769.847 | 1236763.2737 | 2645778.1059 | 1236752.5288
46 | 2645778.1059 | 1236752.5288 | 2645783.443 | 1236745.5851
47 | 2645783.443 | 1236745.5851 | 2645784.162 | 1236744.6497 | 2645798.3515 | 1236733.4741 | 2645801.5078 | 1236731.5461
48 | 2645801.5078 | 1236731.5461 | 2645820.0535 | 1236720.2177
49 | 2645821.5534 | 1236719.3015 | 2645820.0535 | 1236720.2177
50 | 2645697.4016 | 1236995.8266 | 2645710.1426 | 1236996.3191 | 2645721.2228 | 1236996.702
51 | 2645697.4016 | 1236995.8266 | 2645694.0301 | 1236995.6963
52 | 2645721.2228 | 1236996.702 | 2645723.3869 | 1236996.7768 | 2645723.3869 | 1236996.7768
53 | 2645694.0301 | 1236995.6963 | 2645693.5467 | 1236995.6776
54 | 2645723.3869 | 1236996.7768 | 2645726.8419 | 1236998.2948
55 | 2645674.9491 | 1236994.9588 | 2645693.5467 | 1236995.6776
56 | 2645726.8419 | 1236998.2948 | 2645729.5172 | 1236999.4701 | 2645729.5172 | 1236999.4701
57 | 2645674.9491 | 1236994.9588 | 2645676.0777 | 1237046.9453 | 2645675.762 | 1237084.0666
58 | 2645674.9491 | 1236994.9588 | 2645674.9734 | 1236971.3662
59 | 2645729.5172 | 1236999.4701 | 2645732.6271 | 1237002.3737 | 2645733.8023 | 1237005.985 | 2645734.7018 | 1237011.4013
60 | 2645690.5202 | 1237083.4241 | 2645675.762 | 1237084.0666
61 | 2645674.9734 | 1236971.3662 | 2645674.979 | 1236965.9573
62 | 2645734.7018 | 1237011.4013 | 2645735.4323 | 1237015.8003
63 | 2645674.9848 | 1236960.2795 | 2645674.979 | 1236965.9573
64 | 2645674.9848 | 1236960.2795 | 2645674.9907 | 1236954.5129
65 | 2645674.9907 | 1236954.5129 | 2645674.9973 | 1236948.1718
66 | 2645674.9973 | 1236948.1718 | 2645675.0038 | 1236941.8281
67 | 2645675.0038 | 1236941.8281 | 2645675.0485 | 1236898.3755 | 2645677.3737 | 1236876.4126 | 2645677.3737 | 1236876.4126
68 | 2645685.3717 | 1236859.5967 | 2645677.3737 | 1236876.4126
69 | 2645685.3717 | 1236859.5967 | 2645673.5312 | 1236849.7105 | 2645668.6718 | 1236840.0861
70 | 2645666.9388 | 1236834.261 | 2645667.3828 | 1236837.5332 | 2645668.6718 | 1236840.0861
71 | 2645666.9388 | 1236834.261 | 2645347.6712 | 1236894.0776
72 | 2645301.7793 | 1236864.8646 | 2645318.2235 | 1236888.2382 | 2645325.9586 | 1236892.8446 | 2645335.3332 | 1236894.784 | 2645347.6712 | 1236894.0776
73 | 2645821.5534 | 1236719.3015 | 2645827.7941 | 1236715.4895 | 2645840.5082 | 1236701.3896 | 2645851.2373 | 1236678.8134 | 2645852.3206 | 1236666.9515
74 | 2645735.4323 | 1237015.8003 | 2645739.8355 | 1237042.3141
75 | 2645852.6588 | 1236663.2478 | 2645852.3206 | 1236666.9515
76 | 2645775.3549 | 1237114.8413 | 2645784.3295 | 1237129.3531 | 2645785.2911 | 1237131.7378
77 | 2645774.9899 | 1237115.1223 | 2645775.3549 | 1237114.8413
78 | 2645852.7026 | 1237093.2597 | 2645848.6494 | 1237077.1449
79 | 2645871.3366 | 1237060.4491 | 2645872.0196 | 1237060.2848 | 2645877.1753 | 1237059.6973
80 | 2645852.7026 | 1237093.2597 | 2645856.7367 | 1237109.2983 | 2645857.6731 | 1237120.1853
81 | 2645918.0347 | 1237058.9268 | 2645914.0445 | 1237058.7193 | 2645896.3049 | 1237058.4377 | 2645883.7947 | 1237058.9526 | 2645880.2433 | 1237059.3477 | 2645877.1753 | 1237059.6973
82 | 2645852.6588 | 1236663.2478 | 2645868.6952 | 1236650.3588
83 | 2645852.6588 | 1236663.2478 | 2645853.0139 | 1236659.4036 | 2645846.4017 | 1236636.7492 | 2645841.3672 | 1236628.1841
84 | 2645741.3583 | 1237051.4834 | 2645739.8355 | 1237042.3141
85 | 2645868.6952 | 1236650.3588 | 2645883.5013 | 1236638.4587 | 2645908.2637 | 1236619.1598 | 2645913.5154 | 1236617.1101
86 | 2645841.3672 | 1236628.1841 | 2645830.0996 | 1236609.0149
87 | 2645995.4121 | 1236600.6882 | 2645989.0509 | 1236599.4271 | 2645980.1332 | 1236601.9709 | 2645962.61 | 1236610.7076 | 2645943.889 | 1236616.8224 | 2645926.769 | 1236618.4356 | 2645913.5154 | 1236617.1101
88 | 2645830.0996 | 1236609.0149 | 2645825.6081 | 1236601.3737
89 | 2645995.4121 | 1236600.6882 | 2645996.9791 | 1236604.4917 | 2646002.0854 | 1236611.469 | 2646011.6378 | 1236622.7168 | 2646014.7245 | 1236626.6654
90 | 2646034.6466 | 1236602.2596 | 2646014.7245 | 1236626.6654
91 | 2646014.7245 | 1236626.6654 | 2646020.9655 | 1236634.6411 | 2646025.3341 | 1236644.8866
92 | 2646034.6466 | 1236602.2596 | 2646043.0968 | 1236584.8806 | 2646043.1319 | 1236584.8038
93 | 2646034.6466 | 1236602.2596 | 2646038.167 | 1236601.0305 | 2646042.3065 | 1236602.886 | 2646051.9519 | 1236608.9646 | 2646054.734 | 1236617.0802 | 2646054.6947 | 1236622.1387
94 | 2646028.2333 | 1236651.686 | 2646025.3341 | 1236644.8866
95 | 2646051.7998 | 1236628.5871 | 2646051.7998 | 1236628.5871 | 2646052.4432 | 1236624.6451 | 2646054.6947 | 1236622.1387
96 | 2646028.2333 | 1236651.686 | 2646030.6131 | 1236662.8894 | 2646028.4451 | 1236674.0306
97 | 2645741.3583 | 1237051.4834 | 2645744.1032 | 1237068.0067
98 | 2645741.3583 | 1237051.4834 | 2645726.7355 | 1237050.6214
99 | 2645744.1032 | 1237068.0067 | 2645747.5704 | 1237088.8773
100 | 2645726.7355 | 1237050.6214 | 2645725.418 | 1237050.5437
101 | 2645724.142 | 1237109.6917 | 2645726.2734 | 1237109.3045 | 2645747.8903 | 1237101.2323 | 2645748.7515 | 1237099.4377 | 2645748.8853 | 1237096.7926 | 2645747.5704 | 1237088.8773
102 | 2645696.2412 | 1237048.8236 | 2645725.418 | 1237050.5437
103 | 2644971.123 | 1236718.0695 | 2645301.7793 | 1236864.8646
104 | 2645858.3535 | 1237128.0955 | 2645859.8678 | 1237145.7014 | 2645859.5366 | 1237151.1601
105 | 2645858.3535 | 1237128.0955 | 2645857.6731 | 1237120.1853
106 | 2645859.2265 | 1237156.2714 | 2645859.5366 | 1237151.1601
107 | 2646000.4935 | 1236746.475 | 2645978.3967 | 1236802.8861 | 2645977.7843 | 1236805.3644
108 | 2646015.622 | 1236708.1245 | 2646014.5435 | 1236710.6067 | 2646000.4935 | 1236746.475
109 | 2645972.026 | 1236834.5594 | 2645973.765 | 1236821.6289 | 2645977.7843 | 1236805.3644
110 | 2646015.6816 | 1236707.9867 | 2646015.622 | 1236708.1245
111 | 2646022.2769 | 1236692.7286 | 2646015.6816 | 1236707.9867
112 | 2646028.4451 | 1236674.0306 | 2646026.878 | 1236682.0839 | 2646022.2769 | 1236692.7286
113 | 2646035.262 | 1236728.8788 | 2646041.1307 | 1236706.7656 | 2646048.9502 | 1236687.7584 | 2646059.6469 | 1236669.474 | 2646079.2657 | 1236640.2851
114 | 2646035.262 | 1236728.8788 | 2646053.9508 | 1236732.7482 | 2646070.8812 | 1236738.8594
115 | 2646035.262 | 1236728.8788 | 2646029.0724 | 1236738.7038 | 2646025.1343 | 1236751.1888
116 | 2646083.4335 | 1236743.8922 | 2646071.7044 | 1236739.1565 | 2646070.8812 | 1236738.8594
117 | 2646025.1343 | 1236751.1888 | 2646023.7513 | 1236755.5734 | 2646020.0073 | 1236776.4009
118 | 2645918.0347 | 1237058.9268 | 2645936.9776 | 1237059.9117
119 | 2645959.5117 | 1237061.0833 | 2645936.9776 | 1237059.9117
120 | 2645959.5117 | 1237061.0833 | 2645958.8118 | 1237084.2279
121 | 2645959.5117 | 1237061.0833 | 2645997.2811 | 1237062.8988 | 2646004.6424 | 1237063.9009 | 2646015.113 | 1237065.9165 | 2646029.9105 | 1237068.9997 | 2646030.3799 | 1237057.2292
122 | 2646030.3799 | 1237057.2292 | 2646033.578 | 1237038.9756 | 2646035.5699 | 1237026.0049 | 2646035.0713 | 1237017.1287
123 | 2646030.3799 | 1237057.2292 | 2646026.0418 | 1237051.7476 | 2646020.0074 | 1237034.7455 | 2646017.3182 | 1237019.7239
124 | 2645993.6091 | 1237009.4917 | 2646004.2709 | 1237053.2578 | 2646004.6424 | 1237063.9009 | 2646015.113 | 1237065.9165 | 2646029.9105 | 1237068.9997 | 2646030.3799 | 1237057.2292
125 | 2645993.6091 | 1237009.4917 | 2645978.1386 | 1237012.1194
126 | 2645993.6091 | 1237009.4917 | 2645991.0072 | 1236998.8127
127 | 2645966.5635 | 1237014.0855 | 2645978.1386 | 1237012.1194
128 | 2645991.0072 | 1236998.8127 | 2645986.6953 | 1236981.1146
129 | 2646035.0713 | 1237017.1287 | 2646021.0831 | 1236980.2944
130 | 2645982.8591 | 1236965.3692 | 2645986.6953 | 1236981.1146
131 | 2646012.0593 | 1236956.5326 | 2646021.0831 | 1236980.2944
132 | 2645982.8591 | 1236965.3692 | 2645969.2648 | 1236967.8993
133 | 2645953.552 | 1236970.8238 | 2645969.2648 | 1236967.8993
134 | 2646018.4019 | 1236783.4036 | 2646015.7882 | 1236789.6166
135 | 2645998.8011 | 1236827.5041 | 2646005.5104 | 1236814.0474 | 2646015.7882 | 1236789.6166
136 | 2646018.4019 | 1236783.4036 | 2646019.0072 | 1236781.9647 | 2646020.0073 | 1236776.4009
137 | 2645998.8011 | 1236827.5041 | 2646039.5782 | 1236837.7931 | 2646044.4782 | 1236839.0059
138 | 2645998.8011 | 1236827.5041 | 2645992.8674 | 1236843.4252
139 | 2646063.0655 | 1236843.6064 | 2646044.4782 | 1236839.0059
140 | 2645988.0736 | 1236877.424 | 2645987.6054 | 1236865.3529 | 2645991.963 | 1236845.8519 | 2645992.8674 | 1236843.4252
141 | 2646087.7819 | 1236850.095 | 2646073.1524 | 1236846.1029 | 2646063.0655 | 1236843.6064
142 | 2645988.2057 | 1236880.8298 | 2645988.0736 | 1236877.424
143 | 2645988.2057 | 1236880.8298 | 2645988.4379 | 1236886.8175 | 2645991.4861 | 1236896.7477
144 | 2645991.4861 | 1236896.7477 | 2645993.2717 | 1236902.565 | 2645999.177 | 1236920.1048
145 | 2646083.4335 | 1236743.8922 | 2646091.0209 | 1236746.9557 | 2646093.453 | 1236747.4335
146 | 2646122.0032 | 1236745.4716 | 2646117.5517 | 1236746.4723 | 2646103.0404 | 1236749.3171 | 2646093.453 | 1236747.4335
147 | 2646012.0593 | 1236956.5326 | 2646011.9037 | 1236956.1229
148 | 2645999.177 | 1236920.1048 | 2646006.6139 | 1236942.1937 | 2646011.9037 | 1236956.1229
149 | 2644323.9241 | 1236243.8329 | 2644325.6415 | 1236244.3551 | 2644360.7767 | 1236261.6794
150 | 2644287.3646 | 1236232.718 | 2644323.9241 | 1236243.8329
151 | 2644360.7767 | 1236261.6794 | 2644417.8532 | 1236341.1605
152 | 2644265.4478 | 1236226.0617 | 2644287.3646 | 1236232.718
153 | 2644417.8532 | 1236341.1605 | 2644419.2769 | 1236340.6609
154 | 2644265.4478 | 1236226.0617 | 2644258.8744 | 1236247.1039 | 2644256.704 | 1236254.0477 | 2644256.1099 | 1236256.6791
155 | 2644961.7211 | 1236617.3915 | 2644534.9741 | 1236323.4698
156 | 2644961.7211 | 1236617.3915 | 2644982.4668 | 1236635.5267 | 2644984.1744 | 1236637.0891
157 | 2644484.21 | 1236321.3328 | 2644502.3541 | 1236321.4465 | 2644511.7249 | 1236322.0281 | 2644534.9741 | 1236323.4698
158 | 2644991.1599 | 1236659.5856 | 2644992.0984 | 1236649.5641 | 2644990.725 | 1236643.0829 | 2644984.1744 | 1236637.0891
159 | 2644484.21 | 1236321.3328 | 2644481.0664 | 1236343.7058
160 | 2644484.21 | 1236321.3328 | 2644476.1518 | 1236321.2947 | 2644459.7691 | 1236326.4533
161 | 2644453.8262 | 1236396.3152 | 2644468.2119 | 1236389.3565 | 2644475.9218 | 1236380.3196 | 2644481.0664 | 1236343.7058
162 | 2644459.7691 | 1236326.4533 | 2644419.2769 | 1236340.6609
163 | 2644256.1099 | 1236256.6791 | 2644250.2563 | 1236282.6068 | 2644250.6327 | 1236295.6508
164 | 2644231.4919 | 1236321.3693 | 2644233.4538 | 1236319.7833 | 2644248.2023 | 1236307.4518 | 2644250.7495 | 1236299.6992 | 2644250.6327 | 1236295.6508
165 | 2644991.1599 | 1236659.5856 | 2644972.0758 | 1236670.8484 | 2644966.3599 | 1236682.2903 | 2644966.4871 | 1236700.4695 | 2644971.123 | 1236718.0695

## bus_geodata
| x | y | coords
0 | 2645748.3513 | 1236911.1009
1 | 2645723.6748 | 1236912.4113
2 | 2645750.6129 | 1236910.9808
3 | 2645723.2959 | 1236912.4314
4 | 2645763.3122 | 1236910.3064
5 | 2645706.8092 | 1236913.307
6 | 2645769.1381 | 1236938.7081
7 | 2645770.4716 | 1236945.2091
8 | 2645784.3966 | 1236854.5997
9 | 2645784.9311 | 1236831.1895
10 | 2645740.497 | 1236838.0845
11 | 2645784.2192 | 1236864.09
12 | 2645748.883 | 1236817.4689
13 | 2645725.3739 | 1236845.1535
14 | 2645773.7355 | 1236964.4263
15 | 2645785.0847 | 1236824.4616
16 | 2645784.8534 | 1236874.4762
17 | 2645755.7308 | 1236787.893
18 | 2645707.9268 | 1236849.2707
19 | 2645802.7267 | 1236969.8692
20 | 2645806.9746 | 1236995.9222
21 | 2645790.0257 | 1236914.2223
22 | 2645807.7191 | 1237004.4598
23 | 2645787.6972 | 1236902.0129
24 | 2645815.0701 | 1237031.7811
25 | 2645786.4317 | 1236889.759
26 | 2645834.2555 | 1237072.4791
27 | 2645846.2911 | 1237067.7689
28 | 2645809.7868 | 1237088.3117
29 | 2645789.5084 | 1237026.7871
30 | 2645797.0596 | 1237053.0453
31 | 2645801.8161 | 1237069.5852
32 | 2645803.7696 | 1237076.378
33 | 2645782.9379 | 1236808.0837
34 | 2645577.8842 | 1236471.2552
35 | 2645608.6921 | 1236501.5344
36 | 2645779.1407 | 1236542.3168
37 | 2645808.3973 | 1236578.0037
38 | 2645765.1624 | 1236770.3233
39 | 2645757.0863 | 1236782.4766
40 | 2645765.5934 | 1236769.6748
41 | 2645778.1059 | 1236752.5288
42 | 2645783.443 | 1236745.5851
43 | 2645801.5078 | 1236731.5461
44 | 2645820.0536 | 1236720.2177
45 | 2645697.4016 | 1236995.8266
46 | 2645721.2228 | 1236996.702
47 | 2645694.0301 | 1236995.6963
48 | 2645723.3869 | 1236996.7768
49 | 2645693.5467 | 1236995.6776
50 | 2645726.8419 | 1236998.2948
51 | 2645674.9491 | 1236994.9588
52 | 2645729.5172 | 1236999.4701
53 | 2645675.762 | 1237084.0666
54 | 2645674.9734 | 1236971.3662
55 | 2645734.7018 | 1237011.4013
56 | 2645690.5202 | 1237083.4241
57 | 2645674.979 | 1236965.9573
58 | 2645674.9848 | 1236960.2795
59 | 2645674.9907 | 1236954.5129
60 | 2645674.9973 | 1236948.1718
61 | 2645675.0038 | 1236941.8281
62 | 2645677.3737 | 1236876.4126
63 | 2645685.3717 | 1236859.5967
64 | 2645668.6718 | 1236840.0861
65 | 2645666.9388 | 1236834.261
66 | 2645347.6712 | 1236894.0776
67 | 2645778.8552 | 1236794.1183
68 | 2645821.5534 | 1236719.3015
69 | 2645735.4323 | 1237015.8003
70 | 2645852.3206 | 1236666.9515
71 | 2645775.3549 | 1237114.8413
72 | 2645785.2911 | 1237131.7378
73 | 2645774.9899 | 1237115.1223
74 | 2645848.6494 | 1237077.1449
75 | 2645871.3366 | 1237060.4491
76 | 2645852.7026 | 1237093.2597
77 | 2645877.1753 | 1237059.6973
78 | 2645852.6588 | 1236663.2478
79 | 2645739.8355 | 1237042.3141
80 | 2645868.6952 | 1236650.3588
81 | 2645841.3672 | 1236628.1841
82 | 2645913.5154 | 1236617.1101
83 | 2645830.0996 | 1236609.0149
84 | 2645995.4121 | 1236600.6882
85 | 2645825.6081 | 1236601.3737
86 | 2646014.7245 | 1236626.6654
87 | 2646034.6466 | 1236602.2596
88 | 2646025.3341 | 1236644.8866
89 | 2646043.1319 | 1236584.8038
90 | 2646054.6947 | 1236622.1387
91 | 2646028.2333 | 1236651.686
92 | 2645741.3583 | 1237051.4834
93 | 2645744.1032 | 1237068.0067
94 | 2645726.7355 | 1237050.6214
95 | 2645747.5704 | 1237088.8773
96 | 2645725.418 | 1237050.5437
97 | 2645724.142 | 1237109.6917
98 | 2645696.2412 | 1237048.8236
99 | 2645301.7792 | 1236864.8646
100 | 2645858.3535 | 1237128.0955
101 | 2645859.5366 | 1237151.1601
102 | 2645857.6731 | 1237120.1853
103 | 2645859.2265 | 1237156.2714
104 | 2646000.4935 | 1236746.475
105 | 2645977.7843 | 1236805.3644
106 | 2646015.622 | 1236708.1245
107 | 2645972.026 | 1236834.5594
108 | 2646015.6816 | 1236707.9867
109 | 2646022.2769 | 1236692.7286
110 | 2646028.4451 | 1236674.0306
111 | 2646079.2657 | 1236640.2851
112 | 2646035.262 | 1236728.8788
113 | 2646070.8812 | 1236738.8594
114 | 2646025.1343 | 1236751.1888
115 | 2646051.7998 | 1236628.5871
116 | 2645918.0347 | 1237058.9268
117 | 2645936.9776 | 1237059.9117
118 | 2645959.5117 | 1237061.0833
119 | 2645958.8118 | 1237084.2279
120 | 2646030.3799 | 1237057.2292
121 | 2645993.6091 | 1237009.4917
122 | 2645978.1386 | 1237012.1194
123 | 2645991.0072 | 1236998.8127
124 | 2646035.0713 | 1237017.1287
125 | 2646017.3182 | 1237019.7239
126 | 2645966.5635 | 1237014.0855
127 | 2645986.6953 | 1236981.1146
128 | 2646021.0831 | 1236980.2944
129 | 2645982.8591 | 1236965.3692
130 | 2645969.2648 | 1236967.8993
131 | 2645953.552 | 1236970.8238
132 | 2646015.7882 | 1236789.6166
133 | 2646018.4019 | 1236783.4036
134 | 2645998.8011 | 1236827.5041
135 | 2646020.0073 | 1236776.4009
136 | 2646044.4782 | 1236839.0059
137 | 2645992.8674 | 1236843.4252
138 | 2646063.0655 | 1236843.6064
139 | 2645988.0736 | 1236877.424
140 | 2646087.7819 | 1236850.095
141 | 2645988.2057 | 1236880.8298
142 | 2645991.4861 | 1236896.7477
143 | 2646083.4335 | 1236743.8922
144 | 2646093.453 | 1236747.4335
145 | 2646122.0032 | 1236745.4716
146 | 2646012.0593 | 1236956.5326
147 | 2646011.9037 | 1236956.1229
148 | 2645999.177 | 1236920.1048
149 | 2644323.9241 | 1236243.8329
150 | 2644360.7767 | 1236261.6794
151 | 2644287.3646 | 1236232.718
152 | 2644417.8532 | 1236341.1605
153 | 2644265.4478 | 1236226.0617
154 | 2644961.7211 | 1236617.3915
155 | 2644534.9741 | 1236323.4698
156 | 2644984.1744 | 1236637.0891
157 | 2644484.21 | 1236321.3328
158 | 2644481.0664 | 1236343.7058
159 | 2644459.7691 | 1236326.4533
160 | 2644419.2769 | 1236340.6609
161 | 2644453.8262 | 1236396.3152
162 | 2644256.1099 | 1236256.6791
163 | 2644250.6327 | 1236295.6508
164 | 2644231.4919 | 1236321.3693
165 | 2644971.123 | 1236718.0696
166 | 2644991.1599 | 1236659.5856
167 | 2645784.3966 | 1236854.5997

## line_std_types
| c_nf_per_km | r_ohm_per_km | x_ohm_per_km | max_i_ka | type | q_mm2 | alpha | voltage_rating
NAYY 4x50 SE | 210 | 0.642 | 0.083 | 0.142 | cs | 50 | 0.00403 | LV
NAYY 4x120 SE | 264 | 0.225 | 0.08 | 0.242 | cs | 120 | 0.00403 | LV
NAYY 4x150 SE | 261 | 0.208 | 0.08 | 0.27 | cs | 150 | 0.00403 | LV
NA2XS2Y 1x95 RM/25 12/20 kV | 216 | 0.313 | 0.132 | 0.252 | cs | 95 | 0.00403 | MV
NA2XS2Y 1x185 RM/25 12/20 kV | 273 | 0.161 | 0.117 | 0.362 | cs | 185 | 0.00403 | MV
NA2XS2Y 1x240 RM/25 12/20 kV | 304 | 0.122 | 0.112 | 0.421 | cs | 240 | 0.00403 | MV
NA2XS2Y 1x95 RM/25 6/10 kV | 315 | 0.313 | 0.123 | 0.249 | cs | 95 | 0.00403 | MV
NA2XS2Y 1x185 RM/25 6/10 kV | 406 | 0.161 | 0.11 | 0.358 | cs | 185 | 0.00403 | MV
NA2XS2Y 1x240 RM/25 6/10 kV | 456 | 0.122 | 0.105 | 0.416 | cs | 240 | 0.00403 | MV
NA2XS2Y 1x150 RM/25 12/20 kV | 250 | 0.206 | 0.116 | 0.319 | cs | 150 | 0.00403 | MV
NA2XS2Y 1x120 RM/25 12/20 kV | 230 | 0.253 | 0.119 | 0.283 | cs | 120 | 0.00403 | MV
NA2XS2Y 1x70 RM/25 12/20 kV | 190 | 0.443 | 0.132 | 0.22 | cs | 70 | 0.00403 | MV
NA2XS2Y 1x150 RM/25 6/10 kV | 360 | 0.206 | 0.11 | 0.315 | cs | 150 | 0.00403 | MV
NA2XS2Y 1x120 RM/25 6/10 kV | 340 | 0.253 | 0.113 | 0.28 | cs | 120 | 0.00403 | MV
NA2XS2Y 1x70 RM/25 6/10 kV | 280 | 0.443 | 0.123 | 0.217 | cs | 70 | 0.00403 | MV
N2XS(FL)2Y 1x120 RM/35 64/110 kV | 112 | 0.153 | 0.166 | 0.366 | cs | 120 | 0.00393 | HV
N2XS(FL)2Y 1x185 RM/35 64/110 kV | 125 | 0.099 | 0.156 | 0.457 | cs | 185 | 0.00393 | HV
N2XS(FL)2Y 1x240 RM/35 64/110 kV | 135 | 0.075 | 0.149 | 0.526 | cs | 240 | 0.00393 | HV
N2XS(FL)2Y 1x300 RM/35 64/110 kV | 144 | 0.06 | 0.144 | 0.588 | cs | 300 | 0.00393 | HV
15-AL1/3-ST1A 0.4 | 11 | 1.8769 | 0.35 | 0.105 | ol | 16 | 0.00403 | LV
24-AL1/4-ST1A 0.4 | 11.25 | 1.2012 | 0.335 | 0.14 | ol | 24 | 0.00403 | LV
48-AL1/8-ST1A 0.4 | 12.2 | 0.5939 | 0.3 | 0.21 | ol | 48 | 0.00403 | LV
94-AL1/15-ST1A 0.4 | 13.2 | 0.306 | 0.29 | 0.35 | ol | 94 | 0.00403 | LV
34-AL1/6-ST1A 10.0 | 9.7 | 0.8342 | 0.36 | 0.17 | ol | 34 | 0.00403 | MV
48-AL1/8-ST1A 10.0 | 10.1 | 0.5939 | 0.35 | 0.21 | ol | 48 | 0.00403 | MV
70-AL1/11-ST1A 10.0 | 10.4 | 0.4132 | 0.339 | 0.29 | ol | 70 | 0.00403 | MV
94-AL1/15-ST1A 10.0 | 10.75 | 0.306 | 0.33 | 0.35 | ol | 94 | 0.00403 | MV
122-AL1/20-ST1A 10.0 | 11.1 | 0.2376 | 0.323 | 0.41 | ol | 122 | 0.00403 | MV
149-AL1/24-ST1A 10.0 | 11.25 | 0.194 | 0.315 | 0.47 | ol | 149 | 0.00403 | MV
34-AL1/6-ST1A 20.0 | 9.15 | 0.8342 | 0.382 | 0.17 | ol | 34 | 0.00403 | MV
48-AL1/8-ST1A 20.0 | 9.5 | 0.5939 | 0.372 | 0.21 | ol | 48 | 0.00403 | MV
70-AL1/11-ST1A 20.0 | 9.7 | 0.4132 | 0.36 | 0.29 | ol | 70 | 0.00403 | MV
94-AL1/15-ST1A 20.0 | 10 | 0.306 | 0.35 | 0.35 | ol | 94 | 0.00403 | MV
122-AL1/20-ST1A 20.0 | 10.3 | 0.2376 | 0.344 | 0.41 | ol | 122 | 0.00403 | MV
149-AL1/24-ST1A 20.0 | 10.5 | 0.194 | 0.337 | 0.47 | ol | 149 | 0.00403 | MV
184-AL1/30-ST1A 20.0 | 10.75 | 0.1571 | 0.33 | 0.535 | ol | 184 | 0.00403 | MV
243-AL1/39-ST1A 20.0 | 11 | 0.1188 | 0.32 | 0.645 | ol | 243 | 0.00403 | MV
48-AL1/8-ST1A 110.0 | 8 | 0.5939 | 0.46 | 0.21 | ol | 48 | 0.00403 | HV
70-AL1/11-ST1A 110.0 | 8.4 | 0.4132 | 0.45 | 0.29 | ol | 70 | 0.00403 | HV
94-AL1/15-ST1A 110.0 | 8.65 | 0.306 | 0.44 | 0.35 | ol | 94 | 0.00403 | HV
122-AL1/20-ST1A 110.0 | 8.5 | 0.2376 | 0.43 | 0.41 | ol | 122 | 0.00403 | HV
149-AL1/24-ST1A 110.0 | 8.75 | 0.194 | 0.41 | 0.47 | ol | 149 | 0.00403 | HV
184-AL1/30-ST1A 110.0 | 8.8 | 0.1571 | 0.4 | 0.535 | ol | 184 | 0.00403 | HV
243-AL1/39-ST1A 110.0 | 9 | 0.1188 | 0.39 | 0.645 | ol | 243 | 0.00403 | HV
305-AL1/39-ST1A 110.0 | 9.2 | 0.0949 | 0.38 | 0.74 | ol | 305 | 0.00403 | HV
490-AL1/64-ST1A 110.0 | 9.75 | 0.059 | 0.37 | 0.96 | ol | 490 | 0.00403 | HV
679-AL1/86-ST1A 110.0 | 9.95 | 0.042 | 0.36 | 1.15 | ol | 679 | 0.00403 | HV
490-AL1/64-ST1A 220.0 | 10 | 0.059 | 0.285 | 0.96 | ol | 490 | 0.00403 | HV
679-AL1/86-ST1A 220.0 | 11.7 | 0.042 | 0.275 | 1.15 | ol | 679 | 0.00403 | HV
490-AL1/64-ST1A 380.0 | 11 | 0.059 | 0.253 | 0.96 | ol | 490 | 0.00403 | HV
679-AL1/86-ST1A 380.0 | 14.6 | 0.042 | 0.25 | 1.15 | ol | 679 | 0.00403 | HV

## trafo_std_types
| i0_percent | pfe_kw | vkr_percent | sn_mva | vn_lv_kv | vn_hv_kv | vk_percent | shift_degree | vector_group | tap_side | tap_neutral | tap_min | tap_max | tap_step_degree | tap_step_percent | tap_phase_shifter
160 MVA 380/110 kV | 0.06 | 60 | 0.25 | 160 | 110 | 380 | 12.2 | 0 | Yy0 | hv | 0 | -9 | 9 | 0 | 1.5 | FALSE
100 MVA 220/110 kV | 0.06 | 55 | 0.26 | 100 | 110 | 220 | 12 | 0 | Yy0 | hv | 0 | -9 | 9 | 0 | 1.5 | FALSE
63 MVA 110/20 kV | 0.04 | 22 | 0.32 | 63 | 20 | 110 | 18 | 150 | YNd5 | hv | 0 | -9 | 9 | 0 | 1.5 | FALSE
40 MVA 110/20 kV | 0.05 | 18 | 0.34 | 40 | 20 | 110 | 16.2 | 150 | YNd5 | hv | 0 | -9 | 9 | 0 | 1.5 | FALSE
25 MVA 110/20 kV | 0.07 | 14 | 0.41 | 25 | 20 | 110 | 12 | 150 | YNd5 | hv | 0 | -9 | 9 | 0 | 1.5 | FALSE
63 MVA 110/10 kV | 0.04 | 22 | 0.32 | 63 | 10 | 110 | 18 | 150 | YNd5 | hv | 0 | -9 | 9 | 0 | 1.5 | FALSE
40 MVA 110/10 kV | 0.05 | 18 | 0.34 | 40 | 10 | 110 | 16.2 | 150 | YNd5 | hv | 0 | -9 | 9 | 0 | 1.5 | FALSE
25 MVA 110/10 kV | 0.07 | 14 | 0.41 | 25 | 10 | 110 | 12 | 150 | YNd5 | hv | 0 | -9 | 9 | 0 | 1.5 | FALSE
0.25 MVA 20/0.4 kV | 0.32 | 0.8 | 1.44 | 0.25 | 0.4 | 20 | 6 | 150 | Yzn5 | hv | 0 | -2 | 2 | 0 | 2.5 | FALSE
0.4 MVA 20/0.4 kV | 0.3375 | 1.35 | 1.425 | 0.4 | 0.4 | 20 | 6 | 150 | Dyn5 | hv | 0 | -2 | 2 | 0 | 2.5 | FALSE
0.63 MVA 20/0.4 kV | 0.2619 | 1.65 | 1.206 | 0.63 | 0.4 | 20 | 6 | 150 | Dyn5 | hv | 0 | -2 | 2 | 0 | 2.5 | FALSE
0.25 MVA 10/0.4 kV | 0.24 | 0.6 | 1.2 | 0.25 | 0.4 | 10 | 4 | 150 | Dyn5 | hv | 0 | -2 | 2 | 0 | 2.5 | FALSE
0.4 MVA 10/0.4 kV | 0.2375 | 0.95 | 1.325 | 0.4 | 0.4 | 10 | 4 | 150 | Dyn5 | hv | 0 | -2 | 2 | 0 | 2.5 | FALSE
0.63 MVA 10/0.4 kV | 0.1873 | 1.18 | 1.0794 | 0.63 | 0.4 | 10 | 4 | 150 | Dyn5 | hv | 0 | -2 | 2 | 0 | 2.5 | FALSE

## trafo3w_std_types
| sn_hv_mva | sn_mv_mva | sn_lv_mva | vn_hv_kv | vn_mv_kv | vn_lv_kv | vk_hv_percent | vk_mv_percent | vk_lv_percent | vkr_hv_percent | vkr_mv_percent | vkr_lv_percent | pfe_kw | i0_percent | shift_mv_degree | shift_lv_degree | vector_group | tap_side | tap_neutral | tap_min | tap_max | tap_step_percent
63/25/38 MVA 110/20/10 kV | 63 | 25 | 38 | 110 | 20 | 10 | 10.4 | 10.4 | 10.4 | 0.28 | 0.32 | 0.35 | 35 | 0.89 | 0 | 0 | YN0yn0yn0 | hv | 0 | -10 | 10 | 1.2
63/25/38 MVA 110/10/10 kV | 63 | 25 | 38 | 110 | 10 | 10 | 10.4 | 10.4 | 10.4 | 0.28 | 0.32 | 0.35 | 35 | 0.89 | 0 | 0 | YN0yn0yn0 | hv | 0 | -10 | 10 | 1.2

## fuse_std_types
| fuse_type | i_rated_a | t_avg | t_min | t_total | x_avg | x_min | x_total
HV 100A | HV 100A | 100 | 0 | [10.0, 3.64, 0.854, 0.281, 0.1, 0.0531, 0.022, 0.01] | [10.0, 4.267, 1.21, 0.403, 0.1, 0.058, 0.022, 0.01] | 0 | [300.0, 350.0, 450.0, 550.0, 700.0, 850.0, 1200.0, 1752.0] | [600.0, 700.0, 900.0, 1150.0, 1665.0, 2000.0, 3000.0, 4313.0]
HV 10A | HV 10A | 10 | 0 | [10.0, 1675.0, 0.344, 0.156, 0.1, 0.0417, 0.0171, 0.01] | [10.0, 1.3, 0.3, 0.155, 0.1, 0.0555, 0.023, 0.01] | 0 | [30.0, 32.0, 35.0, 37.0, 39.0, 50.0, 70.0, 88.0] | [60.0, 70.0, 80.0, 87.0, 94.0, 110.0, 150.0, 216.0]
HV 125A | HV 125A | 125 | 0 | [10.0, 1.82, 0.344, 0.1, 0.0467, 0.0269, 0.01] | [10.0, 2.478, 0.426, 0.1, 0.0427, 0.0211, 0.01] | 0 | [375.0, 500.0, 700.0, 925.0, 1200.0, 1500.0, 2341.0] | [750.0, 1000.0, 1500.0, 2200.0, 3000.0, 4000.0, 5765.0]
HV 160A | HV 160A | 160 | 0 | [10.0, 4.15, 1.03, 0.198, 0.1, 0.051, 0.0172, 0.01] | [10.0, 2.3, 0.734, 0.274, 0.1, 0.046, 0.0177, 0.01] | 0 | [480.0, 550.0, 700.0, 1000.0, 1260.0, 1600.0, 2500.0, 3227.0] | [960.0, 1300.0, 1700.0, 2200.0, 2996.0, 4000.0, 6000.0, 7946.0]
HV 16A | HV 16A | 16 | 0 | [10.0, 0.352, 0.164, 0.1, 0.0649, 0.0342, 0.01] | [10.0, 2.34, 0.722, 0.181, 0.1, 0.055, 0.0296, 0.01] | 0 | [48.0, 60.0, 65.0, 71.0, 80.0, 100.0, 162.0] | [96.0, 110.0, 125.0, 150.0, 168.0, 200.0, 250.0, 398.0]
HV 200A | HV 200A | 200 | 0 | [10.0, 4.267, 1.21, 0.403, 0.1, 0.058, 0.022, 0.01] | [10.0, 3.73, 1.654, 0.328, 0.1, 0.0531, 0.019, 0.01] | 0 | [600.0, 700.0, 900.0, 1150.0, 1665.0, 2000.0, 3000.0, 4313.0] | [1200.0, 1500.0, 1800.0, 2700.0, 3960.0, 5000.0, 7500.0, 10620.0]
HV 20A | HV 20A | 20 | 0 | [10.0, 1.3, 0.3, 0.155, 0.1, 0.0555, 0.023, 0.01] | [10.0, 1.3, 0.161, 0.1, 0.0611, 0.0399, 0.0141, 0.01] | 0 | [60.0, 70.0, 80.0, 87.0, 94.0, 110.0, 150.0, 216.0] | [120.0, 150.0, 200.0, 223.0, 260.0, 300.0, 450.0, 532.0]
HV 25A | HV 25A | 25 | 0 | [10.0, 2.512, 0.833, 0.299, 0.1, 0.0372, 0.0223, 0.01] | [10.0, 3.125, 0.597, 0.198, 0.1, 0.0378, 0.022, 0.01] | 0 | [75.0, 82.0, 90.0, 100.0, 124.0, 170.0, 200.0, 289.0] | [150.0, 170.0, 210.0, 250.0, 294.0, 400.0, 500.0, 711.0]
HV 31.5A | HV 31.5A | 31.5 | 0 | [10.0, 2.34, 0.722, 0.181, 0.1, 0.055, 0.0296, 0.01] | [10.0, 2.84, 0.368, 0.164, 0.1, 0.0621, 0.0378, 0.0195, 0.01] | 0 | [95.0, 110.0, 125.0, 150.0, 165.0, 200.0, 250.0, 390.0] | [189.0, 220.0, 300.0, 350.0, 393.0, 450.0, 530.0, 700.0, 960.0]
HV 40A | HV 40A | 40 | 0 | [10.0, 1.3, 0.161, 0.1, 0.0611, 0.0399, 0.0141, 0.01] | [10.0, 2.05, 0.369, 0.198, 0.1, 0.051, 0.0298, 0.01] | 0 | [120.0, 150.0, 200.0, 223.0, 260.0, 300.0, 450.0, 532.0] | [240.0, 300.0, 400.0, 450.0, 530.0, 650.0, 800.0, 1311.0]
HV 50A | HV 50A | 50 | 0 | [10.0, 3.215, 0.597, 0.198, 0.1, 0.0378, 0.022, 0.01] | [10.0, 3.64, 0.854, 0.281, 0.1, 0.0531, 0.022, 0.01] | 0 | [150.0, 170.0, 210.0, 250.0, 294.0, 400.0, 500.0, 711.0] | [300.0, 350.0, 450.0, 550.0, 700.0, 850.0, 1200.0, 1752.0]
HV 6.3A | HV 6.3A | 6.3 | 0 | [10.0, 1.39, 0.344, 0.168, 0.1, 0.056, 0.0263, 0.01] | [10.0, 1.711, 0.516, 0.198, 0.1, 0.0634, 0.0303, 0.01] | 0 | [19.0, 19.5, 20.4, 20.8, 22.0, 25.0, 32.0, 48.0] | [38.0, 40.0, 43.0, 48.0, 53.0, 60.0, 75.0, 118.0]
HV 63A | HV 63A | 63 | 0 | [10.0, 2.84, 0.368, 0.164, 0.1, 0.0621, 0.0378, 0.0195, 0.01] | [10.0, 1.82, 0.344, 0.1, 0.0467, 0.0269, 0.01] | 0 | [189.0, 220.0, 300.0, 350.0, 393.0, 450.0, 530.0, 700.0, 961.0] | [378.0, 500.0, 700.0, 934.0, 1200.0, 1500.0, 2366.0]
HV 80A | HV 80A | 80 | 0 | [10.0, 2.05, 0.369, 0.198, 0.1, 0.051, 0.0298, 0.01] | [10.0, 4.15, 1.03, 0.198, 0.1, 0.051, 0.0172, 0.01] | 0 | [240.0, 300.0, 400.0, 450.0, 530.0, 650.0, 800.0, 1311.0] | [480.0, 550.0, 700.0, 1000.0, 1260.0, 1600.0, 2500.0, 3227.0]
Siemens NH-1-100 | Siemens NH-1-100 | 100 | [5400.0, 2000.0, 400.0, 20.0, 1.0, 0.2, 0.012, 0.004] | 0 | 0 | [150.0, 190.0, 250.0, 430.0, 900.0, 1250.0, 2700.0, 3600.0] | 0 | 0
Siemens NH-1-125 | Siemens NH-1-125 | 125 | [4800.0, 120.0, 7.0, 0.1, 0.004] | 0 | 0 | [180.0, 400.0, 740.0, 2000.0, 4250.0] | 0 | 0
Siemens NH-1-16 | Siemens NH-1-16 | 16 | [4000.0, 400.0, 2.0, 0.1, 0.04, 0.01] | 0 | 0 | [26.0, 35.0, 75.0, 150.0, 200.0, 300.0] | 0 | 0
Siemens NH-1-160 | Siemens NH-1-160 | 160 | [4800.0, 120.0, 7.0, 0.1, 0.004] | 0 | 0 | [210.0, 500.0, 900.0, 2300.0, 5000.0] | 0 | 0
Siemens NH-1-25 | Siemens NH-1-25 | 25 | [4000.0, 1000.0, 10.0, 0.2, 0.02, 0.01] | 0 | 0 | [40.0, 50.0, 100.0, 210.0, 400.0, 500.0] | 0 | 0
Siemens NH-1-50 | Siemens NH-1-50 | 50 | [4000.0, 40.0, 4.0, 1.0, 0.02, 0.01] | 0 | 0 | [86.0, 200.0, 300.0, 400.0, 1000.0, 1280.0] | 0 | 0
Siemens NH-1-63 | Siemens NH-1-63 | 63 | [4000.0, 100.0, 10.0, 2.0, 0.04, 0.01] | 0 | 0 | [100.0, 200.0, 300.0, 400.0, 1000.0, 1500.0] | 0 | 0
Siemens NH-1-80 | Siemens NH-1-80 | 80 | [4800.0, 120.0, 7.0, 0.1, 0.01] | 0 | 0 | [150.58, 250.0, 450.0, 1150.0, 2470.0] | 0 | 0
Siemens NH-2-1000 | Siemens NH-2-1000 | 1000 | [4800.0, 120.0, 7.0, 0.1, 0.004] | 0 | 0 | [1900.0, 3500.0, 8400.0, 24000.0, 52000.0] | 0 | 0
Siemens NH-2-200 | Siemens NH-2-200 | 200 | [4800.0, 120.0, 7.0, 0.1, 0.004] | 0 | 0 | [280.0, 650.0, 1200.0, 3000.0, 7000.0] | 0 | 0
Siemens NH-2-224 | Siemens NH-2-224 | 224 | [4800.0, 120.0, 7.0, 0.2, 0.04, 0.004] | 0 | 0 | [400.0, 750.0, 1453.0, 3025.0, 4315.0, 7600.0] | 0 | 0
Siemens NH-2-250 | Siemens NH-2-250 | 250 | [4800.0, 120.0, 7.0, 0.1, 0.004] | 0 | 0 | [450.0, 800.0, 1650.0, 4000.0, 8500.0] | 0 | 0
Siemens NH-2-315 | Siemens NH-2-315 | 315 | [4800.0, 120.0, 7.0, 0.1, 0.004] | 0 | 0 | [550.0, 920.0, 1900.0, 5000.0, 11000.0] | 0 | 0
Siemens NH-2-355 | Siemens NH-2-355 | 355 | [4800.0, 120.0, 6.0, 0.1, 0.004] | 0 | 0 | [650.0, 1116.27, 2350.0, 5840.0, 12790.0] | 0 | 0
Siemens NH-2-400 | Siemens NH-2-400 | 400 | [4800.0, 120.0, 7.0, 0.1, 0.004] | 0 | 0 | [720.0, 1350.0, 2800.0, 6500.0, 15000.0] | 0 | 0
Siemens NH-2-425 | Siemens NH-2-425 | 425 | [4800.0, 120.0, 7.0, 0.1, 0.004] | 0 | 0 | [850.0, 1500.0, 3050.0, 7500.0, 16500.0] | 0 | 0
Siemens NH-2-630 | Siemens NH-2-630 | 630 | [4800.0, 120.0, 7.0, 0.1, 0.004] | 0 | 0 | [1200.0, 2000.0, 4800.0, 12000.0, 26000.0] | 0 | 0

## dtypes
| element | column | dtype
0 | bus | name | object
1 | bus | vn_kv | float64
2 | bus | type | object
3 | bus | zone | object
4 | bus | in_service | bool
5 | load | name | object
6 | load | bus | uint32
7 | load | p_mw | float64
8 | load | q_mvar | float64
9 | load | const_z_percent | float64
10 | load | const_i_percent | float64
11 | load | sn_mva | float64
12 | load | scaling | float64
13 | load | in_service | bool
14 | load | type | object
15 | ext_grid | name | object
16 | ext_grid | bus | uint32
17 | ext_grid | vm_pu | float64
18 | ext_grid | va_degree | float64
19 | ext_grid | slack_weight | float64
20 | ext_grid | in_service | bool
21 | line | name | object
22 | line | std_type | object
23 | line | from_bus | uint32
24 | line | to_bus | uint32
25 | line | length_km | float64
26 | line | r_ohm_per_km | float64
27 | line | x_ohm_per_km | float64
28 | line | c_nf_per_km | float64
29 | line | g_us_per_km | float64
30 | line | max_i_ka | float64
31 | line | df | float64
32 | line | parallel | uint32
33 | line | type | object
34 | line | in_service | bool
35 | trafo | name | object
36 | trafo | std_type | object
37 | trafo | hv_bus | uint32
38 | trafo | lv_bus | uint32
39 | trafo | sn_mva | float64
40 | trafo | vn_hv_kv | float64
41 | trafo | vn_lv_kv | float64
42 | trafo | vk_percent | float64
43 | trafo | vkr_percent | float64
44 | trafo | pfe_kw | float64
45 | trafo | i0_percent | float64
46 | trafo | shift_degree | float64
47 | trafo | tap_side | object
48 | trafo | tap_neutral | int32
49 | trafo | tap_min | int32
50 | trafo | tap_max | int32
51 | trafo | tap_step_percent | float64
52 | trafo | tap_step_degree | float64
53 | trafo | tap_pos | int32
54 | trafo | tap_phase_shifter | bool
55 | trafo | parallel | uint32
56 | trafo | df | float64
57 | trafo | in_service | bool
58 | line_geodata | coords | object
59 | bus_geodata | x | float64
60 | bus_geodata | y | float64
61 | bus_geodata | coords | object

## parameters
| version | format_version | converged | OPF_converged | name | f_hz | sn_mva
0 | 2.14.6 | 2.14.0 | FALSE | FALSE |  | 50 | 1