## bus
| name | vn_kv | type | zone | in_service
0 | bus_LV_4324-42_1_3_node_23 | 0.4 | n |  | TRUE
1 | bus_LV_4324-42_1_3_node_24 | 0.4 | n |  | TRUE
2 | bus_LV_4324-42_1_3_node_25 | 0.4 | n |  | TRUE
3 | bus_LV_4324-42_1_3_node_26 | 0.4 | n |  | TRUE
4 | bus_LV_4324-42_1_3_node_27 | 0.4 | n |  | TRUE
5 | bus_LV_4324-42_1_3_node_29 | 0.4 | n |  | TRUE
6 | bus_LV_4324-42_1_3_node_30 | 0.4 | n |  | TRUE
7 | bus_LV_4324-42_1_3_node_28 | 0.4 | n |  | TRUE
8 | bus_LV_4324-42_1_3_node_31 | 0.4 | n |  | TRUE
9 | bus_LV_4324-42_1_3_node_32 | 0.4 | n |  | TRUE
10 | bus_LV_4324-42_1_3_node_78 | 0.4 | n |  | TRUE
11 | bus_LV_4324-42_1_3_node_80 | 0.4 | n |  | TRUE
12 | bus_LV_4324-42_1_3_node_33 | 0.4 | n |  | TRUE
13 | bus_LV_4324-42_1_3_node_79 | 0.4 | n |  | TRUE
14 | bus_LV_4324-42_1_3_node_34 | 0.4 | n |  | TRUE
15 | bus_LV_4324-42_1_3_node_36 | 0.4 | n |  | TRUE
16 | bus_LV_4324-42_1_3_node_35 | 0.4 | n |  | TRUE
17 | bus_LV_4324-42_1_3_node_37 | 0.4 | n |  | TRUE
18 | bus_LV_4324-42_1_3_node_38 | 0.4 | n |  | TRUE
19 | bus_LV_4324-42_1_3_node_39 | 0.4 | n |  | TRUE
20 | bus_LV_4324-42_1_3_node_40 | 0.4 | n |  | TRUE
21 | bus_LV_4324-42_1_3_node_73 | 0.4 | n |  | TRUE
22 | bus_LV_4324-42_1_3_node_45 | 0.4 | n |  | TRUE
23 | bus_LV_4324-42_1_3_node_42 | 0.4 | n |  | TRUE
24 | bus_LV_4324-42_1_3_node_70 | 0.4 | n |  | TRUE
25 | bus_LV_4324-42_1_3_node_74 | 0.4 | n |  | TRUE
26 | bus_LV_4324-42_1_3_node_68 | 0.4 | n |  | TRUE
27 | bus_LV_4324-42_1_3_node_69 | 0.4 | n |  | TRUE
28 | bus_LV_4324-42_1_3_node_138 | 0.4 | n |  | TRUE
29 | bus_LV_4324-42_1_3_node_194 | 0.4 | n |  | TRUE
30 | bus_LV_4324-42_1_3_node_47 | 0.4 | n |  | TRUE
31 | bus_LV_4324-42_1_3_node_41 | 0.4 | n |  | TRUE
32 | bus_LV_4324-42_1_3_node_71 | 0.4 | n |  | TRUE
33 | bus_LV_4324-42_1_3_node_75 | 0.4 | n |  | TRUE
34 | bus_LV_4324-42_1_3_node_43 | 0.4 | n |  | TRUE
35 | bus_LV_4324-42_1_3_node_44 | 0.4 | n |  | TRUE
36 | bus_LV_4324-42_1_3_node_46 | 0.4 | n |  | TRUE
37 | bus_LV_4324-42_1_3_node_48 | 0.4 | n |  | TRUE
38 | bus_LV_4324-42_1_3_node_61 | 0.4 | n |  | TRUE
39 | bus_LV_4324-42_1_3_node_55 | 0.4 | n |  | TRUE
40 | bus_LV_4324-42_1_3_node_62 | 0.4 | n |  | TRUE
41 | bus_LV_4324-42_1_3_node_53 | 0.4 | n |  | TRUE
42 | bus_LV_4324-42_1_3_node_60 | 0.4 | n |  | TRUE
43 | bus_LV_4324-42_1_3_node_59 | 0.4 | n |  | TRUE
44 | bus_LV_4324-42_1_3_node_51 | 0.4 | n |  | TRUE
45 | bus_LV_4324-42_1_3_node_52 | 0.4 | n |  | TRUE
46 | bus_LV_4324-42_1_3_node_54 | 0.4 | n |  | TRUE
47 | bus_LV_4324-42_1_3_node_56 | 0.4 | n |  | TRUE
48 | bus_LV_4324-42_1_3_node_57 | 0.4 | n |  | TRUE
49 | bus_LV_4324-42_1_3_node_58 | 0.4 | n |  | TRUE
50 | bus_LV_4324-42_1_3_node_63 | 0.4 | n |  | TRUE
51 | bus_LV_4324-42_1_3_node_64 | 0.4 | n |  | TRUE
52 | bus_LV_4324-42_1_3_node_65 | 0.4 | n |  | TRUE
53 | bus_LV_4324-42_1_3_node_66 | 0.4 | n |  | TRUE
54 | bus_LV_4324-42_1_3_node_67 | 0.4 | n |  | TRUE
55 | bus_LV_4324-42_1_3_node_161 | 0.4 | n |  | TRUE
56 | bus_LV_4324-42_1_3_node_160 | 0.4 | n |  | TRUE
57 | bus_LV_4324-42_1_3_node_158 | 0.4 | n |  | TRUE
58 | bus_LV_4324-42_1_3_node_137 | 0.4 | n |  | TRUE
59 | bus_LV_4324-42_1_3_node_72 | 0.4 | n |  | TRUE
60 | bus_LV_4324-42_1_3_node_127 | 0.4 | n |  | TRUE
61 | bus_LV_4324-42_1_3_node_128 | 0.4 | n |  | TRUE
62 | bus_LV_4324-42_1_3_node_77 | 0.4 | n |  | TRUE
63 | bus_LV_4324-42_1_3_node_129 | 0.4 | n |  | TRUE
64 | bus_LV_4324-42_1_3_node_130 | 0.4 | n |  | TRUE
65 | bus_LV_4324-42_1_3_node_131 | 0.4 | n |  | TRUE
66 | bus_LV_4324-42_1_3_node_76 | 0.4 | n |  | TRUE
67 | bus_LV_4324-42_1_3_node_81 | 0.4 | n |  | TRUE
68 | bus_LV_4324-42_1_3_node_98 | 0.4 | n |  | TRUE
69 | bus_LV_4324-42_1_3_node_86 | 0.4 | n |  | TRUE
70 | bus_LV_4324-42_1_3_node_82 | 0.4 | n |  | TRUE
71 | bus_LV_4324-42_1_3_node_116 | 0.4 | n |  | TRUE
72 | bus_LV_4324-42_1_3_node_90 | 0.4 | n |  | TRUE
73 | bus_LV_4324-42_1_3_node_84 | 0.4 | n |  | TRUE
74 | bus_LV_4324-42_1_3_node_118 | 0.4 | n |  | TRUE
75 | bus_LV_4324-42_1_3_node_113 | 0.4 | n |  | TRUE
76 | bus_LV_4324-42_1_3_node_83 | 0.4 | n |  | TRUE
77 | bus_LV_4324-42_1_3_node_85 | 0.4 | n |  | TRUE
78 | bus_LV_4324-42_1_3_node_87 | 0.4 | n |  | TRUE
79 | bus_LV_4324-42_1_3_node_88 | 0.4 | n |  | TRUE
80 | bus_LV_4324-42_1_3_node_89 | 0.4 | n |  | TRUE
81 | bus_LV_4324-42_1_3_node_91 | 0.4 | n |  | TRUE
82 | bus_LV_4324-42_1_3_node_92 | 0.4 | n |  | TRUE
83 | bus_LV_4324-42_1_3_node_93 | 0.4 | n |  | TRUE
84 | bus_LV_4324-42_1_3_node_94 | 0.4 | n |  | TRUE
85 | bus_LV_4324-42_1_3_node_99 | 0.4 | n |  | TRUE
86 | bus_LV_4324-42_1_3_node_109 | 0.4 | n |  | TRUE
87 | bus_LV_4324-42_1_3_node_95 | 0.4 | n |  | TRUE
88 | bus_LV_4324-42_1_3_node_100 | 0.4 | n |  | TRUE
89 | bus_LV_4324-42_1_3_node_101 | 0.4 | n |  | TRUE
90 | bus_LV_4324-42_1_3_node_108 | 0.4 | n |  | TRUE
91 | bus_LV_4324-42_1_3_node_140 | 0.4 | n |  | TRUE
92 | bus_LV_4324-42_1_3_node_132 | 0.4 | n |  | TRUE
93 | bus_LV_4324-42_1_3_node_107 | 0.4 | n |  | TRUE
94 | bus_LV_4324-42_1_3_node_142 | 0.4 | n |  | TRUE
95 | bus_LV_4324-42_1_3_node_141 | 0.4 | n |  | TRUE
96 | bus_LV_4324-42_1_3_node_96 | 0.4 | n |  | TRUE
97 | bus_LV_4324-42_1_3_node_97 | 0.4 | n |  | TRUE
98 | bus_LV_4324-42_1_3_node_121 | 0.4 | n |  | TRUE
99 | bus_LV_4324-42_1_3_node_122 | 0.4 | n |  | TRUE
100 | bus_LV_4324-42_1_3_node_102 | 0.4 | n |  | TRUE
101 | bus_LV_4324-42_1_3_node_103 | 0.4 | n |  | TRUE
102 | bus_LV_4324-42_1_3_node_104 | 0.4 | n |  | TRUE
103 | bus_LV_4324-42_1_3_node_105 | 0.4 | n |  | TRUE
104 | bus_LV_4324-42_1_3_node_193 | 0.4 | n |  | TRUE
105 | bus_LV_4324-42_1_3_node_143 | 0.4 | n |  | TRUE
106 | bus_LV_4324-42_1_3_node_110 | 0.4 | n |  | TRUE
107 | bus_LV_4324-42_1_3_node_111 | 0.4 | n |  | TRUE
108 | bus_LV_4324-42_1_3_node_112 | 0.4 | n |  | TRUE
109 | bus_LV_4324-42_1_3_node_114 | 0.4 | n |  | TRUE
110 | bus_LV_4324-42_1_3_node_115 | 0.4 | n |  | TRUE
111 | bus_LV_4324-42_1_3_node_117 | 0.4 | n |  | TRUE
112 | bus_LV_4324-42_1_3_node_119 | 0.4 | n |  | TRUE
113 | bus_LV_4324-42_1_3_node_120 | 0.4 | n |  | TRUE
114 | bus_LV_4324-42_1_3_node_125 | 0.4 | n |  | TRUE
115 | bus_LV_4324-42_1_3_node_123 | 0.4 | n |  | TRUE
116 | bus_LV_4324-42_1_3_node_124 | 0.4 | n |  | TRUE
117 | bus_LV_4324-42_1_3_node_126 | 0.4 | n |  | TRUE
118 | bus_LV_4324-42_1_3_node_135 | 0.4 | n |  | TRUE
119 | bus_LV_4324-42_1_3_node_133 | 0.4 | n |  | TRUE
120 | bus_LV_4324-42_1_3_node_136 | 0.4 | n |  | TRUE
121 | bus_LV_4324-42_1_3_node_134 | 0.4 | n |  | TRUE
122 | bus_LV_4324-42_1_3_node_174 | 0.4 | n |  | TRUE
123 | bus_LV_4324-42_1_3_node_153 | 0.4 | n |  | TRUE
124 | bus_LV_4324-42_1_3_node_154 | 0.4 | n |  | TRUE
125 | bus_LV_4324-42_1_3_node_155 | 0.4 | n |  | TRUE
126 | bus_LV_4324-42_1_3_node_156 | 0.4 | n |  | TRUE
127 | bus_LV_4324-42_1_3_node_157 | 0.4 | n |  | TRUE
128 | bus_LV_4324-42_1_3_node_159 | 0.4 | n |  | TRUE
129 | bus_LV_4324-42_1_3_node_162 | 0.4 | n |  | TRUE
130 | bus_LV_4324-42_1_3_node_196 | 0.4 | n |  | TRUE
131 | bus_LV_4324-42_1_3_node_164 | 0.4 | n |  | TRUE
132 | bus_LV_4324-42_1_3_node_165 | 0.4 | n |  | TRUE
133 | bus_LV_4324-42_1_3_node_166 | 0.4 | n |  | TRUE
134 | bus_LV_4324-42_1_3_node_168 | 0.4 | n |  | TRUE
135 | bus_LV_4324-42_1_3_node_169 | 0.4 | n |  | TRUE
136 | bus_LV_4324-42_1_3_node_172 | 0.4 | n |  | TRUE
137 | bus_LV_4324-42_1_3_node_173 | 0.4 | n |  | TRUE
138 | bus_LV_4324-42_1_3_node_170 | 0.4 | n |  | TRUE
139 | bus_LV_4324-42_1_3_node_175 | 0.4 | n |  | TRUE
140 | bus_LV_4324-42_1_3_node_188 | 0.4 | n |  | TRUE
141 | bus_LV_4324-42_1_3_node_182 | 0.4 | n |  | TRUE
142 | bus_LV_4324-42_1_3_node_185 | 0.4 | n |  | TRUE
143 | bus_LV_4324-42_1_3_node_181 | 0.4 | n |  | TRUE
144 | bus_LV_4324-42_1_3_node_178 | 0.4 | n |  | TRUE
145 | bus_LV_4324-42_1_3_node_189 | 0.4 | n |  | TRUE
146 | bus_LV_4324-42_1_3_node_187 | 0.4 | n |  | TRUE
147 | bus_LV_4324-42_1_3_node_179 | 0.4 | n |  | TRUE
148 | bus_LV_4324-42_1_3_node_184 | 0.4 | n |  | TRUE
149 | bus_LV_4324-42_1_3_node_176 | 0.4 | n |  | TRUE
150 | bus_LV_4324-42_1_3_node_177 | 0.4 | n |  | TRUE
151 | bus_LV_4324-42_1_3_node_180 | 0.4 | n |  | TRUE
152 | bus_LV_4324-42_1_3_node_183 | 0.4 | n |  | TRUE
153 | bus_LV_4324-42_1_3_node_190 | 0.4 | n |  | TRUE
154 | bus_LV_4324-42_1_3_node_191 | 0.4 | n |  | TRUE
155 | bus_MV_425_1_node_223 | 20 | n |  | TRUE

## load
| name | bus | p_mw | q_mvar | const_z_percent | const_i_percent | sn_mva | scaling | in_service | type
0 | LV_4324-42_1_3_load_23 | 0 | 0.00044883 | 0.00011249 | 0 | 0 |  | 1 | TRUE | wye
1 | LV_4324-42_1_3_load_24 | 1 | 0.00031504 | 7.8955e-05 | 0 | 0 |  | 1 | TRUE | wye
2 | LV_4324-42_1_3_load_26 | 3 | 0.00050062 | 0.00012547 | 0 | 0 |  | 1 | TRUE | wye
3 | LV_4324-42_1_3_load_27 | 4 | 0.00053019 | 0.00013288 | 0 | 0 |  | 1 | TRUE | wye
4 | LV_4324-42_1_3_load_29 | 5 | 0.00025607 | 6.4178e-05 | 0 | 0 |  | 1 | TRUE | wye
5 | LV_4324-42_1_3_load_30 | 6 | 0.00020846 | 5.2246e-05 | 0 | 0 |  | 1 | TRUE | wye
6 | LV_4324-42_1_3_load_28 | 7 | 0.00069397 | 0.00017393 | 0 | 0 |  | 1 | TRUE | wye
7 | LV_4324-42_1_3_load_31 | 8 | 0.00045343 | 0.00011364 | 0 | 0 |  | 1 | TRUE | wye
8 | LV_4324-42_1_3_load_32 | 9 | 0.00040896 | 0.00010249 | 0 | 0 |  | 1 | TRUE | wye
9 | LV_4324-42_1_3_load_80 | 11 | 0.00025247 | 6.3276e-05 | 0 | 0 |  | 1 | TRUE | wye
10 | LV_4324-42_1_3_load_33 | 12 | 0.00029015 | 7.2718e-05 | 0 | 0 |  | 1 | TRUE | wye
11 | LV_4324-42_1_3_load_36 | 15 | 0.0009073 | 0.00022739 | 0 | 0 |  | 1 | TRUE | wye
12 | LV_4324-42_1_3_load_39 | 19 | 0.00058507 | 0.00014663 | 0 | 0 |  | 1 | TRUE | wye
13 | LV_4324-42_1_3_load_40 | 20 | 0.0011111 | 0.00027847 | 0 | 0 |  | 1 | TRUE | wye
14 | LV_4324-42_1_3_load_73 | 21 | 0.00057221 | 0.00014341 | 0 | 0 |  | 1 | TRUE | wye
15 | LV_4324-42_1_3_load_45 | 22 | 0.00098295 | 0.00024635 | 0 | 0 |  | 1 | TRUE | wye
16 | LV_4324-42_1_3_load_42 | 23 | 0.00066849 | 0.00016754 | 0 | 0 |  | 1 | TRUE | wye
17 | LV_4324-42_1_3_load_70 | 24 | 0.00077451 | 0.00019411 | 0 | 0 |  | 1 | TRUE | wye
18 | LV_4324-42_1_3_load_74 | 25 | 0.00027262 | 6.8325e-05 | 0 | 0 |  | 1 | TRUE | wye
19 | LV_4324-42_1_3_load_138 | 28 | 0.0011295 | 0.00028307 | 0 | 0 |  | 1 | TRUE | wye
20 | LV_4324-42_1_3_load_194 | 29 | 0.0003625 | 9.0851e-05 | 0 | 0 |  | 1 | TRUE | wye
21 | LV_4324-42_1_3_load_41 | 31 | 0.00074311 | 0.00018624 | 0 | 0 |  | 1 | TRUE | wye
22 | LV_4324-42_1_3_load_71 | 32 | 0.00079612 | 0.00019953 | 0 | 0 |  | 1 | TRUE | wye
23 | LV_4324-42_1_3_load_75 | 33 | 0.00040332 | 0.00010108 | 0 | 0 |  | 1 | TRUE | wye
24 | LV_4324-42_1_3_load_43 | 34 | 0.0010735 | 0.00026904 | 0 | 0 |  | 1 | TRUE | wye
25 | LV_4324-42_1_3_load_44 | 35 | 0.00095817 | 0.00024014 | 0 | 0 |  | 1 | TRUE | wye
26 | LV_4324-42_1_3_load_46 | 36 | 0.00041836 | 0.00010485 | 0 | 0 |  | 1 | TRUE | wye
27 | LV_4324-42_1_3_load_48 | 37 | 0.00049034 | 0.00012289 | 0 | 0 |  | 1 | TRUE | wye
28 | LV_4324-42_1_3_load_61 | 38 | 0.001071 | 0.00026841 | 0 | 0 |  | 1 | TRUE | wye
29 | LV_4324-42_1_3_load_55 | 39 | 0.0012293 | 0.0003081 | 0 | 0 |  | 1 | TRUE | wye
30 | LV_4324-42_1_3_load_62 | 40 | 0.00091707 | 0.00022984 | 0 | 0 |  | 1 | TRUE | wye
31 | LV_4324-42_1_3_load_53 | 41 | 0.00092188 | 0.00023104 | 0 | 0 |  | 1 | TRUE | wye
32 | LV_4324-42_1_3_load_60 | 42 | 0.0011364 | 0.0002848 | 0 | 0 |  | 1 | TRUE | wye
33 | LV_4324-42_1_3_load_59 | 43 | 0.001374 | 0.00034435 | 0 | 0 |  | 1 | TRUE | wye
34 | LV_4324-42_1_3_load_51 | 44 | 0.0020163 | 0.00050533 | 0 | 0 |  | 1 | TRUE | wye
35 | LV_4324-42_1_3_load_52 | 45 | 0.0026282 | 0.00065869 | 0 | 0 |  | 1 | TRUE | wye
36 | LV_4324-42_1_3_load_54 | 46 | 0.0006833 | 0.00017125 | 0 | 0 |  | 1 | TRUE | wye
37 | LV_4324-42_1_3_load_56 | 47 | 0.00075472 | 0.00018915 | 0 | 0 |  | 1 | TRUE | wye
38 | LV_4324-42_1_3_load_57 | 48 | 0.00085917 | 0.00021533 | 0 | 0 |  | 1 | TRUE | wye
39 | LV_4324-42_1_3_load_58 | 49 | 0.00077585 | 0.00019445 | 0 | 0 |  | 1 | TRUE | wye
40 | LV_4324-42_1_3_load_63 | 50 | 0.00053754 | 0.00013472 | 0 | 0 |  | 1 | TRUE | wye
41 | LV_4324-42_1_3_load_64 | 51 | 0.00098945 | 0.00024798 | 0 | 0 |  | 1 | TRUE | wye
42 | LV_4324-42_1_3_load_65 | 52 | 0.00051828 | 0.00012989 | 0 | 0 |  | 1 | TRUE | wye
43 | LV_4324-42_1_3_load_161 | 55 | 0.0038247 | 0.00095856 | 0 | 0 |  | 1 | TRUE | wye
44 | LV_4324-42_1_3_load_160 | 56 | 0.0010753 | 0.0002695 | 0 | 0 |  | 1 | TRUE | wye
45 | LV_4324-42_1_3_load_128 | 61 | 0.00088802 | 0.00022256 | 0 | 0 |  | 1 | TRUE | wye
46 | LV_4324-42_1_3_load_77 | 62 | 0.00087487 | 0.00021926 | 0 | 0 |  | 1 | TRUE | wye
47 | LV_4324-42_1_3_load_129 | 63 | 0.0005905 | 0.00014799 | 0 | 0 |  | 1 | TRUE | wye
48 | LV_4324-42_1_3_load_130 | 64 | 0.00050903 | 0.00012758 | 0 | 0 |  | 1 | TRUE | wye
49 | LV_4324-42_1_3_load_76 | 66 | 0.0010616 | 0.00026606 | 0 | 0 |  | 1 | TRUE | wye
50 | LV_4324-42_1_3_load_98 | 68 | 0.0010924 | 0.00027378 | 0 | 0 |  | 1 | TRUE | wye
51 | LV_4324-42_1_3_load_82 | 70 | 0.00066156 | 0.0001658 | 0 | 0 |  | 1 | TRUE | wye
52 | LV_4324-42_1_3_load_90 | 72 | 0.00099058 | 0.00024826 | 0 | 0 |  | 1 | TRUE | wye
53 | LV_4324-42_1_3_load_113 | 75 | 0.001092 | 0.00027367 | 0 | 0 |  | 1 | TRUE | wye
54 | LV_4324-42_1_3_load_83 | 76 | 0.00045094 | 0.00011302 | 0 | 0 |  | 1 | TRUE | wye
55 | LV_4324-42_1_3_load_87 | 78 | 0.0010696 | 0.00026806 | 0 | 0 |  | 1 | TRUE | wye
56 | LV_4324-42_1_3_load_88 | 79 | 0.00036156 | 9.0615e-05 | 0 | 0 |  | 1 | TRUE | wye
57 | LV_4324-42_1_3_load_89 | 80 | 0.0004354 | 0.00010912 | 0 | 0 |  | 1 | TRUE | wye
58 | LV_4324-42_1_3_load_91 | 81 | 0.0012509 | 0.0003135 | 0 | 0 |  | 1 | TRUE | wye
59 | LV_4324-42_1_3_load_92 | 82 | 0.0016702 | 0.00041858 | 0 | 0 |  | 1 | TRUE | wye
60 | LV_4324-42_1_3_load_94 | 84 | 0.00048787 | 0.00012227 | 0 | 0 |  | 1 | TRUE | wye
61 | LV_4324-42_1_3_load_109 | 86 | 0.0028641 | 0.00071781 | 0 | 0 |  | 1 | TRUE | wye
62 | LV_4324-42_1_3_load_100 | 88 | 0.00044115 | 0.00011056 | 0 | 0 |  | 1 | TRUE | wye
63 | LV_4324-42_1_3_load_101 | 89 | 0.0013769 | 0.00034508 | 0 | 0 |  | 1 | TRUE | wye
64 | LV_4324-42_1_3_load_132 | 92 | 0.00061286 | 0.0001536 | 0 | 0 |  | 1 | TRUE | wye
65 | LV_4324-42_1_3_load_141 | 95 | 0.0015339 | 0.00038444 | 0 | 0 |  | 1 | TRUE | wye
66 | LV_4324-42_1_3_load_96 | 96 | 0.004163 | 0.0010434 | 0 | 0 |  | 1 | TRUE | wye
67 | LV_4324-42_1_3_load_97 | 97 | 0.00086059 | 0.00021569 | 0 | 0 |  | 1 | TRUE | wye
68 | LV_4324-42_1_3_load_121 | 98 | 0.0017447 | 0.00043726 | 0 | 0 |  | 1 | TRUE | wye
69 | LV_4324-42_1_3_load_122 | 99 | 0.0015558 | 0.00038993 | 0 | 0 |  | 1 | TRUE | wye
70 | LV_4324-42_1_3_load_102 | 100 | 0.001246 | 0.00031228 | 0 | 0 |  | 1 | TRUE | wye
71 | LV_4324-42_1_3_load_103 | 101 | 0.0012587 | 0.00031546 | 0 | 0 |  | 1 | TRUE | wye
72 | LV_4324-42_1_3_load_104 | 102 | 0.0010443 | 0.00026173 | 0 | 0 |  | 1 | TRUE | wye
73 | LV_4324-42_1_3_load_105 | 103 | 0.0011945 | 0.00029936 | 0 | 0 |  | 1 | TRUE | wye
74 | LV_4324-42_1_3_load_193 | 104 | 0.00084934 | 0.00021286 | 0 | 0 |  | 1 | TRUE | wye
75 | LV_4324-42_1_3_load_143 | 105 | 0.00066726 | 0.00016723 | 0 | 0 |  | 1 | TRUE | wye
76 | LV_4324-42_1_3_load_110 | 106 | 0.0020853 | 0.00052262 | 0 | 0 |  | 1 | TRUE | wye
77 | LV_4324-42_1_3_load_111 | 107 | 0.0018527 | 0.00046433 | 0 | 0 |  | 1 | TRUE | wye
78 | LV_4324-42_1_3_load_114 | 109 | 0.0037472 | 0.00093913 | 0 | 0 |  | 1 | TRUE | wye
79 | LV_4324-42_1_3_load_115 | 110 | 0.001073 | 0.00026891 | 0 | 0 |  | 1 | TRUE | wye
80 | LV_4324-42_1_3_load_117 | 111 | 0.00063269 | 0.00015857 | 0 | 0 |  | 1 | TRUE | wye
81 | LV_4324-42_1_3_load_120 | 113 | 0.0010209 | 0.00025587 | 0 | 0 |  | 1 | TRUE | wye
82 | LV_4324-42_1_3_load_125 | 114 | 0.00051585 | 0.00012928 | 0 | 0 |  | 1 | TRUE | wye
83 | LV_4324-42_1_3_load_124 | 116 | 0.0016404 | 0.00041112 | 0 | 0 |  | 1 | TRUE | wye
84 | LV_4324-42_1_3_load_126 | 117 | 0.0013459 | 0.00033732 | 0 | 0 |  | 1 | TRUE | wye
85 | LV_4324-42_1_3_load_135 | 118 | 0.0013375 | 0.00033521 | 0 | 0 |  | 1 | TRUE | wye
86 | LV_4324-42_1_3_load_133 | 119 | 0.00059295 | 0.00014861 | 0 | 0 |  | 1 | TRUE | wye
87 | LV_4324-42_1_3_load_136 | 120 | 0.00057223 | 0.00014342 | 0 | 0 |  | 1 | TRUE | wye
88 | LV_4324-42_1_3_load_134 | 121 | 0.0032027 | 0.00080268 | 0 | 0 |  | 1 | TRUE | wye
89 | LV_4324-42_1_3_load_174 | 122 | 0.0012707 | 0.00031846 | 0 | 0 |  | 1 | TRUE | wye
90 | LV_4324-42_1_3_load_153 | 123 | 0.001015 | 0.00025438 | 0 | 0 |  | 1 | TRUE | wye
91 | LV_4324-42_1_3_load_154 | 124 | 0.0018179 | 0.00045561 | 0 | 0 |  | 1 | TRUE | wye
92 | LV_4324-42_1_3_load_156 | 126 | 0.00089095 | 0.00022329 | 0 | 0 |  | 1 | TRUE | wye
93 | LV_4324-42_1_3_load_157 | 127 | 0.00092994 | 0.00023307 | 0 | 0 |  | 1 | TRUE | wye
94 | LV_4324-42_1_3_load_159 | 128 | 0.0023632 | 0.00059227 | 0 | 0 |  | 1 | TRUE | wye
95 | LV_4324-42_1_3_load_162 | 129 | 0.00094712 | 0.00023737 | 0 | 0 |  | 1 | TRUE | wye
96 | LV_4324-42_1_3_load_196 | 130 | 0.0012974 | 0.00032517 | 0 | 0 |  | 1 | TRUE | wye
97 | LV_4324-42_1_3_load_164 | 131 | 0.00096331 | 0.00024143 | 0 | 0 |  | 1 | TRUE | wye
98 | LV_4324-42_1_3_load_165 | 132 | 0.0017711 | 0.00044389 | 0 | 0 |  | 1 | TRUE | wye
99 | LV_4324-42_1_3_load_169 | 135 | 0.0009075 | 0.00022744 | 0 | 0 |  | 1 | TRUE | wye
100 | LV_4324-42_1_3_load_172 | 136 | 0.0012838 | 0.00032175 | 0 | 0 |  | 1 | TRUE | wye
101 | LV_4324-42_1_3_load_173 | 137 | 0.00047298 | 0.00011854 | 0 | 0 |  | 1 | TRUE | wye
102 | LV_4324-42_1_3_load_170 | 138 | 0.00034813 | 8.7249e-05 | 0 | 0 |  | 1 | TRUE | wye
103 | LV_4324-42_1_3_load_175 | 139 | 0.00048461 | 0.00012146 | 0 | 0 |  | 1 | TRUE | wye
104 | LV_4324-42_1_3_load_188 | 140 | 0.00085605 | 0.00021455 | 0 | 0 |  | 1 | TRUE | wye
105 | LV_4324-42_1_3_load_185 | 142 | 0.00080536 | 0.00020184 | 0 | 0 |  | 1 | TRUE | wye
106 | LV_4324-42_1_3_load_181 | 143 | 0.00078865 | 0.00019765 | 0 | 0 |  | 1 | TRUE | wye
107 | LV_4324-42_1_3_load_189 | 145 | 0.0011079 | 0.00027767 | 0 | 0 |  | 1 | TRUE | wye
108 | LV_4324-42_1_3_load_187 | 146 | 0.00047192 | 0.00011828 | 0 | 0 |  | 1 | TRUE | wye
109 | LV_4324-42_1_3_load_179 | 147 | 0.00055817 | 0.00013989 | 0 | 0 |  | 1 | TRUE | wye
110 | LV_4324-42_1_3_load_184 | 148 | 0.00062045 | 0.0001555 | 0 | 0 |  | 1 | TRUE | wye
111 | LV_4324-42_1_3_load_176 | 149 | 0.00052743 | 0.00013219 | 0 | 0 |  | 1 | TRUE | wye
112 | LV_4324-42_1_3_load_177 | 150 | 0.00066315 | 0.0001662 | 0 | 0 |  | 1 | TRUE | wye
113 | LV_4324-42_1_3_load_180 | 151 | 0.00054302 | 0.00013609 | 0 | 0 |  | 1 | TRUE | wye
114 | LV_4324-42_1_3_load_183 | 152 | 0.0007485 | 0.00018759 | 0 | 0 |  | 1 | TRUE | wye
115 | LV_4324-42_1_3_load_190 | 153 | 0.00062263 | 0.00015605 | 0 | 0 |  | 1 | TRUE | wye
116 | LV_4324-42_1_3_load_191 | 154 | 0.0025374 | 0.00063593 | 0 | 0 |  | 1 | TRUE | wye

## ext_grid
| name | bus | vm_pu | va_degree | slack_weight | in_service
0 |  | 58 | 1 | 0 | 1 | TRUE

## line
| name | std_type | from_bus | to_bus | length_km | r_ohm_per_km | x_ohm_per_km | c_nf_per_km | g_us_per_km | max_i_ka | df | parallel | type | in_service
0 | LV_4324-42_1_3_line_0 | NAYY 4x150 SE | 0 | 1 | 0.0034801 | 0.208 | 0.08 | 261 | 0 | 0.27 | 1 | 1 | cs | TRUE
1 | LV_4324-42_1_3_line_1 | NAYY 4x150 SE | 0 | 2 | 0.014028 | 0.208 | 0.08 | 261 | 0 | 0.27 | 1 | 1 | cs | TRUE
2 | LV_4324-42_1_3_line_2 | NAYY 4x150 SE | 1 | 3 | 0.013731 | 0.208 | 0.08 | 261 | 0 | 0.27 | 1 | 1 | cs | TRUE
3 | LV_4324-42_1_3_line_3 | NAYY 4x150 SE | 2 | 4 | 0.010289 | 0.208 | 0.08 | 261 | 0 | 0.27 | 1 | 1 | cs | TRUE
4 | LV_4324-42_1_3_line_4 | NAYY 4x150 SE | 3 | 5 | 0.0042487 | 0.208 | 0.08 | 261 | 0 | 0.27 | 1 | 1 | cs | TRUE
5 | LV_4324-42_1_3_line_5 | NAYY 4x150 SE | 4 | 6 | 0.0083099 | 0.208 | 0.08 | 261 | 0 | 0.27 | 1 | 1 | cs | TRUE
6 | LV_4324-42_1_3_line_6 | NAYY 4x150 SE | 5 | 9 | 0.0092184 | 0.208 | 0.08 | 261 | 0 | 0.27 | 1 | 1 | cs | TRUE
7 | LV_4324-42_1_3_line_7 | NAYY 4x150 SE | 6 | 10 | 0.01428 | 0.208 | 0.08 | 261 | 0 | 0.27 | 1 | 1 | cs | TRUE
8 | LV_4324-42_1_3_line_8 | NAYY 4x150 SE | 7 | 8 | 0.010676 | 0.208 | 0.08 | 261 | 0 | 0.27 | 1 | 1 | cs | TRUE
9 | LV_4324-42_1_3_line_9 | NAYY 4x150 SE | 8 | 11 | 0.0021887 | 0.208 | 0.08 | 261 | 0 | 0.27 | 1 | 1 | cs | TRUE
10 | LV_4324-42_1_3_line_10 | NAYY 4x150 SE | 9 | 12 | 0.0028431 | 0.208 | 0.08 | 261 | 0 | 0.27 | 1 | 1 | cs | TRUE
11 | LV_4324-42_1_3_line_11 | NAYY 4x150 SE | 10 | 13 | 0.017276 | 0.208 | 0.08 | 261 | 0 | 0.27 | 1 | 1 | cs | TRUE
12 | LV_4324-42_1_3_line_12 | NAYY 4x150 SE | 10 | 11 | 0.017149 | 0.208 | 0.08 | 261 | 0 | 0.27 | 1 | 1 | cs | TRUE
13 | LV_4324-42_1_3_line_13 | NAYY 4x150 SE | 12 | 14 | 0.0096133 | 0.208 | 0.08 | 261 | 0 | 0.27 | 1 | 1 | cs | TRUE
14 | LV_4324-42_1_3_line_14 | NAYY 4x150 SE | 13 | 67 | 0.011499 | 0.208 | 0.08 | 261 | 0 | 0.27 | 1 | 1 | cs | TRUE
15 | LV_4324-42_1_3_line_15 | NAYY 4x150 SE | 14 | 15 | 0.024784 | 0.208 | 0.08 | 261 | 0 | 0.27 | 1 | 2 | cs | TRUE
16 | LV_4324-42_1_3_line_16 | NAYY 4x150 SE | 15 | 20 | 0.0085874 | 0.208 | 0.08 | 261 | 0 | 0.27 | 1 | 2 | cs | TRUE
17 | LV_4324-42_1_3_line_17 | NAYY 4x150 SE | 16 | 17 | 0.012571 | 0.208 | 0.08 | 261 | 0 | 0.27 | 1 | 1 | cs | TRUE
18 | LV_4324-42_1_3_line_18 | NAYY 4x150 SE | 16 | 18 | 0.007895 | 0.208 | 0.08 | 261 | 0 | 0.27 | 1 | 1 | cs | TRUE
19 | LV_4324-42_1_3_line_19 | NAYY 4x150 SE | 16 | 19 | 0.027013 | 0.208 | 0.08 | 261 | 0 | 0.27 | 1 | 1 | cs | TRUE
20 | LV_4324-42_1_3_line_20 | NAYY 4x150 SE | 17 | 21 | 0.01669 | 0.208 | 0.08 | 261 | 0 | 0.27 | 1 | 1 | cs | TRUE
21 | LV_4324-42_1_3_line_21 | NAYY 4x150 SE | 18 | 22 | 0.017885 | 0.208 | 0.08 | 261 | 0 | 0.27 | 1 | 1 | cs | TRUE
22 | LV_4324-42_1_3_line_22 | NAYY 4x150 SE | 18 | 23 | 0.020708 | 0.208 | 0.08 | 261 | 0 | 0.27 | 1 | 1 | cs | TRUE
23 | LV_4324-42_1_3_line_23 | NAYY 4x150 SE | 19 | 24 | 0.025222 | 0.208 | 0.08 | 261 | 0 | 0.27 | 1 | 1 | cs | TRUE
24 | LV_4324-42_1_3_line_24 | NAYY 4x150 SE | 20 | 25 | 0.013663 | 0.208 | 0.08 | 261 | 0 | 0.27 | 1 | 2 | cs | TRUE
25 | LV_4324-42_1_3_line_25 | NAYY 4x150 SE | 22 | 30 | 0.044506 | 0.208 | 0.08 | 261 | 0 | 0.27 | 1 | 1 | cs | TRUE
26 | LV_4324-42_1_3_line_26 | NAYY 4x150 SE | 23 | 31 | 0.0118 | 0.208 | 0.08 | 261 | 0 | 0.27 | 1 | 1 | cs | TRUE
27 | LV_4324-42_1_3_line_27 | NAYY 4x150 SE | 24 | 32 | 0.017346 | 0.208 | 0.08 | 261 | 0 | 0.27 | 1 | 1 | cs | TRUE
28 | LV_4324-42_1_3_line_28 | NAYY 4x150 SE | 25 | 33 | 0.0090375 | 0.208 | 0.08 | 261 | 0 | 0.27 | 1 | 2 | cs | TRUE
29 | LV_4324-42_1_3_line_29 | NAYY 4x150 SE | 26 | 27 | 0.48169 | 0.208 | 0.08 | 261 | 0 | 0.27 | 1 | 1 | cs | TRUE
30 | LV_4324-42_1_3_line_30 | NAYY 4x150 SE | 26 | 28 | 0.2052 | 0.208 | 0.08 | 261 | 0 | 0.27 | 1 | 1 | cs | TRUE
31 | LV_4324-42_1_3_line_31 | NAYY 4x150 SE | 27 | 29 | 0.11432 | 0.208 | 0.08 | 261 | 0 | 0.27 | 1 | 1 | cs | TRUE
32 | LV_4324-42_1_3_line_32 | NAYY 4x150 SE | 28 | 58 | 0.0016753 | 0.208 | 0.08 | 261 | 0 | 0.27 | 1 | 1 | cs | TRUE
33 | LV_4324-42_1_3_line_33 | NAYY 4x150 SE | 30 | 38 | 0.021563 | 0.208 | 0.08 | 261 | 0 | 0.27 | 1 | 1 | cs | TRUE
34 | LV_4324-42_1_3_line_34 | NAYY 4x150 SE | 30 | 39 | 0.0076804 | 0.208 | 0.08 | 261 | 0 | 0.27 | 1 | 1 | cs | TRUE
35 | LV_4324-42_1_3_line_35 | NAYY 4x150 SE | 31 | 34 | 0.0091256 | 0.208 | 0.08 | 261 | 0 | 0.27 | 1 | 1 | cs | TRUE
36 | LV_4324-42_1_3_line_36 | NAYY 4x150 SE | 32 | 59 | 0.022385 | 0.208 | 0.08 | 261 | 0 | 0.27 | 1 | 1 | cs | TRUE
37 | LV_4324-42_1_3_line_37 | NAYY 4x150 SE | 33 | 66 | 0.018416 | 0.208 | 0.08 | 261 | 0 | 0.27 | 1 | 2 | cs | TRUE
38 | LV_4324-42_1_3_line_38 | NAYY 4x150 SE | 34 | 35 | 0.022733 | 0.208 | 0.08 | 261 | 0 | 0.27 | 1 | 1 | cs | TRUE
39 | LV_4324-42_1_3_line_39 | NAYY 4x150 SE | 35 | 36 | 0.0063459 | 0.208 | 0.08 | 261 | 0 | 0.27 | 1 | 1 | cs | TRUE
40 | LV_4324-42_1_3_line_40 | NAYY 4x150 SE | 36 | 37 | 0.031416 | 0.208 | 0.08 | 261 | 0 | 0.27 | 1 | 1 | cs | TRUE
41 | LV_4324-42_1_3_line_41 | NAYY 4x150 SE | 38 | 40 | 0.0082343 | 0.208 | 0.08 | 261 | 0 | 0.27 | 1 | 1 | cs | TRUE
42 | LV_4324-42_1_3_line_42 | NAYY 4x150 SE | 39 | 41 | 0.0040362 | 0.208 | 0.08 | 261 | 0 | 0.27 | 1 | 1 | cs | TRUE
43 | LV_4324-42_1_3_line_43 | NAYY 4x150 SE | 40 | 50 | 0.015527 | 0.208 | 0.08 | 261 | 0 | 0.27 | 1 | 1 | cs | TRUE
44 | LV_4324-42_1_3_line_44 | NAYY 4x150 SE | 41 | 44 | 0.0090334 | 0.208 | 0.08 | 261 | 0 | 0.27 | 1 | 1 | cs | TRUE
45 | LV_4324-42_1_3_line_45 | NAYY 4x150 SE | 42 | 43 | 0.064503 | 0.208 | 0.08 | 261 | 0 | 0.27 | 1 | 1 | cs | TRUE
46 | LV_4324-42_1_3_line_46 | NAYY 4x150 SE | 43 | 49 | 0.027316 | 0.208 | 0.08 | 261 | 0 | 0.27 | 1 | 1 | cs | TRUE
47 | LV_4324-42_1_3_line_47 | NAYY 4x150 SE | 44 | 45 | 0.044966 | 0.208 | 0.08 | 261 | 0 | 0.27 | 1 | 1 | cs | TRUE
48 | LV_4324-42_1_3_line_48 | NAYY 4x150 SE | 45 | 46 | 0.013305 | 0.208 | 0.08 | 261 | 0 | 0.27 | 1 | 1 | cs | TRUE
49 | LV_4324-42_1_3_line_49 | NAYY 4x150 SE | 46 | 47 | 0.01657 | 0.208 | 0.08 | 261 | 0 | 0.27 | 1 | 1 | cs | TRUE
50 | LV_4324-42_1_3_line_50 | NAYY 4x150 SE | 47 | 48 | 0.014605 | 0.208 | 0.08 | 261 | 0 | 0.27 | 1 | 1 | cs | TRUE
51 | LV_4324-42_1_3_line_51 | NAYY 4x150 SE | 48 | 49 | 0.014963 | 0.208 | 0.08 | 261 | 0 | 0.27 | 1 | 1 | cs | TRUE
52 | LV_4324-42_1_3_line_52 | NAYY 4x150 SE | 50 | 51 | 0.0068065 | 0.208 | 0.08 | 261 | 0 | 0.27 | 1 | 1 | cs | TRUE
53 | LV_4324-42_1_3_line_53 | NAYY 4x150 SE | 51 | 52 | 0.0096807 | 0.208 | 0.08 | 261 | 0 | 0.27 | 1 | 1 | cs | TRUE
54 | LV_4324-42_1_3_line_54 | NAYY 4x150 SE | 52 | 53 | 0.20229 | 0.208 | 0.08 | 261 | 0 | 0.27 | 1 | 1 | cs | TRUE
55 | LV_4324-42_1_3_line_55 | NAYY 4x150 SE | 53 | 54 | 0.21292 | 0.208 | 0.08 | 261 | 0 | 0.27 | 1 | 1 | cs | TRUE
56 | LV_4324-42_1_3_line_56 | NAYY 4x150 SE | 54 | 55 | 0.088041 | 0.208 | 0.08 | 261 | 0 | 0.27 | 1 | 1 | cs | TRUE
57 | LV_4324-42_1_3_line_57 | NAYY 4x150 SE | 54 | 56 | 0.016476 | 0.208 | 0.08 | 261 | 0 | 0.27 | 1 | 1 | cs | TRUE
58 | LV_4324-42_1_3_line_58 | NAYY 4x150 SE | 56 | 57 | 0.06272 | 0.208 | 0.08 | 261 | 0 | 0.27 | 1 | 1 | cs | TRUE
59 | LV_4324-42_1_3_line_59 | NAYY 4x150 SE | 57 | 129 | 0.10664 | 0.208 | 0.08 | 261 | 0 | 0.27 | 1 | 1 | cs | TRUE
60 | LV_4324-42_1_3_line_60 | NAYY 4x150 SE | 57 | 126 | 0.06574 | 0.208 | 0.08 | 261 | 0 | 0.27 | 1 | 1 | cs | TRUE
61 | LV_4324-42_1_3_line_61 | NAYY 4x150 SE | 58 | 63 | 0.023172 | 0.208 | 0.08 | 261 | 0 | 0.27 | 1 | 2 | cs | TRUE
62 | LV_4324-42_1_3_line_62 | NAYY 4x150 SE | 59 | 60 | 0.018898 | 0.208 | 0.08 | 261 | 0 | 0.27 | 1 | 2 | cs | TRUE
63 | LV_4324-42_1_3_line_63 | NAYY 4x150 SE | 59 | 61 | 0.021558 | 0.208 | 0.08 | 261 | 0 | 0.27 | 1 | 2 | cs | TRUE
64 | LV_4324-42_1_3_line_64 | NAYY 4x150 SE | 59 | 62 | 0.013065 | 0.208 | 0.08 | 261 | 0 | 0.27 | 1 | 2 | cs | TRUE
65 | LV_4324-42_1_3_line_65 | NAYY 4x150 SE | 60 | 63 | 0.025874 | 0.208 | 0.08 | 261 | 0 | 0.27 | 1 | 2 | cs | TRUE
66 | LV_4324-42_1_3_line_66 | NAYY 4x150 SE | 60 | 64 | 0.010444 | 0.208 | 0.08 | 261 | 0 | 0.27 | 1 | 1 | cs | TRUE
67 | LV_4324-42_1_3_line_67 | NAYY 4x150 SE | 61 | 65 | 0.010085 | 0.208 | 0.08 | 261 | 0 | 0.27 | 1 | 2 | cs | TRUE
68 | LV_4324-42_1_3_line_68 | NAYY 4x150 SE | 62 | 66 | 0.02014 | 0.208 | 0.08 | 261 | 0 | 0.27 | 1 | 2 | cs | TRUE
69 | LV_4324-42_1_3_line_69 | NAYY 4x150 SE | 64 | 118 | 0.0040779 | 0.208 | 0.08 | 261 | 0 | 0.27 | 1 | 1 | cs | TRUE
70 | LV_4324-42_1_3_line_70 | NAYY 4x150 SE | 65 | 119 | 0.02724 | 0.208 | 0.08 | 261 | 0 | 0.27 | 1 | 1 | cs | TRUE
71 | LV_4324-42_1_3_line_71 | NAYY 4x150 SE | 65 | 92 | 0.0062693 | 0.208 | 0.08 | 261 | 0 | 0.27 | 1 | 2 | cs | TRUE
72 | LV_4324-42_1_3_line_72 | NAYY 4x150 SE | 67 | 68 | 0.023853 | 0.208 | 0.08 | 261 | 0 | 0.27 | 1 | 1 | cs | TRUE
73 | LV_4324-42_1_3_line_73 | NAYY 4x150 SE | 67 | 69 | 0.011783 | 0.208 | 0.08 | 261 | 0 | 0.27 | 1 | 1 | cs | TRUE
74 | LV_4324-42_1_3_line_74 | NAYY 4x150 SE | 69 | 72 | 0.010473 | 0.208 | 0.08 | 261 | 0 | 0.27 | 1 | 1 | cs | TRUE
75 | LV_4324-42_1_3_line_75 | NAYY 4x150 SE | 69 | 73 | 0.024991 | 0.208 | 0.08 | 261 | 0 | 0.27 | 1 | 1 | cs | TRUE
76 | LV_4324-42_1_3_line_76 | NAYY 4x150 SE | 70 | 71 | 0.034249 | 0.208 | 0.08 | 261 | 0 | 0.27 | 1 | 1 | cs | TRUE
77 | LV_4324-42_1_3_line_77 | NAYY 4x150 SE | 71 | 74 | 0.053937 | 0.208 | 0.08 | 261 | 0 | 0.27 | 1 | 1 | cs | TRUE
78 | LV_4324-42_1_3_line_78 | NAYY 4x150 SE | 71 | 75 | 0.011873 | 0.208 | 0.08 | 261 | 0 | 0.27 | 1 | 1 | cs | TRUE
79 | LV_4324-42_1_3_line_79 | NAYY 4x150 SE | 72 | 84 | 0.03598 | 0.208 | 0.08 | 261 | 0 | 0.27 | 1 | 1 | cs | TRUE
80 | LV_4324-42_1_3_line_80 | NAYY 4x150 SE | 73 | 78 | 0.017237 | 0.208 | 0.08 | 261 | 0 | 0.27 | 1 | 1 | cs | TRUE
81 | LV_4324-42_1_3_line_81 | NAYY 4x150 SE | 73 | 76 | 0.0092154 | 0.208 | 0.08 | 261 | 0 | 0.27 | 1 | 1 | cs | TRUE
82 | LV_4324-42_1_3_line_82 | NAYY 4x150 SE | 74 | 112 | 0.050479 | 0.208 | 0.08 | 261 | 0 | 0.27 | 1 | 1 | cs | TRUE
83 | LV_4324-42_1_3_line_83 | NAYY 4x150 SE | 74 | 113 | 0.015714 | 0.208 | 0.08 | 261 | 0 | 0.27 | 1 | 1 | cs | TRUE
84 | LV_4324-42_1_3_line_84 | NAYY 4x150 SE | 75 | 107 | 0.01925 | 0.208 | 0.08 | 261 | 0 | 0.27 | 1 | 1 | cs | TRUE
85 | LV_4324-42_1_3_line_85 | NAYY 4x150 SE | 76 | 77 | 0.06294 | 0.208 | 0.08 | 261 | 0 | 0.27 | 1 | 1 | cs | TRUE
86 | LV_4324-42_1_3_line_86 | NAYY 4x150 SE | 77 | 79 | 0.047567 | 0.208 | 0.08 | 261 | 0 | 0.27 | 1 | 1 | cs | TRUE
87 | LV_4324-42_1_3_line_87 | NAYY 4x150 SE | 77 | 80 | 0.022388 | 0.208 | 0.08 | 261 | 0 | 0.27 | 1 | 1 | cs | TRUE
88 | LV_4324-42_1_3_line_88 | NAYY 4x150 SE | 78 | 81 | 0.03687 | 0.208 | 0.08 | 261 | 0 | 0.27 | 1 | 1 | cs | TRUE
89 | LV_4324-42_1_3_line_89 | NAYY 4x150 SE | 79 | 82 | 0.032501 | 0.208 | 0.08 | 261 | 0 | 0.27 | 1 | 1 | cs | TRUE
90 | LV_4324-42_1_3_line_90 | NAYY 4x150 SE | 80 | 83 | 0.071489 | 0.208 | 0.08 | 261 | 0 | 0.27 | 1 | 1 | cs | TRUE
91 | LV_4324-42_1_3_line_91 | NAYY 4x150 SE | 81 | 85 | 0.014375 | 0.208 | 0.08 | 261 | 0 | 0.27 | 1 | 1 | cs | TRUE
92 | LV_4324-42_1_3_line_92 | NAYY 4x150 SE | 83 | 86 | 0.047989 | 0.208 | 0.08 | 261 | 0 | 0.27 | 1 | 1 | cs | TRUE
93 | LV_4324-42_1_3_line_93 | NAYY 4x150 SE | 84 | 87 | 0.0072544 | 0.208 | 0.08 | 261 | 0 | 0.27 | 1 | 1 | cs | TRUE
94 | LV_4324-42_1_3_line_94 | NAYY 4x150 SE | 85 | 88 | 0.0079037 | 0.208 | 0.08 | 261 | 0 | 0.27 | 1 | 1 | cs | TRUE
95 | LV_4324-42_1_3_line_95 | NAYY 4x150 SE | 85 | 89 | 0.013512 | 0.208 | 0.08 | 261 | 0 | 0.27 | 1 | 1 | cs | TRUE
96 | LV_4324-42_1_3_line_96 | NAYY 4x150 SE | 87 | 96 | 0.047641 | 0.208 | 0.08 | 261 | 0 | 0.27 | 1 | 1 | cs | TRUE
97 | LV_4324-42_1_3_line_97 | NAYY 4x150 SE | 87 | 97 | 0.066713 | 0.208 | 0.08 | 261 | 0 | 0.27 | 1 | 1 | cs | TRUE
98 | LV_4324-42_1_3_line_98 | NAYY 4x150 SE | 88 | 100 | 0.0025739 | 0.208 | 0.08 | 261 | 0 | 0.27 | 1 | 1 | cs | TRUE
99 | LV_4324-42_1_3_line_99 | NAYY 4x150 SE | 89 | 101 | 0.015475 | 0.208 | 0.08 | 261 | 0 | 0.27 | 1 | 1 | cs | TRUE
100 | LV_4324-42_1_3_line_100 | NAYY 4x150 SE | 90 | 91 | 0.20197 | 0.208 | 0.08 | 261 | 0 | 0.27 | 1 | 2 | cs | TRUE
101 | LV_4324-42_1_3_line_101 | NAYY 4x150 SE | 90 | 92 | 0.013374 | 0.208 | 0.08 | 261 | 0 | 0.27 | 1 | 2 | cs | TRUE
102 | LV_4324-42_1_3_line_102 | NAYY 4x150 SE | 91 | 105 | 0.012493 | 0.208 | 0.08 | 261 | 0 | 0.27 | 1 | 1 | cs | TRUE
103 | LV_4324-42_1_3_line_103 | NAYY 4x150 SE | 91 | 95 | 0.022896 | 0.208 | 0.08 | 261 | 0 | 0.27 | 1 | 2 | cs | TRUE
104 | LV_4324-42_1_3_line_104 | NAYY 4x150 SE | 93 | 94 | 0.40528 | 0.208 | 0.08 | 261 | 0 | 0.27 | 1 | 2 | cs | TRUE
105 | LV_4324-42_1_3_line_105 | NAYY 4x150 SE | 93 | 95 | 0.069748 | 0.208 | 0.08 | 261 | 0 | 0.27 | 1 | 2 | cs | TRUE
106 | LV_4324-42_1_3_line_106 | NAYY 4x150 SE | 94 | 104 | 0.24639 | 0.208 | 0.08 | 261 | 0 | 0.27 | 1 | 1 | cs | TRUE
107 | LV_4324-42_1_3_line_107 | NAYY 4x150 SE | 97 | 98 | 0.0064925 | 0.208 | 0.08 | 261 | 0 | 0.27 | 1 | 1 | cs | TRUE
108 | LV_4324-42_1_3_line_108 | NAYY 4x150 SE | 98 | 99 | 0.042005 | 0.208 | 0.08 | 261 | 0 | 0.27 | 1 | 1 | cs | TRUE
109 | LV_4324-42_1_3_line_109 | NAYY 4x150 SE | 99 | 115 | 0.10367 | 0.208 | 0.08 | 261 | 0 | 0.27 | 1 | 1 | cs | TRUE
110 | LV_4324-42_1_3_line_110 | NAYY 4x150 SE | 100 | 102 | 0.004564 | 0.208 | 0.08 | 261 | 0 | 0.27 | 1 | 1 | cs | TRUE
111 | LV_4324-42_1_3_line_111 | NAYY 4x150 SE | 101 | 103 | 0.012866 | 0.208 | 0.08 | 261 | 0 | 0.27 | 1 | 1 | cs | TRUE
112 | LV_4324-42_1_3_line_112 | NAYY 4x150 SE | 104 | 122 | 0.0055186 | 0.208 | 0.08 | 261 | 0 | 0.27 | 1 | 1 | cs | TRUE
113 | LV_4324-42_1_3_line_113 | NAYY 4x150 SE | 106 | 107 | 0.0064821 | 0.208 | 0.08 | 261 | 0 | 0.27 | 1 | 1 | cs | TRUE
114 | LV_4324-42_1_3_line_114 | NAYY 4x150 SE | 106 | 108 | 0.018041 | 0.208 | 0.08 | 261 | 0 | 0.27 | 1 | 1 | cs | TRUE
115 | LV_4324-42_1_3_line_115 | NAYY 4x150 SE | 108 | 109 | 0.0027717 | 0.208 | 0.08 | 261 | 0 | 0.27 | 1 | 1 | cs | TRUE
116 | LV_4324-42_1_3_line_116 | NAYY 4x150 SE | 108 | 110 | 0.014061 | 0.208 | 0.08 | 261 | 0 | 0.27 | 1 | 1 | cs | TRUE
117 | LV_4324-42_1_3_line_117 | NAYY 4x150 SE | 110 | 111 | 0.014641 | 0.208 | 0.08 | 261 | 0 | 0.27 | 1 | 1 | cs | TRUE
118 | LV_4324-42_1_3_line_118 | NAYY 4x150 SE | 112 | 114 | 0.023053 | 0.208 | 0.08 | 261 | 0 | 0.27 | 1 | 1 | cs | TRUE
119 | LV_4324-42_1_3_line_119 | NAYY 4x150 SE | 112 | 115 | 0.088019 | 0.208 | 0.08 | 261 | 0 | 0.27 | 1 | 1 | cs | TRUE
120 | LV_4324-42_1_3_line_120 | NAYY 4x150 SE | 113 | 116 | 0.022596 | 0.208 | 0.08 | 261 | 0 | 0.27 | 1 | 1 | cs | TRUE
121 | LV_4324-42_1_3_line_121 | NAYY 4x150 SE | 114 | 117 | 0.0070628 | 0.208 | 0.08 | 261 | 0 | 0.27 | 1 | 1 | cs | TRUE
122 | LV_4324-42_1_3_line_122 | NAYY 4x150 SE | 118 | 120 | 0.014806 | 0.208 | 0.08 | 261 | 0 | 0.27 | 1 | 1 | cs | TRUE
123 | LV_4324-42_1_3_line_123 | NAYY 4x150 SE | 119 | 121 | 0.020742 | 0.208 | 0.08 | 261 | 0 | 0.27 | 1 | 1 | cs | TRUE
124 | LV_4324-42_1_3_line_124 | NAYY 4x150 SE | 122 | 135 | 0.0085267 | 0.208 | 0.08 | 261 | 0 | 0.27 | 1 | 1 | cs | TRUE
125 | LV_4324-42_1_3_line_125 | NAYY 4x150 SE | 123 | 124 | 0.040653 | 0.208 | 0.08 | 261 | 0 | 0.27 | 1 | 1 | cs | TRUE
126 | LV_4324-42_1_3_line_126 | NAYY 4x150 SE | 123 | 125 | 0.010847 | 0.208 | 0.08 | 261 | 0 | 0.27 | 1 | 1 | cs | TRUE
127 | LV_4324-42_1_3_line_127 | NAYY 4x150 SE | 124 | 126 | 0.032115 | 0.208 | 0.08 | 261 | 0 | 0.27 | 1 | 1 | cs | TRUE
128 | LV_4324-42_1_3_line_128 | NAYY 4x150 SE | 125 | 127 | 0.036343 | 0.208 | 0.08 | 261 | 0 | 0.27 | 1 | 1 | cs | TRUE
129 | LV_4324-42_1_3_line_129 | NAYY 4x150 SE | 127 | 128 | 0.047376 | 0.208 | 0.08 | 261 | 0 | 0.27 | 1 | 1 | cs | TRUE
130 | LV_4324-42_1_3_line_130 | NAYY 4x150 SE | 128 | 130 | 0.034761 | 0.208 | 0.08 | 261 | 0 | 0.27 | 1 | 1 | cs | TRUE
131 | LV_4324-42_1_3_line_131 | NAYY 4x150 SE | 131 | 132 | 0.023011 | 0.208 | 0.08 | 261 | 0 | 0.27 | 1 | 1 | cs | TRUE
132 | LV_4324-42_1_3_line_132 | NAYY 4x150 SE | 131 | 133 | 0.035748 | 0.208 | 0.08 | 261 | 0 | 0.27 | 1 | 1 | cs | TRUE
133 | LV_4324-42_1_3_line_133 | NAYY 4x150 SE | 133 | 134 | 0.007349 | 0.208 | 0.08 | 261 | 0 | 0.27 | 1 | 1 | cs | TRUE
134 | LV_4324-42_1_3_line_134 | NAYY 4x150 SE | 133 | 135 | 0.045463 | 0.208 | 0.08 | 261 | 0 | 0.27 | 1 | 1 | cs | TRUE
135 | LV_4324-42_1_3_line_135 | NAYY 4x150 SE | 134 | 136 | 0.0098637 | 0.208 | 0.08 | 261 | 0 | 0.27 | 1 | 1 | cs | TRUE
136 | LV_4324-42_1_3_line_136 | NAYY 4x150 SE | 134 | 137 | 0.016123 | 0.208 | 0.08 | 261 | 0 | 0.27 | 1 | 1 | cs | TRUE
137 | LV_4324-42_1_3_line_137 | NAYY 4x150 SE | 136 | 140 | 0.023437 | 0.208 | 0.08 | 261 | 0 | 0.27 | 1 | 1 | cs | TRUE
138 | LV_4324-42_1_3_line_138 | NAYY 4x150 SE | 137 | 141 | 0.012539 | 0.208 | 0.08 | 261 | 0 | 0.27 | 1 | 1 | cs | TRUE
139 | LV_4324-42_1_3_line_139 | NAYY 4x150 SE | 138 | 139 | 0.0098382 | 0.208 | 0.08 | 261 | 0 | 0.27 | 1 | 1 | cs | TRUE
140 | LV_4324-42_1_3_line_140 | NAYY 4x150 SE | 139 | 142 | 0.010046 | 0.208 | 0.08 | 261 | 0 | 0.27 | 1 | 1 | cs | TRUE
141 | LV_4324-42_1_3_line_141 | NAYY 4x150 SE | 140 | 145 | 0.020603 | 0.208 | 0.08 | 261 | 0 | 0.27 | 1 | 1 | cs | TRUE
142 | LV_4324-42_1_3_line_142 | NAYY 4x150 SE | 141 | 146 | 0.045665 | 0.208 | 0.08 | 261 | 0 | 0.27 | 1 | 1 | cs | TRUE
143 | LV_4324-42_1_3_line_143 | NAYY 4x150 SE | 141 | 147 | 0.041163 | 0.208 | 0.08 | 261 | 0 | 0.27 | 1 | 1 | cs | TRUE
144 | LV_4324-42_1_3_line_144 | NAYY 4x150 SE | 142 | 148 | 0.0014607 | 0.208 | 0.08 | 261 | 0 | 0.27 | 1 | 1 | cs | TRUE
145 | LV_4324-42_1_3_line_145 | NAYY 4x150 SE | 143 | 144 | 0.02214 | 0.208 | 0.08 | 261 | 0 | 0.27 | 1 | 1 | cs | TRUE
146 | LV_4324-42_1_3_line_146 | NAYY 4x150 SE | 144 | 151 | 0.0078525 | 0.208 | 0.08 | 261 | 0 | 0.27 | 1 | 1 | cs | TRUE
147 | LV_4324-42_1_3_line_147 | NAYY 4x150 SE | 144 | 149 | 0.013625 | 0.208 | 0.08 | 261 | 0 | 0.27 | 1 | 1 | cs | TRUE
148 | LV_4324-42_1_3_line_148 | NAYY 4x150 SE | 145 | 153 | 0.012637 | 0.208 | 0.08 | 261 | 0 | 0.27 | 1 | 1 | cs | TRUE
149 | LV_4324-42_1_3_line_149 | NAYY 4x150 SE | 147 | 150 | 7.2544e-05 | 0.208 | 0.08 | 261 | 0 | 0.27 | 1 | 1 | cs | TRUE
150 | LV_4324-42_1_3_line_150 | NAYY 4x150 SE | 148 | 152 | 0.00018139 | 0.208 | 0.08 | 261 | 0 | 0.27 | 1 | 1 | cs | TRUE
151 | LV_4324-42_1_3_line_151 | NAYY 4x150 SE | 149 | 150 | 0.012329 | 0.208 | 0.08 | 261 | 0 | 0.27 | 1 | 1 | cs | TRUE
152 | LV_4324-42_1_3_line_152 | NAYY 4x150 SE | 151 | 152 | 0.0073334 | 0.208 | 0.08 | 261 | 0 | 0.27 | 1 | 1 | cs | TRUE
153 | LV_4324-42_1_3_line_153 | NAYY 4x150 SE | 153 | 154 | 0.013162 | 0.208 | 0.08 | 261 | 0 | 0.27 | 1 | 1 | cs | TRUE

## trafo
| name | std_type | hv_bus | lv_bus | sn_mva | vn_hv_kv | vn_lv_kv | vk_percent | vkr_percent | pfe_kw | i0_percent | shift_degree | tap_side | tap_neutral | tap_min | tap_max | tap_step_percent | tap_step_degree | tap_pos | tap_phase_shifter | parallel | df | in_service
0 | LV_4324-42_1_3_trafo_137 | 0.25 MVA 20/0.4 kV | 155 | 58 | 0.25 | 20 | 0.4 | 6 | 1.44 | 0.8 | 0.32 | 150 | hv | 0 | -2 | 2 | 2.5 | 0 | 0 | FALSE | 1 | 1 | TRUE

## line_geodata
| x0 | y0 | x1 | y1 | x2 | y2 | x3 | y3 | x4 | y4 | x5 | y5 | x6 | y6 | x7 | y7 | x8 | y8 | x9 | y9 | x10 | y10 | x11 | y11 | x12 | y12 | x13 | y13 | x14 | y14 | x15 | y15 | x16 | y16 | x17 | y17 | x18 | y18 | x19 | y19 | x20 | y20 | x21 | y21
0 | 2667274.4646 | 1267400.7825 | 2667276.629 | 1267400.4175 | 2667277.9032 | 1267400.2504
1 | 2667260.6322 | 1267403.1153 | 2667274.4646 | 1267400.7825
2 | 2667277.9032 | 1267400.2504 | 2667291.5179 | 1267398.4655
3 | 2667260.6322 | 1267403.1153 | 2667250.4871 | 1267404.8323
4 | 2667291.5179 | 1267398.4655 | 2667295.7306 | 1267397.9132
5 | 2667250.4871 | 1267404.8323 | 2667242.2938 | 1267406.2189
6 | 2667295.7306 | 1267397.9132 | 2667300.1955 | 1267397.3278 | 2667304.909 | 1267397.4578
7 | 2667228.0389 | 1267406.9808 | 2667241.6713 | 1267406.3243 | 2667242.2938 | 1267406.2189
8 | 2667238.8241 | 1267422.8782 | 2667243.7159 | 1267432.3674
9 | 2667237.8213 | 1267420.9328 | 2667238.8241 | 1267422.8782
10 | 2667307.751 | 1267397.5362 | 2667304.909 | 1267397.4578
11 | 2667228.0389 | 1267406.9808 | 2667220.3413 | 1267407.3603 | 2667210.724 | 1267407.1063
12 | 2667228.0389 | 1267406.9808 | 2667234.6055 | 1267414.6947 | 2667237.8213 | 1267420.9328
13 | 2667317.3606 | 1267397.8014 | 2667307.751 | 1267397.5362
14 | 2667199.3082 | 1267405.4641 | 2667210.724 | 1267407.1063
15 | 2667317.3606 | 1267397.8014 | 2667316.2602 | 1267381.4097 | 2667312.4693 | 1267373.9634
16 | 2667308.5734 | 1267366.3106 | 2667312.4693 | 1267373.9634
17 | 2667364.1383 | 1267401.0033 | 2667376.6711 | 1267402.3805
18 | 2667364.1383 | 1267401.0033 | 2667365.6684 | 1267408.7489
19 | 2667364.1383 | 1267401.0033 | 2667353.4514 | 1267376.1945
20 | 2667376.6711 | 1267402.3805 | 2667378.6893 | 1267385.8131
21 | 2667365.6684 | 1267408.7489 | 2667366.8269 | 1267426.596
22 | 2667365.6684 | 1267408.7489 | 2667347.0236 | 1267417.7587
23 | 2667353.4514 | 1267376.1945 | 2667353.3654 | 1267375.9948 | 2667347.8628 | 1267362.7776 | 2667346.4913 | 1267352.1787
24 | 2667308.5734 | 1267366.3106 | 2667308.5734 | 1267366.3106 | 2667308.7151 | 1267352.6487
25 | 2667367.3441 | 1267471.0599 | 2667367.9286 | 1267443.5679 | 2667366.8269 | 1267426.596
26 | 2667337.5863 | 1267424.7081 | 2667343.9748 | 1267419.2319 | 2667347.0236 | 1267417.7587
27 | 2667346.9557 | 1267334.8578 | 2667346.8973 | 1267335.2234 | 2667346.3339 | 1267350.9623 | 2667346.4913 | 1267352.1787
28 | 2667308.7151 | 1267352.6487 | 2667308.727 | 1267351.5011 | 2667312.2506 | 1267344.4418
29 | 2667612.7787 | 1267342.8418 | 2667617.425 | 1267342.6949 | 2667622.7166 | 1267343.3781 | 2667665.8674 | 1267360.2848 | 2667667.381 | 1267362.2147 | 2667668.7651 | 1267366.9008 | 2667692.1332 | 1267357.5056 | 2667711.0001 | 1267346.1241 | 2667728.1844 | 1267340.3387 | 2667773.0631 | 1267334.5597 | 2667810.1353 | 1267325.5335 | 2667825.1708 | 1267321.3695 | 2667842.982 | 1267314.1016 | 2667864.0306 | 1267298.2867 | 2667884.9583 | 1267276.6216 | 2667903.2747 | 1267256.8613 | 2667912.9981 | 1267249.2227 | 2667923.4583 | 1267246.2517 | 2667959.3528 | 1267244.1293 | 2667981.0086 | 1267241.6653 | 2668008.9788 | 1267236.7165 | 2668050.4616 | 1267240.2521
30 | 2667612.7787 | 1267342.8418 | 2667584.7819 | 1267354.7975 | 2667568.5675 | 1267360.0495 | 2667551.4475 | 1267361.5439 | 2667495.066 | 1267360.8216 | 2667473.4921 | 1267358.1511 | 2667451.754 | 1267352.065 | 2667413.8156 | 1267339.9261
31 | 2668050.4616 | 1267240.2521 | 2668072.5418 | 1267236.2477 | 2668086.8624 | 1267233.3993 | 2668112.3786 | 1267221.2729 | 2668153.3366 | 1267199.8397 | 2668155.8211 | 1267198.5548
32 | 2667412.2199 | 1267339.4155 | 2667413.8156 | 1267339.9261
33 | 2667367.3441 | 1267471.0599 | 2667387.9709 | 1267464.7737
34 | 2667367.3441 | 1267471.0599 | 2667364.0392 | 1267477.9929
35 | 2667337.5863 | 1267424.7081 | 2667330.6578 | 1267430.6471
36 | 2667349.7137 | 1267312.6828 | 2667349.5804 | 1267318.4301 | 2667346.9557 | 1267334.8578
37 | 2667312.2506 | 1267344.4418 | 2667315.0516 | 1267338.8301 | 2667321.5439 | 1267328.5675
38 | 2667330.6578 | 1267430.6471 | 2667326.5514 | 1267434.1671 | 2667320.308 | 1267445.6603 | 2667318.9458 | 1267449.681
39 | 2667318.9458 | 1267449.681 | 2667316.9095 | 1267455.6913
40 | 2667316.9095 | 1267455.6913 | 2667316.4989 | 1267456.9033 | 2667310.3644 | 1267468.0975 | 2667295.3232 | 1267476.7885
41 | 2667395.8475 | 1267462.3732 | 2667387.9709 | 1267464.7737
42 | 2667362.3024 | 1267481.6364 | 2667364.0392 | 1267477.9929
43 | 2667395.8475 | 1267462.3732 | 2667409.7586 | 1267458.1336 | 2667410.7269 | 1267457.958
44 | 2667358.4152 | 1267489.7907 | 2667362.3024 | 1267481.6364
45 | 2667190.3281 | 1267576.4548 | 2667250.8135 | 1267554.0458
46 | 2667276.4282 | 1267544.5558 | 2667250.8135 | 1267554.0458
47 | 2667358.4152 | 1267489.7907 | 2667356.7632 | 1267493.2563 | 2667349.427 | 1267508.173 | 2667341.2088 | 1267520.5555 | 2667332.1676 | 1267523.9051
48 | 2667332.1676 | 1267523.9051 | 2667319.6918 | 1267528.5273
49 | 2667319.6918 | 1267528.5273 | 2667304.1543 | 1267534.2837
50 | 2667304.1543 | 1267534.2837 | 2667290.459 | 1267539.3576
51 | 2667290.459 | 1267539.3576 | 2667276.4282 | 1267544.5558
52 | 2667417.4241 | 1267456.7435 | 2667410.7269 | 1267457.958
53 | 2667417.4241 | 1267456.7435 | 2667426.9495 | 1267455.0161
54 | 2667595.848 | 1267540.2767 | 2667595.089 | 1267530.2937 | 2667588.7907 | 1267521.5484 | 2667579.7336 | 1267515.7626 | 2667491.0104 | 1267499.6812 | 2667472.6763 | 1267493.5005 | 2667463.559 | 1267485.7239 | 2667439.6354 | 1267458.7971 | 2667426.9495 | 1267455.0161 | 2667426.9495 | 1267455.0161
55 | 2667595.848 | 1267540.2767 | 2667590.9537 | 1267547.6374 | 2667552.62 | 1267571.6843 | 2667480.4962 | 1267614.8491 | 2667443.4928 | 1267629.9272 | 2667423.3709 | 1267643.8972 | 2667415.9796 | 1267651.1073
56 | 2667415.9796 | 1267651.1073 | 2667386.6561 | 1267641.6213 | 2667372.3172 | 1267640.2457 | 2667360.6144 | 1267642.692 | 2667355.5135 | 1267645.1024 | 2667350.5185 | 1267647.4695 | 2667333.3264 | 1267657.0711
57 | 2667415.9796 | 1267651.1073 | 2667413.6893 | 1267658.5313 | 2667415.0515 | 1267667.1312
58 | 2667471.7102 | 1267687.482 | 2667428.745 | 1267680.1973 | 2667420.2193 | 1267674.0287 | 2667415.0515 | 1267667.1312
59 | 2667471.7102 | 1267687.482 | 2667466.6069 | 1267696.0303 | 2667460.4955 | 1267700.5863 | 2667445.6786 | 1267707.4669 | 2667378.0193 | 1267734.1274
60 | 2667471.7102 | 1267687.482 | 2667512.1811 | 1267694.3382 | 2667536.4973 | 1267698.6311
61 | 2667412.2199 | 1267339.4155 | 2667410.3599 | 1267338.8161 | 2667390.923 | 1267330.3061
62 | 2667349.7137 | 1267312.6828 | 2667367.177 | 1267320.0318
63 | 2667349.7137 | 1267312.6828 | 2667348.8287 | 1267291.1429
64 | 2667349.7137 | 1267312.6828 | 2667339.0563 | 1267317.7986 | 2667337.9024 | 1267318.2622
65 | 2667367.177 | 1267320.0318 | 2667374.6612 | 1267323.1861 | 2667390.923 | 1267330.3061
66 | 2667367.177 | 1267320.0318 | 2667365.63 | 1267330.3607
67 | 2667347.0984 | 1267281.2623 | 2667348.6707 | 1267287.296 | 2667348.8287 | 1267291.1429
68 | 2667321.5439 | 1267328.5675 | 2667324.7105 | 1267323.5618 | 2667337.9024 | 1267318.2622
69 | 2667365.026 | 1267334.3936 | 2667365.63 | 1267330.3607
70 | 2667347.0984 | 1267281.2623 | 2667372.8552 | 1267290.1292
71 | 2667347.0984 | 1267281.2623 | 2667345.519 | 1267275.1953
72 | 2667199.3082 | 1267405.4641 | 2667185.936 | 1267415.6755 | 2667179.1413 | 1267417.4698
73 | 2667187.6713 | 1267403.4081 | 2667199.3082 | 1267405.4641
74 | 2667187.6713 | 1267403.4081 | 2667182.0425 | 1267402.5879 | 2667177.3084 | 1267401.8905
75 | 2667187.6713 | 1267403.4081 | 2667190.0132 | 1267400.0321 | 2667192.2029 | 1267396.799 | 2667205.5564 | 1267386.2539
76 | 2667066.3749 | 1267463.4543 | 2667087.2193 | 1267470.6852 | 2667098.2716 | 1267475.8184
77 | 2667066.3749 | 1267463.4543 | 2667026.72 | 1267464.7723 | 2667012.351 | 1267466.0103
78 | 2667066.3749 | 1267463.4543 | 2667071.5129 | 1267452.7506
79 | 2667141.6969 | 1267397.6723 | 2667143.5669 | 1267397.4691 | 2667155.9351 | 1267398.099 | 2667167.3206 | 1267400.419 | 2667177.3084 | 1267401.8905
80 | 2667205.5564 | 1267386.2539 | 2667199.4344 | 1267378.4895 | 2667194.0007 | 1267373.5402
81 | 2667205.5564 | 1267386.2539 | 2667212.7738 | 1267380.5239
82 | 2666965.4407 | 1267473.2065 | 2666971.2336 | 1267475.4849 | 2666979.681 | 1267478.0048 | 2666996.3494 | 1267475.792 | 2667012.351 | 1267466.0103
83 | 2667012.351 | 1267466.0103 | 2667025.2873 | 1267457.0899
84 | 2667087.0715 | 1267445.1619 | 2667074.2158 | 1267447.1197 | 2667071.5129 | 1267452.7506
85 | 2667252.6126 | 1267333.9269 | 2667248.8481 | 1267345.226 | 2667242.8978 | 1267355.4439 | 2667225.9371 | 1267370.0732 | 2667212.7738 | 1267380.5239
86 | 2667252.6126 | 1267333.9269 | 2667209.9933 | 1267312.8032
87 | 2667252.6126 | 1267333.9269 | 2667260.863 | 1267313.115
88 | 2667162.6989 | 1267354.551 | 2667163.0598 | 1267354.7469 | 2667172.9967 | 1267358.685 | 2667190.5088 | 1267370.3596 | 2667194.0007 | 1267373.5402
89 | 2667180.8732 | 1267298.3702 | 2667209.9933 | 1267312.8032
90 | 2667285.4928 | 1267246.0896 | 2667281.4439 | 1267261.1995 | 2667260.863 | 1267313.115
91 | 2667150.0644 | 1267347.6939 | 2667162.6989 | 1267354.551
92 | 2667285.4928 | 1267246.0896 | 2667290.4315 | 1267255.9645 | 2667294.3037 | 1267292.7143
93 | 2667134.4849 | 1267398.4556 | 2667141.6969 | 1267397.6723
94 | 2667150.0644 | 1267347.6939 | 2667142.4423 | 1267345.6032
95 | 2667150.0644 | 1267347.6939 | 2667154.7769 | 1267341.0646 | 2667159.1982 | 1267338.0022
96 | 2667134.4849 | 1267398.4556 | 2667131.4888 | 1267384.5555 | 2667122.7516 | 1267375.0713 | 2667111.4831 | 1267371.7297 | 2667102.7261 | 1267371.2086
97 | 2667134.4849 | 1267398.4556 | 2667127.3927 | 1267399.2201 | 2667086.4264 | 1267407.2724 | 2667068.7308 | 1267409.4497
98 | 2667139.9601 | 1267344.9223 | 2667142.4423 | 1267345.6032
99 | 2667159.1982 | 1267338.0022 | 2667171.9196 | 1267329.1907
100 | 2667439.8235 | 1267177.9073 | 2667427.8808 | 1267182.1632 | 2667417.2669 | 1267187.4017 | 2667410.4547 | 1267195.9305 | 2667408.4545 | 1267202.9909 | 2667409.5212 | 1267210.4531 | 2667415.5517 | 1267220.285 | 2667431.4987 | 1267235.1893 | 2667434.3128 | 1267240.5811 | 2667435.2075 | 1267245.9509 | 2667432.4866 | 1267249.5448 | 2667395.7489 | 1267256.976 | 2667387.6909 | 1267257.2622 | 2667371.2597 | 1267251.148 | 2667363.0321 | 1267249.1416 | 2667351.1179 | 1267250.9183 | 2667345.3229 | 1267254.0992 | 2667338.3154 | 1267263.9269
101 | 2667338.3154 | 1267263.9269 | 2667345.519 | 1267275.1953
102 | 2667439.8235 | 1267177.9073 | 2667450.5059 | 1267184.3854
103 | 2667439.8235 | 1267177.9073 | 2667436.3649 | 1267166.9817 | 2667429.7943 | 1267157.6218
104 | 2667397.0865 | 1267097.5031 | 2667405.2907 | 1267092.3372 | 2667413.6551 | 1267090.2865 | 2667422.8407 | 1267088.8457 | 2667430.5696 | 1267090.3684 | 2667442.5505 | 1267094.6527 | 2667457.8365 | 1267102.1995 | 2667471.5483 | 1267111.1406 | 2667498.3434 | 1267122.7331 | 2667526.627 | 1267129.2277 | 2667539.2416 | 1267130.0835 | 2667560.2531 | 1267126.0539 | 2667576.8995 | 1267118.6385 | 2667606.2596 | 1267103.4181 | 2667671.161 | 1267074.9389 | 2667684.3853 | 1267064.638 | 2667685.1606 | 1267063.9908 | 2667704.9522 | 1267047.5382 | 2667710.1101 | 1267044.1503 | 2667734.9629 | 1267038.0192 | 2667755.6414 | 1267032.2073 | 2667767.1323 | 1267027.3464
105 | 2667397.0865 | 1267097.5031 | 2667405.0781 | 1267125.4822 | 2667417.2518 | 1267143.2123 | 2667426.7648 | 1267153.3062 | 2667429.7943 | 1267157.6218
106 | 2667767.1323 | 1267027.3464 | 2667811.4347 | 1267008.3732 | 2667896.5735 | 1266970.755 | 2667920.7609 | 1266960.336 | 2667950.4943 | 1266943.576 | 2667973.5525 | 1266927.9291 | 2667985.0044 | 1266915.6618
107 | 2667062.2869 | 1267410.2426 | 2667068.7308 | 1267409.4497
108 | 2667062.2869 | 1267410.2426 | 2667038.6875 | 1267413.1464 | 2667020.4691 | 1267413.722
109 | 2666917.1181 | 1267408.3988 | 2666947.642 | 1267412.4252 | 2666978.733 | 1267414.2343 | 2667012.0152 | 1267413.9891 | 2667020.4691 | 1267413.722
110 | 2667135.5587 | 1267343.715 | 2667139.9601 | 1267344.9223
111 | 2667183.9266 | 1267324.9502 | 2667174.3145 | 1267327.5318 | 2667171.9196 | 1267329.1907
112 | 2667988.3721 | 1266911.2972 | 2667985.7328 | 1266914.8815 | 2667985.0044 | 1266915.6618
113 | 2667093.4797 | 1267444.186 | 2667087.0715 | 1267445.1619
114 | 2667111.3155 | 1267441.4698 | 2667093.4797 | 1267444.186
115 | 2667111.3155 | 1267441.4698 | 2667114.0554 | 1267441.0513
116 | 2667111.3155 | 1267441.4698 | 2667110.5129 | 1267433.9327 | 2667113.4864 | 1267428.1739
117 | 2667126.1972 | 1267421.6236 | 2667114.2459 | 1267426.7029 | 2667113.4864 | 1267428.1739
118 | 2666965.4407 | 1267473.2065 | 2666965.7717 | 1267467.2501 | 2666971.9177 | 1267461.6266 | 2666979.0038 | 1267458.0708 | 2666978.956 | 1267457.2431
119 | 2666965.4407 | 1267473.2065 | 2666950.0854 | 1267467.1613 | 2666926.5696 | 1267446.546 | 2666917.3009 | 1267424.1573 | 2666915.5525 | 1267417.6882 | 2666917.1181 | 1267408.3988
120 | 2667043.8897 | 1267444.2624 | 2667025.2873 | 1267457.0899
121 | 2666976.2891 | 1267451.1904 | 2666978.7521 | 1267453.7091 | 2666978.956 | 1267457.2431
122 | 2667365.026 | 1267334.3936 | 2667364.7896 | 1267335.9723 | 2667366.3519 | 1267338.9145 | 2667371.2789 | 1267342.529 | 2667374.7656 | 1267343.9576
123 | 2667388.414 | 1267302.7606 | 2667380.0067 | 1267299.3511 | 2667372.8552 | 1267290.1292
124 | 2667988.3721 | 1266911.2972 | 2667993.4279 | 1266904.4312
125 | 2667605.9955 | 1267720.0437 | 2667602.5075 | 1267719.3785 | 2667567.1705 | 1267708.0705
126 | 2667616.6503 | 1267722.0756 | 2667605.9955 | 1267720.0437
127 | 2667567.1705 | 1267708.0705 | 2667539.1194 | 1267699.094 | 2667536.4973 | 1267698.6311
128 | 2667616.6503 | 1267722.0756 | 2667612.6864 | 1267734.3174 | 2667599.8339 | 1267745.8126 | 2667594.121 | 1267748.3043
129 | 2667550.6745 | 1267767.1964 | 2667558.8926 | 1267763.6693 | 2667594.121 | 1267748.3043
130 | 2667550.6745 | 1267767.1964 | 2667544.407 | 1267769.8863 | 2667535.7966 | 1267771.8005 | 2667526.6723 | 1267772.5857 | 2667516.7967 | 1267773.8961 | 2667516.7967 | 1267773.8961
131 | 2668056.114 | 1266866.651 | 2668079.1129 | 1266865.8973
132 | 2668020.3851 | 1266867.822 | 2668056.114 | 1266866.651
133 | 2668020.3851 | 1266867.822 | 2668024.2813 | 1266861.5843
134 | 2668020.3851 | 1266867.822 | 2667993.4279 | 1266904.4312
135 | 2668024.2813 | 1266861.5843 | 2668014.4709 | 1266862.6083
136 | 2668024.2813 | 1266861.5843 | 2668032.3731 | 1266848.6119 | 2668032.8503 | 1266847.9283
137 | 2668014.4709 | 1266862.6083 | 2667991.1607 | 1266865.0415
138 | 2668040.0277 | 1266837.6472 | 2668032.8503 | 1266847.9283
139 | 2668127.7267 | 1266829.8969 | 2668137.0281 | 1266833.1024
140 | 2668118.229 | 1266826.6237 | 2668127.7267 | 1266829.8969
141 | 2667991.1607 | 1266865.0415 | 2667971.7986 | 1266867.0626 | 2667970.664 | 1266867.1114
142 | 2668040.0277 | 1266837.6472 | 2668067.2922 | 1266801.0143
143 | 2668040.0277 | 1266837.6472 | 2668067.0741 | 1266835.2901 | 2668081.0589 | 1266834.3812
144 | 2668118.229 | 1266826.6237 | 2668116.848 | 1266826.1478
145 | 2668102.3194 | 1266821.1407 | 2668106.9117 | 1266810.6856 | 2668110.1883 | 1266800.4779
146 | 2668102.3194 | 1266821.1407 | 2668109.7433 | 1266823.6993
147 | 2668102.3194 | 1266821.1407 | 2668097.9356 | 1266824.604 | 2668092.4894 | 1266830.5157
148 | 2667970.664 | 1266867.1114 | 2667958.0383 | 1266867.6548
149 | 2668081.0589 | 1266834.3812 | 2668081.1313 | 1266834.3765
150 | 2668116.6766 | 1266826.0887 | 2668116.848 | 1266826.1478
151 | 2668092.4894 | 1266830.5157 | 2668091.6612 | 1266831.4147 | 2668085.6756 | 1266834.0811 | 2668081.1313 | 1266834.3765
152 | 2668109.7433 | 1266823.6993 | 2668116.6766 | 1266826.0887
153 | 2667958.0383 | 1266867.6548 | 2667944.8884 | 1266868.2207

## bus_geodata
| x | y | coords
0 | 2667274.4646 | 1267400.7825
1 | 2667277.9032 | 1267400.2504
2 | 2667260.6322 | 1267403.1153
3 | 2667291.5179 | 1267398.4655
4 | 2667250.4871 | 1267404.8323
5 | 2667295.7306 | 1267397.9132
6 | 2667242.2938 | 1267406.2189
7 | 2667243.7159 | 1267432.3674
8 | 2667238.8241 | 1267422.8782
9 | 2667304.909 | 1267397.4578
10 | 2667228.0389 | 1267406.9808
11 | 2667237.8213 | 1267420.9328
12 | 2667307.751 | 1267397.5362
13 | 2667210.724 | 1267407.1063
14 | 2667317.3606 | 1267397.8014
15 | 2667312.4693 | 1267373.9634
16 | 2667364.1383 | 1267401.0033
17 | 2667376.6711 | 1267402.3805
18 | 2667365.6684 | 1267408.7489
19 | 2667353.4514 | 1267376.1945
20 | 2667308.5734 | 1267366.3106
21 | 2667378.6893 | 1267385.8131
22 | 2667366.8269 | 1267426.596
23 | 2667347.0236 | 1267417.7587
24 | 2667346.4913 | 1267352.1787
25 | 2667308.7151 | 1267352.6487
26 | 2667612.7787 | 1267342.8418
27 | 2668050.4616 | 1267240.2521
28 | 2667413.8156 | 1267339.9261
29 | 2668155.8211 | 1267198.5548
30 | 2667367.3441 | 1267471.0599
31 | 2667337.5863 | 1267424.7081
32 | 2667346.9557 | 1267334.8578
33 | 2667312.2506 | 1267344.4418
34 | 2667330.6578 | 1267430.6471
35 | 2667318.9458 | 1267449.681
36 | 2667316.9095 | 1267455.6913
37 | 2667295.3232 | 1267476.7885
38 | 2667387.9709 | 1267464.7737
39 | 2667364.0392 | 1267477.9929
40 | 2667395.8475 | 1267462.3732
41 | 2667362.3024 | 1267481.6364
42 | 2667190.3281 | 1267576.4548
43 | 2667250.8135 | 1267554.0458
44 | 2667358.4152 | 1267489.7907
45 | 2667332.1676 | 1267523.9051
46 | 2667319.6918 | 1267528.5273
47 | 2667304.1543 | 1267534.2837
48 | 2667290.459 | 1267539.3576
49 | 2667276.4282 | 1267544.5558
50 | 2667410.7269 | 1267457.958
51 | 2667417.4241 | 1267456.7435
52 | 2667426.9495 | 1267455.0161
53 | 2667595.848 | 1267540.2767
54 | 2667415.9796 | 1267651.1073
55 | 2667333.3264 | 1267657.0711
56 | 2667415.0515 | 1267667.1312
57 | 2667471.7102 | 1267687.482
58 | 2667412.2199 | 1267339.4155
59 | 2667349.7137 | 1267312.6828
60 | 2667367.177 | 1267320.0318
61 | 2667348.8287 | 1267291.1429
62 | 2667337.9024 | 1267318.2622
63 | 2667390.923 | 1267330.3061
64 | 2667365.63 | 1267330.3607
65 | 2667347.0984 | 1267281.2623
66 | 2667321.5439 | 1267328.5675
67 | 2667199.3082 | 1267405.4641
68 | 2667179.1413 | 1267417.4698
69 | 2667187.6714 | 1267403.4081
70 | 2667098.2716 | 1267475.8184
71 | 2667066.3749 | 1267463.4543
72 | 2667177.3084 | 1267401.8905
73 | 2667205.5564 | 1267386.2539
74 | 2667012.351 | 1267466.0103
75 | 2667071.5129 | 1267452.7506
76 | 2667212.7738 | 1267380.5239
77 | 2667252.6126 | 1267333.9269
78 | 2667194.0007 | 1267373.5402
79 | 2667209.9933 | 1267312.8032
80 | 2667260.863 | 1267313.115
81 | 2667162.6989 | 1267354.551
82 | 2667180.8732 | 1267298.3702
83 | 2667285.4928 | 1267246.0896
84 | 2667141.6969 | 1267397.6723
85 | 2667150.0644 | 1267347.6939
86 | 2667294.3037 | 1267292.7143
87 | 2667134.4849 | 1267398.4556
88 | 2667142.4423 | 1267345.6032
89 | 2667159.1982 | 1267338.0022
90 | 2667338.3154 | 1267263.9269
91 | 2667439.8235 | 1267177.9073
92 | 2667345.519 | 1267275.1953
93 | 2667397.0865 | 1267097.5031
94 | 2667767.1323 | 1267027.3464
95 | 2667429.7943 | 1267157.6218
96 | 2667102.7261 | 1267371.2086
97 | 2667068.7308 | 1267409.4497
98 | 2667062.2869 | 1267410.2426
99 | 2667020.4691 | 1267413.722
100 | 2667139.9601 | 1267344.9223
101 | 2667171.9196 | 1267329.1907
102 | 2667135.5587 | 1267343.715
103 | 2667183.9266 | 1267324.9502
104 | 2667985.0044 | 1266915.6618
105 | 2667450.5059 | 1267184.3854
106 | 2667093.4797 | 1267444.186
107 | 2667087.0715 | 1267445.1619
108 | 2667111.3155 | 1267441.4698
109 | 2667114.0554 | 1267441.0513
110 | 2667113.4864 | 1267428.1739
111 | 2667126.1972 | 1267421.6236
112 | 2666965.4407 | 1267473.2065
113 | 2667025.2873 | 1267457.0899
114 | 2666978.956 | 1267457.2431
115 | 2666917.1181 | 1267408.3988
116 | 2667043.8897 | 1267444.2624
117 | 2666976.2891 | 1267451.1904
118 | 2667365.026 | 1267334.3936
119 | 2667372.8552 | 1267290.1292
120 | 2667374.7656 | 1267343.9576
121 | 2667388.414 | 1267302.7606
122 | 2667988.3721 | 1266911.2972
123 | 2667605.9955 | 1267720.0437
124 | 2667567.1705 | 1267708.0705
125 | 2667616.6503 | 1267722.0756
126 | 2667536.4973 | 1267698.6311
127 | 2667594.121 | 1267748.3043
128 | 2667550.6745 | 1267767.1964
129 | 2667378.0193 | 1267734.1274
130 | 2667516.7967 | 1267773.8961
131 | 2668056.114 | 1266866.651
132 | 2668079.1129 | 1266865.8973
133 | 2668020.3851 | 1266867.822
134 | 2668024.2813 | 1266861.5843
135 | 2667993.4279 | 1266904.4312
136 | 2668014.4709 | 1266862.6083
137 | 2668032.8503 | 1266847.9283
138 | 2668137.0281 | 1266833.1024
139 | 2668127.7267 | 1266829.8969
140 | 2667991.1607 | 1266865.0415
141 | 2668040.0277 | 1266837.6472
142 | 2668118.229 | 1266826.6237
143 | 2668110.1883 | 1266800.4779
144 | 2668102.3194 | 1266821.1407
145 | 2667970.664 | 1266867.1114
146 | 2668067.2922 | 1266801.0143
147 | 2668081.0589 | 1266834.3812
148 | 2668116.848 | 1266826.1478
149 | 2668092.4894 | 1266830.5157
150 | 2668081.1313 | 1266834.3765
151 | 2668109.7433 | 1266823.6993
152 | 2668116.6766 | 1266826.0887
153 | 2667958.0383 | 1266867.6548
154 | 2667944.8884 | 1266868.2207
155 | 2667367.177 | 1267320.0318

## line_std_types
| c_nf_per_km | r_ohm_per_km | x_ohm_per_km | max_i_ka | type | q_mm2 | alpha | voltage_rating
NAYY 4x50 SE | 210 | 0.642 | 0.083 | 0.142 | cs | 50 | 0.00403 | LV
NAYY 4x120 SE | 264 | 0.225 | 0.08 | 0.242 | cs | 120 | 0.00403 | LV
NAYY 4x150 SE | 261 | 0.208 | 0.08 | 0.27 | cs | 150 | 0.00403 | LV
NA2XS2Y 1x95 RM/25 12/20 kV | 216 | 0.313 | 0.132 | 0.252 | cs | 95 | 0.00403 | MV
NA2XS2Y 1x185 RM/25 12/20 kV | 273 | 0.161 | 0.117 | 0.362 | cs | 185 | 0.00403 | MV
NA2XS2Y 1x240 RM/25 12/20 kV | 304 | 0.122 | 0.112 | 0.421 | cs | 240 | 0.00403 | MV
NA2XS2Y 1x95 RM/25 6/10 kV | 315 | 0.313 | 0.123 | 0.249 | cs | 95 | 0.00403 | MV
NA2XS2Y 1x185 RM/25 6/10 kV | 406 | 0.161 | 0.11 | 0.358 | cs | 185 | 0.00403 | MV
NA2XS2Y 1x240 RM/25 6/10 kV | 456 | 0.122 | 0.105 | 0.416 | cs | 240 | 0.00403 | MV
NA2XS2Y 1x150 RM/25 12/20 kV | 250 | 0.206 | 0.116 | 0.319 | cs | 150 | 0.00403 | MV
NA2XS2Y 1x120 RM/25 12/20 kV | 230 | 0.253 | 0.119 | 0.283 | cs | 120 | 0.00403 | MV
NA2XS2Y 1x70 RM/25 12/20 kV | 190 | 0.443 | 0.132 | 0.22 | cs | 70 | 0.00403 | MV
NA2XS2Y 1x150 RM/25 6/10 kV | 360 | 0.206 | 0.11 | 0.315 | cs | 150 | 0.00403 | MV
NA2XS2Y 1x120 RM/25 6/10 kV | 340 | 0.253 | 0.113 | 0.28 | cs | 120 | 0.00403 | MV
NA2XS2Y 1x70 RM/25 6/10 kV | 280 | 0.443 | 0.123 | 0.217 | cs | 70 | 0.00403 | MV
N2XS(FL)2Y 1x120 RM/35 64/110 kV | 112 | 0.153 | 0.166 | 0.366 | cs | 120 | 0.00393 | HV
N2XS(FL)2Y 1x185 RM/35 64/110 kV | 125 | 0.099 | 0.156 | 0.457 | cs | 185 | 0.00393 | HV
N2XS(FL)2Y 1x240 RM/35 64/110 kV | 135 | 0.075 | 0.149 | 0.526 | cs | 240 | 0.00393 | HV
N2XS(FL)2Y 1x300 RM/35 64/110 kV | 144 | 0.06 | 0.144 | 0.588 | cs | 300 | 0.00393 | HV
15-AL1/3-ST1A 0.4 | 11 | 1.8769 | 0.35 | 0.105 | ol | 16 | 0.00403 | LV
24-AL1/4-ST1A 0.4 | 11.25 | 1.2012 | 0.335 | 0.14 | ol | 24 | 0.00403 | LV
48-AL1/8-ST1A 0.4 | 12.2 | 0.5939 | 0.3 | 0.21 | ol | 48 | 0.00403 | LV
94-AL1/15-ST1A 0.4 | 13.2 | 0.306 | 0.29 | 0.35 | ol | 94 | 0.00403 | LV
34-AL1/6-ST1A 10.0 | 9.7 | 0.8342 | 0.36 | 0.17 | ol | 34 | 0.00403 | MV
48-AL1/8-ST1A 10.0 | 10.1 | 0.5939 | 0.35 | 0.21 | ol | 48 | 0.00403 | MV
70-AL1/11-ST1A 10.0 | 10.4 | 0.4132 | 0.339 | 0.29 | ol | 70 | 0.00403 | MV
94-AL1/15-ST1A 10.0 | 10.75 | 0.306 | 0.33 | 0.35 | ol | 94 | 0.00403 | MV
122-AL1/20-ST1A 10.0 | 11.1 | 0.2376 | 0.323 | 0.41 | ol | 122 | 0.00403 | MV
149-AL1/24-ST1A 10.0 | 11.25 | 0.194 | 0.315 | 0.47 | ol | 149 | 0.00403 | MV
34-AL1/6-ST1A 20.0 | 9.15 | 0.8342 | 0.382 | 0.17 | ol | 34 | 0.00403 | MV
48-AL1/8-ST1A 20.0 | 9.5 | 0.5939 | 0.372 | 0.21 | ol | 48 | 0.00403 | MV
70-AL1/11-ST1A 20.0 | 9.7 | 0.4132 | 0.36 | 0.29 | ol | 70 | 0.00403 | MV
94-AL1/15-ST1A 20.0 | 10 | 0.306 | 0.35 | 0.35 | ol | 94 | 0.00403 | MV
122-AL1/20-ST1A 20.0 | 10.3 | 0.2376 | 0.344 | 0.41 | ol | 122 | 0.00403 | MV
149-AL1/24-ST1A 20.0 | 10.5 | 0.194 | 0.337 | 0.47 | ol | 149 | 0.00403 | MV
184-AL1/30-ST1A 20.0 | 10.75 | 0.1571 | 0.33 | 0.535 | ol | 184 | 0.00403 | MV
243-AL1/39-ST1A 20.0 | 11 | 0.1188 | 0.32 | 0.645 | ol | 243 | 0.00403 | MV
48-AL1/8-ST1A 110.0 | 8 | 0.5939 | 0.46 | 0.21 | ol | 48 | 0.00403 | HV
70-AL1/11-ST1A 110.0 | 8.4 | 0.4132 | 0.45 | 0.29 | ol | 70 | 0.00403 | HV
94-AL1/15-ST1A 110.0 | 8.65 | 0.306 | 0.44 | 0.35 | ol | 94 | 0.00403 | HV
122-AL1/20-ST1A 110.0 | 8.5 | 0.2376 | 0.43 | 0.41 | ol | 122 | 0.00403 | HV
149-AL1/24-ST1A 110.0 | 8.75 | 0.194 | 0.41 | 0.47 | ol | 149 | 0.00403 | HV
184-AL1/30-ST1A 110.0 | 8.8 | 0.1571 | 0.4 | 0.535 | ol | 184 | 0.00403 | HV
243-AL1/39-ST1A 110.0 | 9 | 0.1188 | 0.39 | 0.645 | ol | 243 | 0.00403 | HV
305-AL1/39-ST1A 110.0 | 9.2 | 0.0949 | 0.38 | 0.74 | ol | 305 | 0.00403 | HV
490-AL1/64-ST1A 110.0 | 9.75 | 0.059 | 0.37 | 0.96 | ol | 490 | 0.00403 | HV
679-AL1/86-ST1A 110.0 | 9.95 | 0.042 | 0.36 | 1.15 | ol | 679 | 0.00403 | HV
490-AL1/64-ST1A 220.0 | 10 | 0.059 | 0.285 | 0.96 | ol | 490 | 0.00403 | HV
679-AL1/86-ST1A 220.0 | 11.7 | 0.042 | 0.275 | 1.15 | ol | 679 | 0.00403 | HV
490-AL1/64-ST1A 380.0 | 11 | 0.059 | 0.253 | 0.96 | ol | 490 | 0.00403 | HV
679-AL1/86-ST1A 380.0 | 14.6 | 0.042 | 0.25 | 1.15 | ol | 679 | 0.00403 | HV

## trafo_std_types
| i0_percent | pfe_kw | vkr_percent | sn_mva | vn_lv_kv | vn_hv_kv | vk_percent | shift_degree | vector_group | tap_side | tap_neutral | tap_min | tap_max | tap_step_degree | tap_step_percent | tap_phase_shifter
160 MVA 380/110 kV | 0.06 | 60 | 0.25 | 160 | 110 | 380 | 12.2 | 0 | Yy0 | hv | 0 | -9 | 9 | 0 | 1.5 | FALSE
100 MVA 220/110 kV | 0.06 | 55 | 0.26 | 100 | 110 | 220 | 12 | 0 | Yy0 | hv | 0 | -9 | 9 | 0 | 1.5 | FALSE
63 MVA 110/20 kV | 0.04 | 22 | 0.32 | 63 | 20 | 110 | 18 | 150 | YNd5 | hv | 0 | -9 | 9 | 0 | 1.5 | FALSE
40 MVA 110/20 kV | 0.05 | 18 | 0.34 | 40 | 20 | 110 | 16.2 | 150 | YNd5 | hv | 0 | -9 | 9 | 0 | 1.5 | FALSE
25 MVA 110/20 kV | 0.07 | 14 | 0.41 | 25 | 20 | 110 | 12 | 150 | YNd5 | hv | 0 | -9 | 9 | 0 | 1.5 | FALSE
63 MVA 110/10 kV | 0.04 | 22 | 0.32 | 63 | 10 | 110 | 18 | 150 | YNd5 | hv | 0 | -9 | 9 | 0 | 1.5 | FALSE
40 MVA 110/10 kV | 0.05 | 18 | 0.34 | 40 | 10 | 110 | 16.2 | 150 | YNd5 | hv | 0 | -9 | 9 | 0 | 1.5 | FALSE
25 MVA 110/10 kV | 0.07 | 14 | 0.41 | 25 | 10 | 110 | 12 | 150 | YNd5 | hv | 0 | -9 | 9 | 0 | 1.5 | FALSE
0.25 MVA 20/0.4 kV | 0.32 | 0.8 | 1.44 | 0.25 | 0.4 | 20 | 6 | 150 | Yzn5 | hv | 0 | -2 | 2 | 0 | 2.5 | FALSE
0.4 MVA 20/0.4 kV | 0.3375 | 1.35 | 1.425 | 0.4 | 0.4 | 20 | 6 | 150 | Dyn5 | hv | 0 | -2 | 2 | 0 | 2.5 | FALSE
0.63 MVA 20/0.4 kV | 0.2619 | 1.65 | 1.206 | 0.63 | 0.4 | 20 | 6 | 150 | Dyn5 | hv | 0 | -2 | 2 | 0 | 2.5 | FALSE
0.25 MVA 10/0.4 kV | 0.24 | 0.6 | 1.2 | 0.25 | 0.4 | 10 | 4 | 150 | Dyn5 | hv | 0 | -2 | 2 | 0 | 2.5 | FALSE
0.4 MVA 10/0.4 kV | 0.2375 | 0.95 | 1.325 | 0.4 | 0.4 | 10 | 4 | 150 | Dyn5 | hv | 0 | -2 | 2 | 0 | 2.5 | FALSE
0.63 MVA 10/0.4 kV | 0.1873 | 1.18 | 1.0794 | 0.63 | 0.4 | 10 | 4 | 150 | Dyn5 | hv | 0 | -2 | 2 | 0 | 2.5 | FALSE

## trafo3w_std_types
| sn_hv_mva | sn_mv_mva | sn_lv_mva | vn_hv_kv | vn_mv_kv | vn_lv_kv | vk_hv_percent | vk_mv_percent | vk_lv_percent | vkr_hv_percent | vkr_mv_percent | vkr_lv_percent | pfe_kw | i0_percent | shift_mv_degree | shift_lv_degree | vector_group | tap_side | tap_neutral | tap_min | tap_max | tap_step_percent
63/25/38 MVA 110/20/10 kV | 63 | 25 | 38 | 110 | 20 | 10 | 10.4 | 10.4 | 10.4 | 0.28 | 0.32 | 0.35 | 35 | 0.89 | 0 | 0 | YN0yn0yn0 | hv | 0 | -10 | 10 | 1.2
63/25/38 MVA 110/10/10 kV | 63 | 25 | 38 | 110 | 10 | 10 | 10.4 | 10.4 | 10.4 | 0.28 | 0.32 | 0.35 | 35 | 0.89 | 0 | 0 | YN0yn0yn0 | hv | 0 | -10 | 10 | 1.2

## fuse_std_types
| fuse_type | i_rated_a | t_avg | t_min | t_total | x_avg | x_min | x_total
HV 100A | HV 100A | 100 | 0 | [10.0, 3.64, 0.854, 0.281, 0.1, 0.0531, 0.022, 0.01] | [10.0, 4.267, 1.21, 0.403, 0.1, 0.058, 0.022, 0.01] | 0 | [300.0, 350.0, 450.0, 550.0, 700.0, 850.0, 1200.0, 1752.0] | [600.0, 700.0, 900.0, 1150.0, 1665.0, 2000.0, 3000.0, 4313.0]
HV 10A | HV 10A | 10 | 0 | [10.0, 1675.0, 0.344, 0.156, 0.1, 0.0417, 0.0171, 0.01] | [10.0, 1.3, 0.3, 0.155, 0.1, 0.0555, 0.023, 0.01] | 0 | [30.0, 32.0, 35.0, 37.0, 39.0, 50.0, 70.0, 88.0] | [60.0, 70.0, 80.0, 87.0, 94.0, 110.0, 150.0, 216.0]
HV 125A | HV 125A | 125 | 0 | [10.0, 1.82, 0.344, 0.1, 0.0467, 0.0269, 0.01] | [10.0, 2.478, 0.426, 0.1, 0.0427, 0.0211, 0.01] | 0 | [375.0, 500.0, 700.0, 925.0, 1200.0, 1500.0, 2341.0] | [750.0, 1000.0, 1500.0, 2200.0, 3000.0, 4000.0, 5765.0]
HV 160A | HV 160A | 160 | 0 | [10.0, 4.15, 1.03, 0.198, 0.1, 0.051, 0.0172, 0.01] | [10.0, 2.3, 0.734, 0.274, 0.1, 0.046, 0.0177, 0.01] | 0 | [480.0, 550.0, 700.0, 1000.0, 1260.0, 1600.0, 2500.0, 3227.0] | [960.0, 1300.0, 1700.0, 2200.0, 2996.0, 4000.0, 6000.0, 7946.0]
HV 16A | HV 16A | 16 | 0 | [10.0, 0.352, 0.164, 0.1, 0.0649, 0.0342, 0.01] | [10.0, 2.34, 0.722, 0.181, 0.1, 0.055, 0.0296, 0.01] | 0 | [48.0, 60.0, 65.0, 71.0, 80.0, 100.0, 162.0] | [96.0, 110.0, 125.0, 150.0, 168.0, 200.0, 250.0, 398.0]
HV 200A | HV 200A | 200 | 0 | [10.0, 4.267, 1.21, 0.403, 0.1, 0.058, 0.022, 0.01] | [10.0, 3.73, 1.654, 0.328, 0.1, 0.0531, 0.019, 0.01] | 0 | [600.0, 700.0, 900.0, 1150.0, 1665.0, 2000.0, 3000.0, 4313.0] | [1200.0, 1500.0, 1800.0, 2700.0, 3960.0, 5000.0, 7500.0, 10620.0]
HV 20A | HV 20A | 20 | 0 | [10.0, 1.3, 0.3, 0.155, 0.1, 0.0555, 0.023, 0.01] | [10.0, 1.3, 0.161, 0.1, 0.0611, 0.0399, 0.0141, 0.01] | 0 | [60.0, 70.0, 80.0, 87.0, 94.0, 110.0, 150.0, 216.0] | [120.0, 150.0, 200.0, 223.0, 260.0, 300.0, 450.0, 532.0]
HV 25A | HV 25A | 25 | 0 | [10.0, 2.512, 0.833, 0.299, 0.1, 0.0372, 0.0223, 0.01] | [10.0, 3.125, 0.597, 0.198, 0.1, 0.0378, 0.022, 0.01] | 0 | [75.0, 82.0, 90.0, 100.0, 124.0, 170.0, 200.0, 289.0] | [150.0, 170.0, 210.0, 250.0, 294.0, 400.0, 500.0, 711.0]
HV 31.5A | HV 31.5A | 31.5 | 0 | [10.0, 2.34, 0.722, 0.181, 0.1, 0.055, 0.0296, 0.01] | [10.0, 2.84, 0.368, 0.164, 0.1, 0.0621, 0.0378, 0.0195, 0.01] | 0 | [95.0, 110.0, 125.0, 150.0, 165.0, 200.0, 250.0, 390.0] | [189.0, 220.0, 300.0, 350.0, 393.0, 450.0, 530.0, 700.0, 960.0]
HV 40A | HV 40A | 40 | 0 | [10.0, 1.3, 0.161, 0.1, 0.0611, 0.0399, 0.0141, 0.01] | [10.0, 2.05, 0.369, 0.198, 0.1, 0.051, 0.0298, 0.01] | 0 | [120.0, 150.0, 200.0, 223.0, 260.0, 300.0, 450.0, 532.0] | [240.0, 300.0, 400.0, 450.0, 530.0, 650.0, 800.0, 1311.0]
HV 50A | HV 50A | 50 | 0 | [10.0, 3.215, 0.597, 0.198, 0.1, 0.0378, 0.022, 0.01] | [10.0, 3.64, 0.854, 0.281, 0.1, 0.0531, 0.022, 0.01] | 0 | [150.0, 170.0, 210.0, 250.0, 294.0, 400.0, 500.0, 711.0] | [300.0, 350.0, 450.0, 550.0, 700.0, 850.0, 1200.0, 1752.0]
HV 6.3A | HV 6.3A | 6.3 | 0 | [10.0, 1.39, 0.344, 0.168, 0.1, 0.056, 0.0263, 0.01] | [10.0, 1.711, 0.516, 0.198, 0.1, 0.0634, 0.0303, 0.01] | 0 | [19.0, 19.5, 20.4, 20.8, 22.0, 25.0, 32.0, 48.0] | [38.0, 40.0, 43.0, 48.0, 53.0, 60.0, 75.0, 118.0]
HV 63A | HV 63A | 63 | 0 | [10.0, 2.84, 0.368, 0.164, 0.1, 0.0621, 0.0378, 0.0195, 0.01] | [10.0, 1.82, 0.344, 0.1, 0.0467, 0.0269, 0.01] | 0 | [189.0, 220.0, 300.0, 350.0, 393.0, 450.0, 530.0, 700.0, 961.0] | [378.0, 500.0, 700.0, 934.0, 1200.0, 1500.0, 2366.0]
HV 80A | HV 80A | 80 | 0 | [10.0, 2.05, 0.369, 0.198, 0.1, 0.051, 0.0298, 0.01] | [10.0, 4.15, 1.03, 0.198, 0.1, 0.051, 0.0172, 0.01] | 0 | [240.0, 300.0, 400.0, 450.0, 530.0, 650.0, 800.0, 1311.0] | [480.0, 550.0, 700.0, 1000.0, 1260.0, 1600.0, 2500.0, 3227.0]
Siemens NH-1-100 | Siemens NH-1-100 | 100 | [5400.0, 2000.0, 400.0, 20.0, 1.0, 0.2, 0.012, 0.004] | 0 | 0 | [150.0, 190.0, 250.0, 430.0, 900.0, 1250.0, 2700.0, 3600.0] | 0 | 0
Siemens NH-1-125 | Siemens NH-1-125 | 125 | [4800.0, 120.0, 7.0, 0.1, 0.004] | 0 | 0 | [180.0, 400.0, 740.0, 2000.0, 4250.0] | 0 | 0
Siemens NH-1-16 | Siemens NH-1-16 | 16 | [4000.0, 400.0, 2.0, 0.1, 0.04, 0.01] | 0 | 0 | [26.0, 35.0, 75.0, 150.0, 200.0, 300.0] | 0 | 0
Siemens NH-1-160 | Siemens NH-1-160 | 160 | [4800.0, 120.0, 7.0, 0.1, 0.004] | 0 | 0 | [210.0, 500.0, 900.0, 2300.0, 5000.0] | 0 | 0
Siemens NH-1-25 | Siemens NH-1-25 | 25 | [4000.0, 1000.0, 10.0, 0.2, 0.02, 0.01] | 0 | 0 | [40.0, 50.0, 100.0, 210.0, 400.0, 500.0] | 0 | 0
Siemens NH-1-50 | Siemens NH-1-50 | 50 | [4000.0, 40.0, 4.0, 1.0, 0.02, 0.01] | 0 | 0 | [86.0, 200.0, 300.0, 400.0, 1000.0, 1280.0] | 0 | 0
Siemens NH-1-63 | Siemens NH-1-63 | 63 | [4000.0, 100.0, 10.0, 2.0, 0.04, 0.01] | 0 | 0 | [100.0, 200.0, 300.0, 400.0, 1000.0, 1500.0] | 0 | 0
Siemens NH-1-80 | Siemens NH-1-80 | 80 | [4800.0, 120.0, 7.0, 0.1, 0.01] | 0 | 0 | [150.58, 250.0, 450.0, 1150.0, 2470.0] | 0 | 0
Siemens NH-2-1000 | Siemens NH-2-1000 | 1000 | [4800.0, 120.0, 7.0, 0.1, 0.004] | 0 | 0 | [1900.0, 3500.0, 8400.0, 24000.0, 52000.0] | 0 | 0
Siemens NH-2-200 | Siemens NH-2-200 | 200 | [4800.0, 120.0, 7.0, 0.1, 0.004] | 0 | 0 | [280.0, 650.0, 1200.0, 3000.0, 7000.0] | 0 | 0
Siemens NH-2-224 | Siemens NH-2-224 | 224 | [4800.0, 120.0, 7.0, 0.2, 0.04, 0.004] | 0 | 0 | [400.0, 750.0, 1453.0, 3025.0, 4315.0, 7600.0] | 0 | 0
Siemens NH-2-250 | Siemens NH-2-250 | 250 | [4800.0, 120.0, 7.0, 0.1, 0.004] | 0 | 0 | [450.0, 800.0, 1650.0, 4000.0, 8500.0] | 0 | 0
Siemens NH-2-315 | Siemens NH-2-315 | 315 | [4800.0, 120.0, 7.0, 0.1, 0.004] | 0 | 0 | [550.0, 920.0, 1900.0, 5000.0, 11000.0] | 0 | 0
Siemens NH-2-355 | Siemens NH-2-355 | 355 | [4800.0, 120.0, 6.0, 0.1, 0.004] | 0 | 0 | [650.0, 1116.27, 2350.0, 5840.0, 12790.0] | 0 | 0
Siemens NH-2-400 | Siemens NH-2-400 | 400 | [4800.0, 120.0, 7.0, 0.1, 0.004] | 0 | 0 | [720.0, 1350.0, 2800.0, 6500.0, 15000.0] | 0 | 0
Siemens NH-2-425 | Siemens NH-2-425 | 425 | [4800.0, 120.0, 7.0, 0.1, 0.004] | 0 | 0 | [850.0, 1500.0, 3050.0, 7500.0, 16500.0] | 0 | 0
Siemens NH-2-630 | Siemens NH-2-630 | 630 | [4800.0, 120.0, 7.0, 0.1, 0.004] | 0 | 0 | [1200.0, 2000.0, 4800.0, 12000.0, 26000.0] | 0 | 0

## dtypes
| element | column | dtype
0 | bus | name | object
1 | bus | vn_kv | float64
2 | bus | type | object
3 | bus | zone | object
4 | bus | in_service | bool
5 | load | name | object
6 | load | bus | uint32
7 | load | p_mw | float64
8 | load | q_mvar | float64
9 | load | const_z_percent | float64
10 | load | const_i_percent | float64
11 | load | sn_mva | float64
12 | load | scaling | float64
13 | load | in_service | bool
14 | load | type | object
15 | ext_grid | name | object
16 | ext_grid | bus | uint32
17 | ext_grid | vm_pu | float64
18 | ext_grid | va_degree | float64
19 | ext_grid | slack_weight | float64
20 | ext_grid | in_service | bool
21 | line | name | object
22 | line | std_type | object
23 | line | from_bus | uint32
24 | line | to_bus | uint32
25 | line | length_km | float64
26 | line | r_ohm_per_km | float64
27 | line | x_ohm_per_km | float64
28 | line | c_nf_per_km | float64
29 | line | g_us_per_km | float64
30 | line | max_i_ka | float64
31 | line | df | float64
32 | line | parallel | uint32
33 | line | type | object
34 | line | in_service | bool
35 | trafo | name | object
36 | trafo | std_type | object
37 | trafo | hv_bus | uint32
38 | trafo | lv_bus | uint32
39 | trafo | sn_mva | float64
40 | trafo | vn_hv_kv | float64
41 | trafo | vn_lv_kv | float64
42 | trafo | vk_percent | float64
43 | trafo | vkr_percent | float64
44 | trafo | pfe_kw | float64
45 | trafo | i0_percent | float64
46 | trafo | shift_degree | float64
47 | trafo | tap_side | object
48 | trafo | tap_neutral | int32
49 | trafo | tap_min | int32
50 | trafo | tap_max | int32
51 | trafo | tap_step_percent | float64
52 | trafo | tap_step_degree | float64
53 | trafo | tap_pos | int32
54 | trafo | tap_phase_shifter | bool
55 | trafo | parallel | uint32
56 | trafo | df | float64
57 | trafo | in_service | bool
58 | line_geodata | coords | object
59 | bus_geodata | x | float64
60 | bus_geodata | y | float64
61 | bus_geodata | coords | object

## parameters
| version | format_version | converged | OPF_converged | name | f_hz | sn_mva
0 | 2.14.6 | 2.14.0 | FALSE | FALSE |  | 50 | 1