## bus
| name | vn_kv | type | zone | in_service
0 | bus_LV_4495-3_0_4_node_0 | 0.4 | n |  | TRUE
1 | bus_LV_4495-3_0_4_node_1 | 0.4 | n |  | TRUE
2 | bus_LV_4495-3_0_4_node_2 | 0.4 | n |  | TRUE
3 | bus_LV_4495-3_0_4_node_3 | 0.4 | n |  | TRUE
4 | bus_LV_4495-3_0_4_node_127 | 0.4 | n |  | TRUE
5 | bus_LV_4495-3_0_4_node_125 | 0.4 | n |  | TRUE
6 | bus_LV_4495-3_0_4_node_4 | 0.4 | n |  | TRUE
7 | bus_LV_4495-3_0_4_node_5 | 0.4 | n |  | TRUE
8 | bus_LV_4495-3_0_4_node_71 | 0.4 | n |  | TRUE
9 | bus_LV_4495-3_0_4_node_87 | 0.4 | n |  | TRUE
10 | bus_LV_4495-3_0_4_node_69 | 0.4 | n |  | TRUE
11 | bus_LV_4495-3_0_4_node_6 | 0.4 | n |  | TRUE
12 | bus_LV_4495-3_0_4_node_7 | 0.4 | n |  | TRUE
13 | bus_LV_4495-3_0_4_node_8 | 0.4 | n |  | TRUE
14 | bus_LV_4495-3_0_4_node_9 | 0.4 | n |  | TRUE
15 | bus_LV_4495-3_0_4_node_10 | 0.4 | n |  | TRUE
16 | bus_LV_4495-3_0_4_node_39 | 0.4 | n |  | TRUE
17 | bus_LV_4495-3_0_4_node_70 | 0.4 | n |  | TRUE
18 | bus_LV_4495-3_0_4_node_40 | 0.4 | n |  | TRUE
19 | bus_LV_4495-3_0_4_node_38 | 0.4 | n |  | TRUE
20 | bus_LV_4495-3_0_4_node_63 | 0.4 | n |  | TRUE
21 | bus_LV_4495-3_0_4_node_58 | 0.4 | n |  | TRUE
22 | bus_LV_4495-3_0_4_node_68 | 0.4 | n |  | TRUE
23 | bus_LV_4495-3_0_4_node_11 | 0.4 | n |  | TRUE
24 | bus_LV_4495-3_0_4_node_12 | 0.4 | n |  | TRUE
25 | bus_LV_4495-3_0_4_node_13 | 0.4 | n |  | TRUE
26 | bus_LV_4495-3_0_4_node_14 | 0.4 | n |  | TRUE
27 | bus_LV_4495-3_0_4_node_15 | 0.4 | n |  | TRUE
28 | bus_LV_4495-3_0_4_node_35 | 0.4 | n |  | TRUE
29 | bus_LV_4495-3_0_4_node_33 | 0.4 | n |  | TRUE
30 | bus_LV_4495-3_0_4_node_74 | 0.4 | n |  | TRUE
31 | bus_LV_4495-3_0_4_node_81 | 0.4 | n |  | TRUE
32 | bus_LV_4495-3_0_4_node_72 | 0.4 | n |  | TRUE
33 | bus_LV_4495-3_0_4_node_80 | 0.4 | n |  | TRUE
34 | bus_LV_4495-3_0_4_node_16 | 0.4 | n |  | TRUE
35 | bus_LV_4495-3_0_4_node_17 | 0.4 | n |  | TRUE
36 | bus_LV_4495-3_0_4_node_18 | 0.4 | n |  | TRUE
37 | bus_LV_4495-3_0_4_node_19 | 0.4 | n |  | TRUE
38 | bus_LV_4495-3_0_4_node_20 | 0.4 | n |  | TRUE
39 | bus_LV_4495-3_0_4_node_28 | 0.4 | n |  | TRUE
40 | bus_LV_4495-3_0_4_node_48 | 0.4 | n |  | TRUE
41 | bus_LV_4495-3_0_4_node_27 | 0.4 | n |  | TRUE
42 | bus_LV_4495-3_0_4_node_47 | 0.4 | n |  | TRUE
43 | bus_LV_4495-3_0_4_node_50 | 0.4 | n |  | TRUE
44 | bus_LV_4495-3_0_4_node_79 | 0.4 | n |  | TRUE
45 | bus_LV_4495-3_0_4_node_46 | 0.4 | n |  | TRUE
46 | bus_LV_4495-3_0_4_node_59 | 0.4 | n |  | TRUE
47 | bus_LV_4495-3_0_4_node_21 | 0.4 | n |  | TRUE
48 | bus_LV_4495-3_0_4_node_22 | 0.4 | n |  | TRUE
49 | bus_LV_4495-3_0_4_node_24 | 0.4 | n |  | TRUE
50 | bus_LV_4495-3_0_4_node_26 | 0.4 | n |  | TRUE
51 | bus_LV_4495-3_0_4_node_41 | 0.4 | n |  | TRUE
52 | bus_LV_4495-3_0_4_node_25 | 0.4 | n |  | TRUE
53 | bus_LV_4495-3_0_4_node_45 | 0.4 | n |  | TRUE
54 | bus_LV_4495-3_0_4_node_29 | 0.4 | n |  | TRUE
55 | bus_LV_4495-3_0_4_node_44 | 0.4 | n |  | TRUE
56 | bus_LV_4495-3_0_4_node_43 | 0.4 | n |  | TRUE
57 | bus_LV_4495-3_0_4_node_78 | 0.4 | n |  | TRUE
58 | bus_LV_4495-3_0_4_node_30 | 0.4 | n |  | TRUE
59 | bus_LV_4495-3_0_4_node_49 | 0.4 | n |  | TRUE
60 | bus_LV_4495-3_0_4_node_51 | 0.4 | n |  | TRUE
61 | bus_LV_4495-3_0_4_node_168 | 0.4 | n |  | TRUE
62 | bus_LV_4495-3_0_4_node_53 | 0.4 | n |  | TRUE
63 | bus_LV_4495-3_0_4_node_31 | 0.4 | n |  | TRUE
64 | bus_LV_4495-3_0_4_node_32 | 0.4 | n |  | TRUE
65 | bus_LV_4495-3_0_4_node_34 | 0.4 | n |  | TRUE
66 | bus_LV_4495-3_0_4_node_36 | 0.4 | n |  | TRUE
67 | bus_LV_4495-3_0_4_node_64 | 0.4 | n |  | TRUE
68 | bus_LV_4495-3_0_4_node_76 | 0.4 | n |  | TRUE
69 | bus_LV_4495-3_0_4_node_73 | 0.4 | n |  | TRUE
70 | bus_LV_4495-3_0_4_node_77 | 0.4 | n |  | TRUE
71 | bus_LV_4495-3_0_4_node_37 | 0.4 | n |  | TRUE
72 | bus_LV_4495-3_0_4_node_83 | 0.4 | n |  | TRUE
73 | bus_LV_4495-3_0_4_node_57 | 0.4 | n |  | TRUE
74 | bus_LV_4495-3_0_4_node_101 | 0.4 | n |  | TRUE
75 | bus_LV_4495-3_0_4_node_98 | 0.4 | n |  | TRUE
76 | bus_LV_4495-3_0_4_node_145 | 0.4 | n |  | TRUE
77 | bus_LV_4495-3_0_4_node_99 | 0.4 | n |  | TRUE
78 | bus_LV_4495-3_0_4_node_66 | 0.4 | n |  | TRUE
79 | bus_LV_4495-3_0_4_node_54 | 0.4 | n |  | TRUE
80 | bus_LV_4495-3_0_4_node_55 | 0.4 | n |  | TRUE
81 | bus_LV_4495-3_0_4_node_56 | 0.4 | n |  | TRUE
82 | bus_LV_4495-3_0_4_node_82 | 0.4 | n |  | TRUE
83 | bus_LV_4495-3_0_4_node_60 | 0.4 | n |  | TRUE
84 | bus_LV_4495-3_0_4_node_61 | 0.4 | n |  | TRUE
85 | bus_LV_4495-3_0_4_node_62 | 0.4 | n |  | TRUE
86 | bus_LV_4495-3_0_4_node_67 | 0.4 | n |  | TRUE
87 | bus_LV_4495-3_0_4_node_84 | 0.4 | n |  | TRUE
88 | bus_LV_4495-3_0_4_node_85 | 0.4 | n |  | TRUE
89 | bus_LV_4495-3_0_4_node_86 | 0.4 | n |  | TRUE
90 | bus_LV_4495-3_0_4_node_142 | 0.4 | n |  | TRUE
91 | bus_LV_4495-3_0_4_node_141 | 0.4 | n |  | TRUE
92 | bus_LV_4495-3_0_4_node_88 | 0.4 | n |  | TRUE
93 | bus_LV_4495-3_0_4_node_89 | 0.4 | n |  | TRUE
94 | bus_LV_4495-3_0_4_node_90 | 0.4 | n |  | TRUE
95 | bus_LV_4495-3_0_4_node_91 | 0.4 | n |  | TRUE
96 | bus_LV_4495-3_0_4_node_92 | 0.4 | n |  | TRUE
97 | bus_LV_4495-3_0_4_node_102 | 0.4 | n |  | TRUE
98 | bus_LV_4495-3_0_4_node_147 | 0.4 | n |  | TRUE
99 | bus_LV_4495-3_0_4_node_144 | 0.4 | n |  | TRUE
100 | bus_LV_4495-3_0_4_node_164 | 0.4 | n |  | TRUE
101 | bus_LV_4495-3_0_4_node_96 | 0.4 | n |  | TRUE
102 | bus_LV_4495-3_0_4_node_95 | 0.4 | n |  | TRUE
103 | bus_LV_4495-3_0_4_node_97 | 0.4 | n |  | TRUE
104 | bus_LV_4495-3_0_4_node_93 | 0.4 | n |  | TRUE
105 | bus_LV_4495-3_0_4_node_94 | 0.4 | n |  | TRUE
106 | bus_LV_4495-3_0_4_node_135 | 0.4 | n |  | TRUE
107 | bus_LV_4495-3_0_4_node_104 | 0.4 | n |  | TRUE
108 | bus_LV_4495-3_0_4_node_134 | 0.4 | n |  | TRUE
109 | bus_LV_4495-3_0_4_node_129 | 0.4 | n |  | TRUE
110 | bus_LV_4495-3_0_4_node_106 | 0.4 | n |  | TRUE
111 | bus_LV_4495-3_0_4_node_103 | 0.4 | n |  | TRUE
112 | bus_LV_4495-3_0_4_node_100 | 0.4 | n |  | TRUE
113 | bus_LV_4495-3_0_4_node_130 | 0.4 | n |  | TRUE
114 | bus_LV_4495-3_0_4_node_146 | 0.4 | n |  | TRUE
115 | bus_LV_4495-3_0_4_node_148 | 0.4 | n |  | TRUE
116 | bus_LV_4495-3_0_4_node_143 | 0.4 | n |  | TRUE
117 | bus_LV_4495-3_0_4_node_105 | 0.4 | n |  | TRUE
118 | bus_LV_4495-3_0_4_node_107 | 0.4 | n |  | TRUE
119 | bus_LV_4495-3_0_4_node_154 | 0.4 | n |  | TRUE
120 | bus_LV_4495-3_0_4_node_108 | 0.4 | n |  | TRUE
121 | bus_LV_4495-3_0_4_node_155 | 0.4 | n |  | TRUE
122 | bus_LV_4495-3_0_4_node_152 | 0.4 | n |  | TRUE
123 | bus_LV_4495-3_0_4_node_153 | 0.4 | n |  | TRUE
124 | bus_LV_4495-3_0_4_node_109 | 0.4 | n |  | TRUE
125 | bus_LV_4495-3_0_4_node_110 | 0.4 | n |  | TRUE
126 | bus_LV_4495-3_0_4_node_111 | 0.4 | n |  | TRUE
127 | bus_LV_4495-3_0_4_node_112 | 0.4 | n |  | TRUE
128 | bus_LV_4495-3_0_4_node_113 | 0.4 | n |  | TRUE
129 | bus_LV_4495-3_0_4_node_114 | 0.4 | n |  | TRUE
130 | bus_LV_4495-3_0_4_node_157 | 0.4 | n |  | TRUE
131 | bus_LV_4495-3_0_4_node_120 | 0.4 | n |  | TRUE
132 | bus_LV_4495-3_0_4_node_132 | 0.4 | n |  | TRUE
133 | bus_LV_4495-3_0_4_node_121 | 0.4 | n |  | TRUE
134 | bus_LV_4495-3_0_4_node_115 | 0.4 | n |  | TRUE
135 | bus_LV_4495-3_0_4_node_116 | 0.4 | n |  | TRUE
136 | bus_LV_4495-3_0_4_node_117 | 0.4 | n |  | TRUE
137 | bus_LV_4495-3_0_4_node_118 | 0.4 | n |  | TRUE
138 | bus_LV_4495-3_0_4_node_122 | 0.4 | n |  | TRUE
139 | bus_LV_4495-3_0_4_node_123 | 0.4 | n |  | TRUE
140 | bus_LV_4495-3_0_4_node_136 | 0.4 | n |  | TRUE
141 | bus_LV_4495-3_0_4_node_137 | 0.4 | n |  | TRUE
142 | bus_LV_4495-3_0_4_node_163 | 0.4 | n |  | TRUE
143 | bus_LV_4495-3_0_4_node_161 | 0.4 | n |  | TRUE
144 | bus_LV_4495-3_0_4_node_124 | 0.4 | n |  | TRUE
145 | bus_LV_4495-3_0_4_node_126 | 0.4 | n |  | TRUE
146 | bus_LV_4495-3_0_4_node_128 | 0.4 | n |  | TRUE
147 | bus_LV_4495-3_0_4_node_149 | 0.4 | n |  | TRUE
148 | bus_LV_4495-3_0_4_node_150 | 0.4 | n |  | TRUE
149 | bus_LV_4495-3_0_4_node_131 | 0.4 | n |  | TRUE
150 | bus_LV_4495-3_0_4_node_166 | 0.4 | n |  | TRUE
151 | bus_LV_4495-3_0_4_node_162 | 0.4 | n |  | TRUE
152 | bus_LV_4495-3_0_4_node_138 | 0.4 | n |  | TRUE
153 | bus_LV_4495-3_0_4_node_139 | 0.4 | n |  | TRUE
154 | bus_LV_4495-3_0_4_node_140 | 0.4 | n |  | TRUE
155 | bus_LV_4495-3_0_4_node_159 | 0.4 | n |  | TRUE
156 | bus_LV_4495-3_0_4_node_156 | 0.4 | n |  | TRUE
157 | bus_LV_4495-3_0_4_node_158 | 0.4 | n |  | TRUE
158 | bus_LV_4495-3_0_4_node_151 | 0.4 | n |  | TRUE
159 | bus_LV_4495-3_0_4_node_165 | 0.4 | n |  | TRUE
160 | bus_LV_4495-3_0_4_node_167 | 0.4 | n |  | TRUE
161 | bus_MV_409_2_node_69 | 20 | n |  | TRUE

## load
| name | bus | p_mw | q_mvar | const_z_percent | const_i_percent | sn_mva | scaling | in_service | type
0 | LV_4495-3_0_4_load_0 | 0 | 0.00098942 | 0.00024797 | 0 | 0 |  | 1 | TRUE | wye
1 | LV_4495-3_0_4_load_2 | 2 | 0.0011183 | 0.00028027 | 0 | 0 |  | 1 | TRUE | wye
2 | LV_4495-3_0_4_load_3 | 3 | 0.001397 | 0.00035011 | 0 | 0 |  | 1 | TRUE | wye
3 | LV_4495-3_0_4_load_127 | 4 | 0.001308 | 0.00032781 | 0 | 0 |  | 1 | TRUE | wye
4 | LV_4495-3_0_4_load_125 | 5 | 0.0035721 | 0.00089524 | 0 | 0 |  | 1 | TRUE | wye
5 | LV_4495-3_0_4_load_4 | 6 | 0.00023464 | 5.8807e-05 | 0 | 0 |  | 1 | TRUE | wye
6 | LV_4495-3_0_4_load_5 | 7 | 0.00060444 | 0.00015149 | 0 | 0 |  | 1 | TRUE | wye
7 | LV_4495-3_0_4_load_87 | 9 | 0.00076884 | 0.00019269 | 0 | 0 |  | 1 | TRUE | wye
8 | LV_4495-3_0_4_load_6 | 11 | 0.00040298 | 0.000101 | 0 | 0 |  | 1 | TRUE | wye
9 | LV_4495-3_0_4_load_7 | 12 | 0.00018468 | 4.6286e-05 | 0 | 0 |  | 1 | TRUE | wye
10 | LV_4495-3_0_4_load_10 | 15 | 0.00070321 | 0.00017624 | 0 | 0 |  | 1 | TRUE | wye
11 | LV_4495-3_0_4_load_38 | 19 | 0.0005996 | 0.00015027 | 0 | 0 |  | 1 | TRUE | wye
12 | LV_4495-3_0_4_load_58 | 21 | 0.00040396 | 0.00010124 | 0 | 0 |  | 1 | TRUE | wye
13 | LV_4495-3_0_4_load_68 | 22 | 0.00019024 | 4.7678e-05 | 0 | 0 |  | 1 | TRUE | wye
14 | LV_4495-3_0_4_load_11 | 23 | 0.0004686 | 0.00011744 | 0 | 0 |  | 1 | TRUE | wye
15 | LV_4495-3_0_4_load_12 | 24 | 0.0001142 | 2.8621e-05 | 0 | 0 |  | 1 | TRUE | wye
16 | LV_4495-3_0_4_load_15 | 27 | 0.0004873 | 0.00012213 | 0 | 0 |  | 1 | TRUE | wye
17 | LV_4495-3_0_4_load_35 | 28 | 0.00042654 | 0.0001069 | 0 | 0 |  | 1 | TRUE | wye
18 | LV_4495-3_0_4_load_74 | 30 | 0.00029391 | 7.366e-05 | 0 | 0 |  | 1 | TRUE | wye
19 | LV_4495-3_0_4_load_72 | 32 | 0.00084284 | 0.00021124 | 0 | 0 |  | 1 | TRUE | wye
20 | LV_4495-3_0_4_load_80 | 33 | 0.00066867 | 0.00016758 | 0 | 0 |  | 1 | TRUE | wye
21 | LV_4495-3_0_4_load_16 | 34 | 0.0027847 | 0.00069792 | 0 | 0 |  | 1 | TRUE | wye
22 | LV_4495-3_0_4_load_17 | 35 | 0.0010522 | 0.00026372 | 0 | 0 |  | 1 | TRUE | wye
23 | LV_4495-3_0_4_load_18 | 36 | 0.00023861 | 5.98e-05 | 0 | 0 |  | 1 | TRUE | wye
24 | LV_4495-3_0_4_load_20 | 38 | 0.00063972 | 0.00016033 | 0 | 0 |  | 1 | TRUE | wye
25 | LV_4495-3_0_4_load_28 | 39 | 0.0024799 | 0.00062153 | 0 | 0 |  | 1 | TRUE | wye
26 | LV_4495-3_0_4_load_27 | 41 | 0.0047801 | 0.001198 | 0 | 0 |  | 1 | TRUE | wye
27 | LV_4495-3_0_4_load_47 | 42 | 0.00031981 | 8.0152e-05 | 0 | 0 |  | 1 | TRUE | wye
28 | LV_4495-3_0_4_load_50 | 43 | 0.00049674 | 0.00012449 | 0 | 0 |  | 1 | TRUE | wye
29 | LV_4495-3_0_4_load_79 | 44 | 0.00038164 | 9.5647e-05 | 0 | 0 |  | 1 | TRUE | wye
30 | LV_4495-3_0_4_load_46 | 45 | 0.00043047 | 0.00010789 | 0 | 0 |  | 1 | TRUE | wye
31 | LV_4495-3_0_4_load_21 | 47 | 0.0014121 | 0.00035391 | 0 | 0 |  | 1 | TRUE | wye
32 | LV_4495-3_0_4_load_22 | 48 | 0.00035304 | 8.8481e-05 | 0 | 0 |  | 1 | TRUE | wye
33 | LV_4495-3_0_4_load_26 | 50 | 0.0020323 | 0.00050935 | 0 | 0 |  | 1 | TRUE | wye
34 | LV_4495-3_0_4_load_25 | 52 | 0.00027875 | 6.986e-05 | 0 | 0 |  | 1 | TRUE | wye
35 | LV_4495-3_0_4_load_44 | 55 | 0.00027137 | 6.8012e-05 | 0 | 0 |  | 1 | TRUE | wye
36 | LV_4495-3_0_4_load_43 | 56 | 0.0013378 | 0.00033529 | 0 | 0 |  | 1 | TRUE | wye
37 | LV_4495-3_0_4_load_78 | 57 | 0.0004016 | 0.00010065 | 0 | 0 |  | 1 | TRUE | wye
38 | LV_4495-3_0_4_load_30 | 58 | 0.0055087 | 0.0013806 | 0 | 0 |  | 1 | TRUE | wye
39 | LV_4495-3_0_4_load_51 | 60 | 0.0006141 | 0.00015391 | 0 | 0 |  | 1 | TRUE | wye
40 | LV_4495-3_0_4_load_168 | 61 | 0.0025838 | 0.00064756 | 0 | 0 |  | 1 | TRUE | wye
41 | LV_4495-3_0_4_load_31 | 63 | 0.00034986 | 8.7682e-05 | 0 | 0 |  | 1 | TRUE | wye
42 | LV_4495-3_0_4_load_32 | 64 | 0.00040221 | 0.0001008 | 0 | 0 |  | 1 | TRUE | wye
43 | LV_4495-3_0_4_load_34 | 65 | 0.0022356 | 0.0005603 | 0 | 0 |  | 1 | TRUE | wye
44 | LV_4495-3_0_4_load_36 | 66 | 0.00018116 | 4.5403e-05 | 0 | 0 |  | 1 | TRUE | wye
45 | LV_4495-3_0_4_load_64 | 67 | 0.0005436 | 0.00013624 | 0 | 0 |  | 1 | TRUE | wye
46 | LV_4495-3_0_4_load_76 | 68 | 0.00030511 | 7.6468e-05 | 0 | 0 |  | 1 | TRUE | wye
47 | LV_4495-3_0_4_load_73 | 69 | 0.00097664 | 0.00024477 | 0 | 0 |  | 1 | TRUE | wye
48 | LV_4495-3_0_4_load_77 | 70 | 0.00075821 | 0.00019003 | 0 | 0 |  | 1 | TRUE | wye
49 | LV_4495-3_0_4_load_37 | 71 | 0.0021944 | 0.00054997 | 0 | 0 |  | 1 | TRUE | wye
50 | LV_4495-3_0_4_load_57 | 73 | 0.00049314 | 0.00012359 | 0 | 0 |  | 1 | TRUE | wye
51 | LV_4495-3_0_4_load_101 | 74 | 0.0031483 | 0.00078904 | 0 | 0 |  | 1 | TRUE | wye
52 | LV_4495-3_0_4_load_98 | 75 | 0.0023091 | 0.00057873 | 0 | 0 |  | 1 | TRUE | wye
53 | LV_4495-3_0_4_load_145 | 76 | 0.0032785 | 0.00082166 | 0 | 0 |  | 1 | TRUE | wye
54 | LV_4495-3_0_4_load_99 | 77 | 0.0021636 | 0.00054224 | 0 | 0 |  | 1 | TRUE | wye
55 | LV_4495-3_0_4_load_54 | 79 | 0.00023464 | 5.8807e-05 | 0 | 0 |  | 1 | TRUE | wye
56 | LV_4495-3_0_4_load_55 | 80 | 0.00026766 | 6.7082e-05 | 0 | 0 |  | 1 | TRUE | wye
57 | LV_4495-3_0_4_load_82 | 82 | 0.00040745 | 0.00010212 | 0 | 0 |  | 1 | TRUE | wye
58 | LV_4495-3_0_4_load_60 | 83 | 0.00073366 | 0.00018387 | 0 | 0 |  | 1 | TRUE | wye
59 | LV_4495-3_0_4_load_61 | 84 | 0.00080676 | 0.00020219 | 0 | 0 |  | 1 | TRUE | wye
60 | LV_4495-3_0_4_load_67 | 86 | 0.00022417 | 5.6182e-05 | 0 | 0 |  | 1 | TRUE | wye
61 | LV_4495-3_0_4_load_84 | 87 | 0.0038586 | 0.00096705 | 0 | 0 |  | 1 | TRUE | wye
62 | LV_4495-3_0_4_load_142 | 90 | 0.0022262 | 0.00055793 | 0 | 0 |  | 1 | TRUE | wye
63 | LV_4495-3_0_4_load_141 | 91 | 0.00094046 | 0.0002357 | 0 | 0 |  | 1 | TRUE | wye
64 | LV_4495-3_0_4_load_88 | 92 | 0.0015148 | 0.00037964 | 0 | 0 |  | 1 | TRUE | wye
65 | LV_4495-3_0_4_load_89 | 93 | 0.0045904 | 0.0011505 | 0 | 0 |  | 1 | TRUE | wye
66 | LV_4495-3_0_4_load_90 | 94 | 0.0050792 | 0.001273 | 0 | 0 |  | 1 | TRUE | wye
67 | LV_4495-3_0_4_load_91 | 95 | 0.0058419 | 0.0014641 | 0 | 0 |  | 1 | TRUE | wye
68 | LV_4495-3_0_4_load_102 | 97 | 0.00097882 | 0.00024531 | 0 | 0 |  | 1 | TRUE | wye
69 | LV_4495-3_0_4_load_164 | 100 | 0.00062119 | 0.00015568 | 0 | 0 |  | 1 | TRUE | wye
70 | LV_4495-3_0_4_load_96 | 101 | 0.0022037 | 0.00055229 | 0 | 0 |  | 1 | TRUE | wye
71 | LV_4495-3_0_4_load_93 | 104 | 0.0011812 | 0.00029605 | 0 | 0 |  | 1 | TRUE | wye
72 | LV_4495-3_0_4_load_94 | 105 | 0.00087841 | 0.00022015 | 0 | 0 |  | 1 | TRUE | wye
73 | LV_4495-3_0_4_load_135 | 106 | 0.0010928 | 0.00027388 | 0 | 0 |  | 1 | TRUE | wye
74 | LV_4495-3_0_4_load_134 | 108 | 0.0080823 | 0.0020256 | 0 | 0 |  | 1 | TRUE | wye
75 | LV_4495-3_0_4_load_129 | 109 | 0.00096314 | 0.00024139 | 0 | 0 |  | 1 | TRUE | wye
76 | LV_4495-3_0_4_load_106 | 110 | 0.0015284 | 0.00038306 | 0 | 0 |  | 1 | TRUE | wye
77 | LV_4495-3_0_4_load_103 | 111 | 0.00016141 | 4.0453e-05 | 0 | 0 |  | 1 | TRUE | wye
78 | LV_4495-3_0_4_load_100 | 112 | 0.0015073 | 0.00037777 | 0 | 0 |  | 1 | TRUE | wye
79 | LV_4495-3_0_4_load_130 | 113 | 0.0013307 | 0.0003335 | 0 | 0 |  | 1 | TRUE | wye
80 | LV_4495-3_0_4_load_146 | 114 | 0.001598 | 0.00040049 | 0 | 0 |  | 1 | TRUE | wye
81 | LV_4495-3_0_4_load_148 | 115 | 0.00066136 | 0.00016575 | 0 | 0 |  | 1 | TRUE | wye
82 | LV_4495-3_0_4_load_107 | 118 | 0.00028165 | 7.0589e-05 | 0 | 0 |  | 1 | TRUE | wye
83 | LV_4495-3_0_4_load_154 | 119 | 0.00084958 | 0.00021293 | 0 | 0 |  | 1 | TRUE | wye
84 | LV_4495-3_0_4_load_108 | 120 | 0.0002327 | 5.8321e-05 | 0 | 0 |  | 1 | TRUE | wye
85 | LV_4495-3_0_4_load_155 | 121 | 0.00037731 | 9.4564e-05 | 0 | 0 |  | 1 | TRUE | wye
86 | LV_4495-3_0_4_load_152 | 122 | 0.00032436 | 8.1293e-05 | 0 | 0 |  | 1 | TRUE | wye
87 | LV_4495-3_0_4_load_109 | 124 | 0.0010308 | 0.00025835 | 0 | 0 |  | 1 | TRUE | wye
88 | LV_4495-3_0_4_load_110 | 125 | 0.00063127 | 0.00015821 | 0 | 0 |  | 1 | TRUE | wye
89 | LV_4495-3_0_4_load_112 | 127 | 0.0014085 | 0.00035301 | 0 | 0 |  | 1 | TRUE | wye
90 | LV_4495-3_0_4_load_113 | 128 | 0.0011113 | 0.00027852 | 0 | 0 |  | 1 | TRUE | wye
91 | LV_4495-3_0_4_load_114 | 129 | 0.00097753 | 0.00024499 | 0 | 0 |  | 1 | TRUE | wye
92 | LV_4495-3_0_4_load_157 | 130 | 0.0011139 | 0.00027917 | 0 | 0 |  | 1 | TRUE | wye
93 | LV_4495-3_0_4_load_120 | 131 | 0.0029992 | 0.00075167 | 0 | 0 |  | 1 | TRUE | wye
94 | LV_4495-3_0_4_load_132 | 132 | 0.0013121 | 0.00032884 | 0 | 0 |  | 1 | TRUE | wye
95 | LV_4495-3_0_4_load_121 | 133 | 0.0012255 | 0.00030715 | 0 | 0 |  | 1 | TRUE | wye
96 | LV_4495-3_0_4_load_115 | 134 | 0.0022017 | 0.00055181 | 0 | 0 |  | 1 | TRUE | wye
97 | LV_4495-3_0_4_load_116 | 135 | 0.0023922 | 0.00059955 | 0 | 0 |  | 1 | TRUE | wye
98 | LV_4495-3_0_4_load_117 | 136 | 0.0045485 | 0.00114 | 0 | 0 |  | 1 | TRUE | wye
99 | LV_4495-3_0_4_load_118 | 137 | 0.0015457 | 0.0003874 | 0 | 0 |  | 1 | TRUE | wye
100 | LV_4495-3_0_4_load_122 | 138 | 0.0013216 | 0.00033122 | 0 | 0 |  | 1 | TRUE | wye
101 | LV_4495-3_0_4_load_136 | 140 | 0.0044874 | 0.0011246 | 0 | 0 |  | 1 | TRUE | wye
102 | LV_4495-3_0_4_load_163 | 142 | 0.0012532 | 0.00031408 | 0 | 0 |  | 1 | TRUE | wye
103 | LV_4495-3_0_4_load_161 | 143 | 0.00067845 | 0.00017003 | 0 | 0 |  | 1 | TRUE | wye
104 | LV_4495-3_0_4_load_124 | 144 | 0.0018124 | 0.00045423 | 0 | 0 |  | 1 | TRUE | wye
105 | LV_4495-3_0_4_load_128 | 146 | 0.00077125 | 0.00019329 | 0 | 0 |  | 1 | TRUE | wye
106 | LV_4495-3_0_4_load_149 | 147 | 0.0006196 | 0.00015529 | 0 | 0 |  | 1 | TRUE | wye
107 | LV_4495-3_0_4_load_150 | 148 | 0.0011586 | 0.00029036 | 0 | 0 |  | 1 | TRUE | wye
108 | LV_4495-3_0_4_load_131 | 149 | 0.0010672 | 0.00026746 | 0 | 0 |  | 1 | TRUE | wye
109 | LV_4495-3_0_4_load_166 | 150 | 0.0011037 | 0.00027661 | 0 | 0 |  | 1 | TRUE | wye
110 | LV_4495-3_0_4_load_162 | 151 | 0.00071429 | 0.00017902 | 0 | 0 |  | 1 | TRUE | wye
111 | LV_4495-3_0_4_load_138 | 152 | 0.0018808 | 0.00047138 | 0 | 0 |  | 1 | TRUE | wye
112 | LV_4495-3_0_4_load_139 | 153 | 0.00032454 | 8.1337e-05 | 0 | 0 |  | 1 | TRUE | wye
113 | LV_4495-3_0_4_load_140 | 154 | 0.00070682 | 0.00017715 | 0 | 0 |  | 1 | TRUE | wye
114 | LV_4495-3_0_4_load_156 | 156 | 0.00067056 | 0.00016806 | 0 | 0 |  | 1 | TRUE | wye
115 | LV_4495-3_0_4_load_158 | 157 | 0.00037508 | 9.4004e-05 | 0 | 0 |  | 1 | TRUE | wye
116 | LV_4495-3_0_4_load_151 | 158 | 0.00054104 | 0.0001356 | 0 | 0 |  | 1 | TRUE | wye
117 | LV_4495-3_0_4_load_165 | 159 | 0.0021833 | 0.00054718 | 0 | 0 |  | 1 | TRUE | wye
118 | LV_4495-3_0_4_load_167 | 160 | 0.0027679 | 0.00069369 | 0 | 0 |  | 1 | TRUE | wye

## ext_grid
| name | bus | vm_pu | va_degree | slack_weight | in_service
0 |  | 114 | 1 | 0 | 1 | TRUE

## line
| name | std_type | from_bus | to_bus | length_km | r_ohm_per_km | x_ohm_per_km | c_nf_per_km | g_us_per_km | max_i_ka | df | parallel | type | in_service
0 | LV_4495-3_0_4_line_0 | NAYY 4x150 SE | 0 | 1 | 0.03836 | 0.208 | 0.08 | 261 | 0 | 0.27 | 1 | 1 | cs | TRUE
1 | LV_4495-3_0_4_line_1 | NAYY 4x150 SE | 0 | 2 | 0.024472 | 0.208 | 0.08 | 261 | 0 | 0.27 | 1 | 1 | cs | TRUE
2 | LV_4495-3_0_4_line_2 | NAYY 4x150 SE | 1 | 3 | 0.027575 | 0.208 | 0.08 | 261 | 0 | 0.27 | 1 | 3 | cs | TRUE
3 | LV_4495-3_0_4_line_3 | NAYY 4x150 SE | 1 | 4 | 0.49379 | 0.208 | 0.08 | 261 | 0 | 0.27 | 1 | 3 | cs | TRUE
4 | LV_4495-3_0_4_line_4 | NAYY 4x150 SE | 3 | 6 | 0.022656 | 0.208 | 0.08 | 261 | 0 | 0.27 | 1 | 3 | cs | TRUE
5 | LV_4495-3_0_4_line_5 | NAYY 4x150 SE | 4 | 5 | 0.025714 | 0.208 | 0.08 | 261 | 0 | 0.27 | 1 | 3 | cs | TRUE
6 | LV_4495-3_0_4_line_6 | NAYY 4x150 SE | 5 | 144 | 0.027572 | 0.208 | 0.08 | 261 | 0 | 0.27 | 1 | 3 | cs | TRUE
7 | LV_4495-3_0_4_line_7 | NAYY 4x150 SE | 6 | 7 | 0.10964 | 0.208 | 0.08 | 261 | 0 | 0.27 | 1 | 3 | cs | TRUE
8 | LV_4495-3_0_4_line_8 | NAYY 4x150 SE | 7 | 8 | 0.012885 | 0.208 | 0.08 | 261 | 0 | 0.27 | 1 | 3 | cs | TRUE
9 | LV_4495-3_0_4_line_9 | NAYY 4x150 SE | 8 | 9 | 0.055182 | 0.208 | 0.08 | 261 | 0 | 0.27 | 1 | 1 | cs | TRUE
10 | LV_4495-3_0_4_line_10 | NAYY 4x150 SE | 8 | 10 | 0.11547 | 0.208 | 0.08 | 261 | 0 | 0.27 | 1 | 3 | cs | TRUE
11 | LV_4495-3_0_4_line_11 | NAYY 4x150 SE | 9 | 85 | 0.020352 | 0.208 | 0.08 | 261 | 0 | 0.27 | 1 | 1 | cs | TRUE
12 | LV_4495-3_0_4_line_12 | NAYY 4x150 SE | 10 | 86 | 0.086787 | 0.208 | 0.08 | 261 | 0 | 0.27 | 1 | 3 | cs | TRUE
13 | LV_4495-3_0_4_line_13 | NAYY 4x150 SE | 11 | 12 | 0.019671 | 0.208 | 0.08 | 261 | 0 | 0.27 | 1 | 3 | cs | TRUE
14 | LV_4495-3_0_4_line_14 | NAYY 4x150 SE | 11 | 13 | 0.024826 | 0.208 | 0.08 | 261 | 0 | 0.27 | 1 | 3 | cs | TRUE
15 | LV_4495-3_0_4_line_15 | NAYY 4x150 SE | 12 | 14 | 0.025513 | 0.208 | 0.08 | 261 | 0 | 0.27 | 1 | 3 | cs | TRUE
16 | LV_4495-3_0_4_line_16 | NAYY 4x150 SE | 13 | 15 | 0.023732 | 0.208 | 0.08 | 261 | 0 | 0.27 | 1 | 3 | cs | TRUE
17 | LV_4495-3_0_4_line_17 | NAYY 4x150 SE | 14 | 16 | 0.055153 | 0.208 | 0.08 | 261 | 0 | 0.27 | 1 | 3 | cs | TRUE
18 | LV_4495-3_0_4_line_18 | NAYY 4x150 SE | 15 | 17 | 0.016459 | 0.208 | 0.08 | 261 | 0 | 0.27 | 1 | 3 | cs | TRUE
19 | LV_4495-3_0_4_line_19 | NAYY 4x150 SE | 16 | 18 | 0.092553 | 0.208 | 0.08 | 261 | 0 | 0.27 | 1 | 3 | cs | TRUE
20 | LV_4495-3_0_4_line_20 | NAYY 4x150 SE | 16 | 19 | 0.045181 | 0.208 | 0.08 | 261 | 0 | 0.27 | 1 | 1 | cs | TRUE
21 | LV_4495-3_0_4_line_21 | NAYY 4x150 SE | 17 | 22 | 0.0069025 | 0.208 | 0.08 | 261 | 0 | 0.27 | 1 | 3 | cs | TRUE
22 | LV_4495-3_0_4_line_22 | NAYY 4x150 SE | 18 | 20 | 0.028204 | 0.208 | 0.08 | 261 | 0 | 0.27 | 1 | 3 | cs | TRUE
23 | LV_4495-3_0_4_line_23 | NAYY 4x150 SE | 18 | 21 | 0.033427 | 0.208 | 0.08 | 261 | 0 | 0.27 | 1 | 1 | cs | TRUE
24 | LV_4495-3_0_4_line_24 | NAYY 4x150 SE | 19 | 71 | 0.012348 | 0.208 | 0.08 | 261 | 0 | 0.27 | 1 | 1 | cs | TRUE
25 | LV_4495-3_0_4_line_25 | NAYY 4x150 SE | 20 | 72 | 0.013854 | 0.208 | 0.08 | 261 | 0 | 0.27 | 1 | 1 | cs | TRUE
26 | LV_4495-3_0_4_line_26 | NAYY 4x150 SE | 20 | 73 | 0.019116 | 0.208 | 0.08 | 261 | 0 | 0.27 | 1 | 3 | cs | TRUE
27 | LV_4495-3_0_4_line_27 | NAYY 4x150 SE | 22 | 86 | 0.012868 | 0.208 | 0.08 | 261 | 0 | 0.27 | 1 | 3 | cs | TRUE
28 | LV_4495-3_0_4_line_28 | NAYY 4x150 SE | 23 | 24 | 0.0042517 | 0.208 | 0.08 | 261 | 0 | 0.27 | 1 | 1 | cs | TRUE
29 | LV_4495-3_0_4_line_29 | NAYY 4x150 SE | 23 | 25 | 0.013882 | 0.208 | 0.08 | 261 | 0 | 0.27 | 1 | 1 | cs | TRUE
30 | LV_4495-3_0_4_line_30 | NAYY 4x150 SE | 24 | 26 | 0.024297 | 0.208 | 0.08 | 261 | 0 | 0.27 | 1 | 1 | cs | TRUE
31 | LV_4495-3_0_4_line_31 | NAYY 4x150 SE | 25 | 27 | 0.023418 | 0.208 | 0.08 | 261 | 0 | 0.27 | 1 | 1 | cs | TRUE
32 | LV_4495-3_0_4_line_32 | NAYY 4x150 SE | 25 | 28 | 0.33061 | 0.208 | 0.08 | 261 | 0 | 0.27 | 1 | 1 | cs | TRUE
33 | LV_4495-3_0_4_line_33 | NAYY 4x150 SE | 26 | 30 | 0.010137 | 0.208 | 0.08 | 261 | 0 | 0.27 | 1 | 1 | cs | TRUE
34 | LV_4495-3_0_4_line_34 | NAYY 4x150 SE | 26 | 31 | 0.14091 | 0.208 | 0.08 | 261 | 0 | 0.27 | 1 | 1 | cs | TRUE
35 | LV_4495-3_0_4_line_35 | NAYY 4x150 SE | 28 | 29 | 0.017833 | 0.208 | 0.08 | 261 | 0 | 0.27 | 1 | 1 | cs | TRUE
36 | LV_4495-3_0_4_line_36 | NAYY 4x150 SE | 29 | 66 | 0.06137 | 0.208 | 0.08 | 261 | 0 | 0.27 | 1 | 1 | cs | TRUE
37 | LV_4495-3_0_4_line_37 | NAYY 4x150 SE | 29 | 63 | 0.005953 | 0.208 | 0.08 | 261 | 0 | 0.27 | 1 | 1 | cs | TRUE
38 | LV_4495-3_0_4_line_38 | NAYY 4x150 SE | 30 | 32 | 0.033213 | 0.208 | 0.08 | 261 | 0 | 0.27 | 1 | 1 | cs | TRUE
39 | LV_4495-3_0_4_line_39 | NAYY 4x150 SE | 31 | 33 | 0.037672 | 0.208 | 0.08 | 261 | 0 | 0.27 | 1 | 1 | cs | TRUE
40 | LV_4495-3_0_4_line_40 | NAYY 4x150 SE | 32 | 69 | 0.044064 | 0.208 | 0.08 | 261 | 0 | 0.27 | 1 | 1 | cs | TRUE
41 | LV_4495-3_0_4_line_41 | NAYY 4x150 SE | 34 | 35 | 0.027486 | 0.208 | 0.08 | 261 | 0 | 0.27 | 1 | 1 | cs | TRUE
42 | LV_4495-3_0_4_line_42 | NAYY 4x150 SE | 34 | 36 | 0.021594 | 0.208 | 0.08 | 261 | 0 | 0.27 | 1 | 1 | cs | TRUE
43 | LV_4495-3_0_4_line_43 | NAYY 4x150 SE | 35 | 37 | 0.035506 | 0.208 | 0.08 | 261 | 0 | 0.27 | 1 | 1 | cs | TRUE
44 | LV_4495-3_0_4_line_44 | NAYY 4x150 SE | 36 | 38 | 0.095093 | 0.208 | 0.08 | 261 | 0 | 0.27 | 1 | 2 | cs | TRUE
45 | LV_4495-3_0_4_line_45 | NAYY 4x150 SE | 37 | 42 | 0.027731 | 0.208 | 0.08 | 261 | 0 | 0.27 | 1 | 1 | cs | TRUE
46 | LV_4495-3_0_4_line_46 | NAYY 4x150 SE | 37 | 43 | 0.030961 | 0.208 | 0.08 | 261 | 0 | 0.27 | 1 | 1 | cs | TRUE
47 | LV_4495-3_0_4_line_47 | NAYY 4x150 SE | 38 | 44 | 0.029188 | 0.208 | 0.08 | 261 | 0 | 0.27 | 1 | 2 | cs | TRUE
48 | LV_4495-3_0_4_line_48 | NAYY 4x150 SE | 39 | 40 | 0.074652 | 0.208 | 0.08 | 261 | 0 | 0.27 | 1 | 1 | cs | TRUE
49 | LV_4495-3_0_4_line_49 | NAYY 4x150 SE | 39 | 41 | 0.019793 | 0.208 | 0.08 | 261 | 0 | 0.27 | 1 | 1 | cs | TRUE
50 | LV_4495-3_0_4_line_50 | NAYY 4x150 SE | 40 | 59 | 0.073687 | 0.208 | 0.08 | 261 | 0 | 0.27 | 1 | 1 | cs | TRUE
51 | LV_4495-3_0_4_line_51 | NAYY 4x150 SE | 41 | 50 | 0.015923 | 0.208 | 0.08 | 261 | 0 | 0.27 | 1 | 1 | cs | TRUE
52 | LV_4495-3_0_4_line_52 | NAYY 4x150 SE | 42 | 45 | 0.011071 | 0.208 | 0.08 | 261 | 0 | 0.27 | 1 | 1 | cs | TRUE
53 | LV_4495-3_0_4_line_53 | NAYY 4x150 SE | 44 | 46 | 0.042123 | 0.208 | 0.08 | 261 | 0 | 0.27 | 1 | 2 | cs | TRUE
54 | LV_4495-3_0_4_line_54 | NAYY 4x150 SE | 45 | 49 | 0.013574 | 0.208 | 0.08 | 261 | 0 | 0.27 | 1 | 1 | cs | TRUE
55 | LV_4495-3_0_4_line_55 | NAYY 4x150 SE | 46 | 81 | 0.042472 | 0.208 | 0.08 | 261 | 0 | 0.27 | 1 | 3 | cs | TRUE
56 | LV_4495-3_0_4_line_56 | NAYY 4x150 SE | 47 | 48 | 0.0075369 | 0.208 | 0.08 | 261 | 0 | 0.27 | 1 | 1 | cs | TRUE
57 | LV_4495-3_0_4_line_57 | NAYY 4x150 SE | 48 | 49 | 0.021204 | 0.208 | 0.08 | 261 | 0 | 0.27 | 1 | 1 | cs | TRUE
58 | LV_4495-3_0_4_line_58 | NAYY 4x150 SE | 49 | 51 | 0.012305 | 0.208 | 0.08 | 261 | 0 | 0.27 | 1 | 1 | cs | TRUE
59 | LV_4495-3_0_4_line_59 | NAYY 4x150 SE | 50 | 54 | 0.15726 | 0.208 | 0.08 | 261 | 0 | 0.27 | 1 | 1 | cs | TRUE
60 | LV_4495-3_0_4_line_60 | NAYY 4x150 SE | 51 | 52 | 0.018706 | 0.208 | 0.08 | 261 | 0 | 0.27 | 1 | 1 | cs | TRUE
61 | LV_4495-3_0_4_line_61 | NAYY 4x150 SE | 52 | 53 | 0.17351 | 0.208 | 0.08 | 261 | 0 | 0.27 | 1 | 1 | cs | TRUE
62 | LV_4495-3_0_4_line_62 | NAYY 4x150 SE | 53 | 57 | 0.032321 | 0.208 | 0.08 | 261 | 0 | 0.27 | 1 | 1 | cs | TRUE
63 | LV_4495-3_0_4_line_63 | NAYY 4x150 SE | 53 | 55 | 0.030368 | 0.208 | 0.08 | 261 | 0 | 0.27 | 1 | 1 | cs | TRUE
64 | LV_4495-3_0_4_line_64 | NAYY 4x150 SE | 54 | 58 | 0.062018 | 0.208 | 0.08 | 261 | 0 | 0.27 | 1 | 1 | cs | TRUE
65 | LV_4495-3_0_4_line_65 | NAYY 4x150 SE | 55 | 56 | 0.031017 | 0.208 | 0.08 | 261 | 0 | 0.27 | 1 | 1 | cs | TRUE
66 | LV_4495-3_0_4_line_66 | NAYY 4x150 SE | 58 | 60 | 0.012578 | 0.208 | 0.08 | 261 | 0 | 0.27 | 1 | 1 | cs | TRUE
67 | LV_4495-3_0_4_line_67 | NAYY 4x150 SE | 59 | 74 | 0.014686 | 0.208 | 0.08 | 261 | 0 | 0.27 | 1 | 1 | cs | TRUE
68 | LV_4495-3_0_4_line_68 | NAYY 4x150 SE | 59 | 75 | 0.016006 | 0.208 | 0.08 | 261 | 0 | 0.27 | 1 | 1 | cs | TRUE
69 | LV_4495-3_0_4_line_69 | NAYY 4x150 SE | 60 | 61 | 0.12973 | 0.208 | 0.08 | 261 | 0 | 0.27 | 1 | 1 | cs | TRUE
70 | LV_4495-3_0_4_line_70 | NAYY 4x150 SE | 61 | 62 | 0.081985 | 0.208 | 0.08 | 261 | 0 | 0.27 | 1 | 1 | cs | TRUE
71 | LV_4495-3_0_4_line_71 | NAYY 4x150 SE | 62 | 78 | 0.070001 | 0.208 | 0.08 | 261 | 0 | 0.27 | 1 | 1 | cs | TRUE
72 | LV_4495-3_0_4_line_72 | NAYY 4x150 SE | 63 | 64 | 0.028611 | 0.208 | 0.08 | 261 | 0 | 0.27 | 1 | 1 | cs | TRUE
73 | LV_4495-3_0_4_line_73 | NAYY 4x150 SE | 64 | 65 | 0.0039665 | 0.208 | 0.08 | 261 | 0 | 0.27 | 1 | 1 | cs | TRUE
74 | LV_4495-3_0_4_line_74 | NAYY 4x150 SE | 65 | 67 | 0.02387 | 0.208 | 0.08 | 261 | 0 | 0.27 | 1 | 1 | cs | TRUE
75 | LV_4495-3_0_4_line_75 | NAYY 4x150 SE | 66 | 68 | 0.014394 | 0.208 | 0.08 | 261 | 0 | 0.27 | 1 | 1 | cs | TRUE
76 | LV_4495-3_0_4_line_76 | NAYY 4x150 SE | 68 | 70 | 0.023381 | 0.208 | 0.08 | 261 | 0 | 0.27 | 1 | 1 | cs | TRUE
77 | LV_4495-3_0_4_line_77 | NAYY 4x150 SE | 70 | 78 | 0.032598 | 0.208 | 0.08 | 261 | 0 | 0.27 | 1 | 1 | cs | TRUE
78 | LV_4495-3_0_4_line_78 | NAYY 4x150 SE | 72 | 82 | 0.024969 | 0.208 | 0.08 | 261 | 0 | 0.27 | 1 | 1 | cs | TRUE
79 | LV_4495-3_0_4_line_79 | NAYY 4x150 SE | 73 | 80 | 0.017485 | 0.208 | 0.08 | 261 | 0 | 0.27 | 1 | 3 | cs | TRUE
80 | LV_4495-3_0_4_line_80 | NAYY 4x150 SE | 74 | 76 | 0.017469 | 0.208 | 0.08 | 261 | 0 | 0.27 | 1 | 1 | cs | TRUE
81 | LV_4495-3_0_4_line_81 | NAYY 4x150 SE | 75 | 77 | 0.015939 | 0.208 | 0.08 | 261 | 0 | 0.27 | 1 | 1 | cs | TRUE
82 | LV_4495-3_0_4_line_82 | NAYY 4x150 SE | 76 | 114 | 0.030645 | 0.208 | 0.08 | 261 | 0 | 0.27 | 1 | 1 | cs | TRUE
83 | LV_4495-3_0_4_line_83 | NAYY 4x150 SE | 77 | 112 | 0.014792 | 0.208 | 0.08 | 261 | 0 | 0.27 | 1 | 1 | cs | TRUE
84 | LV_4495-3_0_4_line_84 | NAYY 4x150 SE | 79 | 80 | 0.00047945 | 0.208 | 0.08 | 261 | 0 | 0.27 | 1 | 3 | cs | TRUE
85 | LV_4495-3_0_4_line_85 | NAYY 4x150 SE | 79 | 81 | 0.017284 | 0.208 | 0.08 | 261 | 0 | 0.27 | 1 | 3 | cs | TRUE
86 | LV_4495-3_0_4_line_86 | NAYY 4x150 SE | 83 | 84 | 0.022117 | 0.208 | 0.08 | 261 | 0 | 0.27 | 1 | 1 | cs | TRUE
87 | LV_4495-3_0_4_line_87 | NAYY 4x150 SE | 84 | 85 | 0.014283 | 0.208 | 0.08 | 261 | 0 | 0.27 | 1 | 1 | cs | TRUE
88 | LV_4495-3_0_4_line_88 | NAYY 4x150 SE | 87 | 88 | 0.050072 | 0.208 | 0.08 | 261 | 0 | 0.27 | 1 | 1 | cs | TRUE
89 | LV_4495-3_0_4_line_89 | NAYY 4x150 SE | 88 | 89 | 0.007803 | 0.208 | 0.08 | 261 | 0 | 0.27 | 1 | 1 | cs | TRUE
90 | LV_4495-3_0_4_line_90 | NAYY 4x150 SE | 89 | 90 | 0.11587 | 0.208 | 0.08 | 261 | 0 | 0.27 | 1 | 1 | cs | TRUE
91 | LV_4495-3_0_4_line_91 | NAYY 4x150 SE | 90 | 91 | 0.0065187 | 0.208 | 0.08 | 261 | 0 | 0.27 | 1 | 1 | cs | TRUE
92 | LV_4495-3_0_4_line_92 | NAYY 4x150 SE | 91 | 116 | 0.018383 | 0.208 | 0.08 | 261 | 0 | 0.27 | 1 | 1 | cs | TRUE
93 | LV_4495-3_0_4_line_93 | NAYY 4x150 SE | 92 | 93 | 0.017012 | 0.208 | 0.08 | 261 | 0 | 0.27 | 1 | 1 | cs | TRUE
94 | LV_4495-3_0_4_line_94 | NAYY 4x150 SE | 92 | 94 | 0.0095855 | 0.208 | 0.08 | 261 | 0 | 0.27 | 1 | 1 | cs | TRUE
95 | LV_4495-3_0_4_line_95 | NAYY 4x150 SE | 93 | 95 | 0.014937 | 0.208 | 0.08 | 261 | 0 | 0.27 | 1 | 1 | cs | TRUE
96 | LV_4495-3_0_4_line_96 | NAYY 4x150 SE | 94 | 96 | 0.012518 | 0.208 | 0.08 | 261 | 0 | 0.27 | 1 | 1 | cs | TRUE
97 | LV_4495-3_0_4_line_97 | NAYY 4x150 SE | 95 | 97 | 0.0080861 | 0.208 | 0.08 | 261 | 0 | 0.27 | 1 | 1 | cs | TRUE
98 | LV_4495-3_0_4_line_98 | NAYY 4x150 SE | 96 | 98 | 0.02151 | 0.208 | 0.08 | 261 | 0 | 0.27 | 1 | 1 | cs | TRUE
99 | LV_4495-3_0_4_line_99 | NAYY 4x150 SE | 97 | 99 | 0.032679 | 0.208 | 0.08 | 261 | 0 | 0.27 | 1 | 1 | cs | TRUE
100 | LV_4495-3_0_4_line_100 | NAYY 4x150 SE | 98 | 100 | 0.019575 | 0.208 | 0.08 | 261 | 0 | 0.27 | 1 | 3 | cs | TRUE
101 | LV_4495-3_0_4_line_101 | NAYY 4x150 SE | 98 | 101 | 0.035652 | 0.208 | 0.08 | 261 | 0 | 0.27 | 1 | 3 | cs | TRUE
102 | LV_4495-3_0_4_line_102 | NAYY 4x150 SE | 99 | 115 | 0.041471 | 0.208 | 0.08 | 261 | 0 | 0.27 | 1 | 1 | cs | TRUE
103 | LV_4495-3_0_4_line_103 | NAYY 4x150 SE | 99 | 116 | 0.006181 | 0.208 | 0.08 | 261 | 0 | 0.27 | 1 | 1 | cs | TRUE
104 | LV_4495-3_0_4_line_104 | NAYY 4x150 SE | 100 | 141 | 0.0071485 | 0.208 | 0.08 | 261 | 0 | 0.27 | 1 | 3 | cs | TRUE
105 | LV_4495-3_0_4_line_105 | NAYY 4x150 SE | 101 | 105 | 0.0026639 | 0.208 | 0.08 | 261 | 0 | 0.27 | 1 | 3 | cs | TRUE
106 | LV_4495-3_0_4_line_106 | NAYY 4x150 SE | 102 | 103 | 0.00811 | 0.208 | 0.08 | 261 | 0 | 0.27 | 1 | 3 | cs | TRUE
107 | LV_4495-3_0_4_line_107 | NAYY 4x150 SE | 102 | 104 | 0.049741 | 0.208 | 0.08 | 261 | 0 | 0.27 | 1 | 3 | cs | TRUE
108 | LV_4495-3_0_4_line_108 | NAYY 4x150 SE | 103 | 106 | 0.020262 | 0.208 | 0.08 | 261 | 0 | 0.27 | 1 | 3 | cs | TRUE
109 | LV_4495-3_0_4_line_109 | NAYY 4x150 SE | 103 | 107 | 0.015218 | 0.208 | 0.08 | 261 | 0 | 0.27 | 1 | 1 | cs | TRUE
110 | LV_4495-3_0_4_line_110 | NAYY 4x150 SE | 103 | 108 | 0.030977 | 0.208 | 0.08 | 261 | 0 | 0.27 | 1 | 1 | cs | TRUE
111 | LV_4495-3_0_4_line_111 | NAYY 4x150 SE | 104 | 105 | 0.013049 | 0.208 | 0.08 | 261 | 0 | 0.27 | 1 | 3 | cs | TRUE
112 | LV_4495-3_0_4_line_112 | NAYY 4x150 SE | 106 | 109 | 0.024296 | 0.208 | 0.08 | 261 | 0 | 0.27 | 1 | 3 | cs | TRUE
113 | LV_4495-3_0_4_line_113 | NAYY 4x150 SE | 107 | 110 | 0.016926 | 0.208 | 0.08 | 261 | 0 | 0.27 | 1 | 1 | cs | TRUE
114 | LV_4495-3_0_4_line_114 | NAYY 4x150 SE | 107 | 111 | 0.014872 | 0.208 | 0.08 | 261 | 0 | 0.27 | 1 | 1 | cs | TRUE
115 | LV_4495-3_0_4_line_115 | NAYY 4x150 SE | 109 | 145 | 0.048754 | 0.208 | 0.08 | 261 | 0 | 0.27 | 1 | 3 | cs | TRUE
116 | LV_4495-3_0_4_line_116 | NAYY 4x150 SE | 110 | 119 | 0.017596 | 0.208 | 0.08 | 261 | 0 | 0.27 | 1 | 1 | cs | TRUE
117 | LV_4495-3_0_4_line_117 | NAYY 4x150 SE | 111 | 117 | 0.01264 | 0.208 | 0.08 | 261 | 0 | 0.27 | 1 | 1 | cs | TRUE
118 | LV_4495-3_0_4_line_118 | NAYY 4x150 SE | 112 | 113 | 0.0061684 | 0.208 | 0.08 | 261 | 0 | 0.27 | 1 | 1 | cs | TRUE
119 | LV_4495-3_0_4_line_119 | NAYY 4x150 SE | 114 | 129 | 0.024974 | 0.208 | 0.08 | 261 | 0 | 0.27 | 1 | 3 | cs | TRUE
120 | LV_4495-3_0_4_line_120 | NAYY 4x150 SE | 115 | 137 | 0.015405 | 0.208 | 0.08 | 261 | 0 | 0.27 | 1 | 1 | cs | TRUE
121 | LV_4495-3_0_4_line_121 | NAYY 4x150 SE | 117 | 118 | 0.023935 | 0.208 | 0.08 | 261 | 0 | 0.27 | 1 | 1 | cs | TRUE
122 | LV_4495-3_0_4_line_122 | NAYY 4x150 SE | 119 | 122 | 0.0043029 | 0.208 | 0.08 | 261 | 0 | 0.27 | 1 | 1 | cs | TRUE
123 | LV_4495-3_0_4_line_123 | NAYY 4x150 SE | 120 | 121 | 0.0037288 | 0.208 | 0.08 | 261 | 0 | 0.27 | 1 | 1 | cs | TRUE
124 | LV_4495-3_0_4_line_124 | NAYY 4x150 SE | 121 | 123 | 0.020436 | 0.208 | 0.08 | 261 | 0 | 0.27 | 1 | 1 | cs | TRUE
125 | LV_4495-3_0_4_line_125 | NAYY 4x150 SE | 122 | 158 | 0.0071873 | 0.208 | 0.08 | 261 | 0 | 0.27 | 1 | 1 | cs | TRUE
126 | LV_4495-3_0_4_line_126 | NAYY 4x150 SE | 123 | 156 | 0.038314 | 0.208 | 0.08 | 261 | 0 | 0.27 | 1 | 1 | cs | TRUE
127 | LV_4495-3_0_4_line_127 | NAYY 4x150 SE | 123 | 158 | 0.014124 | 0.208 | 0.08 | 261 | 0 | 0.27 | 1 | 1 | cs | TRUE
128 | LV_4495-3_0_4_line_128 | NAYY 4x150 SE | 124 | 125 | 0.0084527 | 0.208 | 0.08 | 261 | 0 | 0.27 | 1 | 1 | cs | TRUE
129 | LV_4495-3_0_4_line_129 | NAYY 4x150 SE | 124 | 126 | 0.029193 | 0.208 | 0.08 | 261 | 0 | 0.27 | 1 | 1 | cs | TRUE
130 | LV_4495-3_0_4_line_130 | NAYY 4x150 SE | 125 | 127 | 0.019279 | 0.208 | 0.08 | 261 | 0 | 0.27 | 1 | 1 | cs | TRUE
131 | LV_4495-3_0_4_line_131 | NAYY 4x150 SE | 126 | 128 | 0.016541 | 0.208 | 0.08 | 261 | 0 | 0.27 | 1 | 3 | cs | TRUE
132 | LV_4495-3_0_4_line_132 | NAYY 4x150 SE | 126 | 129 | 0.013565 | 0.208 | 0.08 | 261 | 0 | 0.27 | 1 | 3 | cs | TRUE
133 | LV_4495-3_0_4_line_133 | NAYY 4x150 SE | 127 | 130 | 0.021245 | 0.208 | 0.08 | 261 | 0 | 0.27 | 1 | 1 | cs | TRUE
134 | LV_4495-3_0_4_line_134 | NAYY 4x150 SE | 128 | 131 | 0.029368 | 0.208 | 0.08 | 261 | 0 | 0.27 | 1 | 3 | cs | TRUE
135 | LV_4495-3_0_4_line_135 | NAYY 4x150 SE | 130 | 132 | 0.022335 | 0.208 | 0.08 | 261 | 0 | 0.27 | 1 | 1 | cs | TRUE
136 | LV_4495-3_0_4_line_136 | NAYY 4x150 SE | 131 | 133 | 0.009468 | 0.208 | 0.08 | 261 | 0 | 0.27 | 1 | 3 | cs | TRUE
137 | LV_4495-3_0_4_line_137 | NAYY 4x150 SE | 132 | 149 | 0.025223 | 0.208 | 0.08 | 261 | 0 | 0.27 | 1 | 1 | cs | TRUE
138 | LV_4495-3_0_4_line_138 | NAYY 4x150 SE | 133 | 138 | 0.0076285 | 0.208 | 0.08 | 261 | 0 | 0.27 | 1 | 3 | cs | TRUE
139 | LV_4495-3_0_4_line_139 | NAYY 4x150 SE | 134 | 135 | 0.0034722 | 0.208 | 0.08 | 261 | 0 | 0.27 | 1 | 1 | cs | TRUE
140 | LV_4495-3_0_4_line_140 | NAYY 4x150 SE | 134 | 136 | 0.019411 | 0.208 | 0.08 | 261 | 0 | 0.27 | 1 | 1 | cs | TRUE
141 | LV_4495-3_0_4_line_141 | NAYY 4x150 SE | 135 | 137 | 0.021713 | 0.208 | 0.08 | 261 | 0 | 0.27 | 1 | 1 | cs | TRUE
142 | LV_4495-3_0_4_line_142 | NAYY 4x150 SE | 138 | 139 | 0.021513 | 0.208 | 0.08 | 261 | 0 | 0.27 | 1 | 3 | cs | TRUE
143 | LV_4495-3_0_4_line_143 | NAYY 4x150 SE | 139 | 140 | 0.055448 | 0.208 | 0.08 | 261 | 0 | 0.27 | 1 | 1 | cs | TRUE
144 | LV_4495-3_0_4_line_144 | NAYY 4x150 SE | 139 | 141 | 0.039906 | 0.208 | 0.08 | 261 | 0 | 0.27 | 1 | 3 | cs | TRUE
145 | LV_4495-3_0_4_line_145 | NAYY 4x150 SE | 141 | 142 | 0.020288 | 0.208 | 0.08 | 261 | 0 | 0.27 | 1 | 1 | cs | TRUE
146 | LV_4495-3_0_4_line_146 | NAYY 4x150 SE | 141 | 143 | 0.040678 | 0.208 | 0.08 | 261 | 0 | 0.27 | 1 | 1 | cs | TRUE
147 | LV_4495-3_0_4_line_147 | NAYY 4x150 SE | 142 | 150 | 0.0017492 | 0.208 | 0.08 | 261 | 0 | 0.27 | 1 | 1 | cs | TRUE
148 | LV_4495-3_0_4_line_148 | NAYY 4x150 SE | 143 | 151 | 0.0093625 | 0.208 | 0.08 | 261 | 0 | 0.27 | 1 | 1 | cs | TRUE
149 | LV_4495-3_0_4_line_149 | NAYY 4x150 SE | 144 | 145 | 0.0085756 | 0.208 | 0.08 | 261 | 0 | 0.27 | 1 | 3 | cs | TRUE
150 | LV_4495-3_0_4_line_150 | NAYY 4x150 SE | 145 | 146 | 0.02586 | 0.208 | 0.08 | 261 | 0 | 0.27 | 1 | 1 | cs | TRUE
151 | LV_4495-3_0_4_line_151 | NAYY 4x150 SE | 146 | 147 | 0.020824 | 0.208 | 0.08 | 261 | 0 | 0.27 | 1 | 1 | cs | TRUE
152 | LV_4495-3_0_4_line_152 | NAYY 4x150 SE | 147 | 148 | 0.010717 | 0.208 | 0.08 | 261 | 0 | 0.27 | 1 | 1 | cs | TRUE
153 | LV_4495-3_0_4_line_153 | NAYY 4x150 SE | 150 | 159 | 0.01987 | 0.208 | 0.08 | 261 | 0 | 0.27 | 1 | 1 | cs | TRUE
154 | LV_4495-3_0_4_line_154 | NAYY 4x150 SE | 152 | 153 | 0.051003 | 0.208 | 0.08 | 261 | 0 | 0.27 | 1 | 1 | cs | TRUE
155 | LV_4495-3_0_4_line_155 | NAYY 4x150 SE | 153 | 154 | 0.019187 | 0.208 | 0.08 | 261 | 0 | 0.27 | 1 | 1 | cs | TRUE
156 | LV_4495-3_0_4_line_156 | NAYY 4x150 SE | 154 | 155 | 0.01612 | 0.208 | 0.08 | 261 | 0 | 0.27 | 1 | 1 | cs | TRUE
157 | LV_4495-3_0_4_line_157 | NAYY 4x150 SE | 155 | 156 | 0.015467 | 0.208 | 0.08 | 261 | 0 | 0.27 | 1 | 1 | cs | TRUE
158 | LV_4495-3_0_4_line_158 | NAYY 4x150 SE | 155 | 157 | 0.013264 | 0.208 | 0.08 | 261 | 0 | 0.27 | 1 | 1 | cs | TRUE
159 | LV_4495-3_0_4_line_159 | NAYY 4x150 SE | 159 | 160 | 0.0029628 | 0.208 | 0.08 | 261 | 0 | 0.27 | 1 | 1 | cs | TRUE

## trafo
| name | std_type | hv_bus | lv_bus | sn_mva | vn_hv_kv | vn_lv_kv | vk_percent | vkr_percent | pfe_kw | i0_percent | shift_degree | tap_side | tap_neutral | tap_min | tap_max | tap_step_percent | tap_step_degree | tap_pos | tap_phase_shifter | parallel | df | in_service
0 | LV_4495-3_0_4_trafo_146 | 0.25 MVA 20/0.4 kV | 161 | 114 | 0.25 | 20 | 0.4 | 6 | 1.44 | 0.8 | 0.32 | 150 | hv | 0 | -2 | 2 | 2.5 | 0 | 0 | FALSE | 1 | 1 | TRUE

## line_geodata
| x0 | y0 | x1 | y1 | x2 | y2 | x3 | y3 | x4 | y4 | x5 | y5 | x6 | y6 | x7 | y7 | x8 | y8 | x9 | y9
0 | 2734778.1968 | 1266052.8244 | 2734782.6043 | 1266044.5281 | 2734787.7632 | 1266039.6077 | 2734792.5423 | 1266036.1467 | 2734798.4268 | 1266035.0799 | 2734804.3809 | 1266037.5625 | 2734807.7875 | 1266038.3862
1 | 2734831.9575 | 1266041.8176 | 2734827.7887 | 1266040.9773 | 2734822.144 | 1266040.4481 | 2734813.6248 | 1266039.7976 | 2734807.7875 | 1266038.3862
2 | 2734778.1968 | 1266052.8244 | 2734798.4273 | 1266058.1574 | 2734804.944 | 1266059.4976
3 | 2734365.7682 | 1265781.2927 | 2734778.1968 | 1266052.8244
4 | 2734804.944 | 1266059.4976 | 2734817.6499 | 1266062.1106 | 2734827.2795 | 1266063.1331
5 | 2734365.7682 | 1265781.2927 | 2734340.0545 | 1265781.3542
6 | 2734312.4827 | 1265781.4201 | 2734340.0545 | 1265781.3542
7 | 2734827.2795 | 1266063.1331 | 2734835.7963 | 1266064.0375 | 2734880.207 | 1266069.3001 | 2734928.5182 | 1266075.5975 | 2734936.1505 | 1266075.8588
8 | 2734949.0276 | 1266076.2996 | 2734936.1505 | 1266075.8588
9 | 2734949.0276 | 1266076.2996 | 2734950.1561 | 1266087.892 | 2734949.8127 | 1266092.0437 | 2734947.0566 | 1266097.6194 | 2734945.1272 | 1266102.6134 | 2734940.6326 | 1266106.8037 | 2734939.2221 | 1266113.1553 | 2734940.6289 | 1266115.8678 | 2734945.1627 | 1266118.5294 | 2734951.4706 | 1266121.1524
10 | 2734949.0276 | 1266076.2996 | 2734963.8724 | 1266077.6732 | 2734992.6944 | 1266080.8121 | 2735021.4521 | 1266015.2731
11 | 2734970.5832 | 1266128.1189 | 2734964.5857 | 1266126.2246 | 2734953.3701 | 1266121.9422 | 2734951.4706 | 1266121.1524
12 | 2735021.4521 | 1266015.2731 | 2735037.2002 | 1265978.4644 | 2735046.2792 | 1265950.3562 | 2735050.6246 | 1265933.7006
13 | 2735091.3367 | 1265893.4315 | 2735088.9882 | 1265892.0654 | 2735081.1779 | 1265889.0618 | 2735074.2192 | 1265888.0129 | 2735072.6705 | 1265887.9929
14 | 2735094.1101 | 1265913.4806 | 2735098.4749 | 1265907.7304 | 2735099.0289 | 1265901.2925 | 2735093.9241 | 1265894.9365 | 2735091.3367 | 1265893.4315
15 | 2735047.3541 | 1265885.5635 | 2735051.5433 | 1265886.1709 | 2735057.3217 | 1265887.4486 | 2735065.2431 | 1265887.8966 | 2735072.6705 | 1265887.9929
16 | 2735094.1101 | 1265913.4806 | 2735083.1627 | 1265915.2432 | 2735070.5951 | 1265913.8543
17 | 2735017.806 | 1265857.1393 | 2735020.3137 | 1265855.8509 | 2735025.7345 | 1265855.3075 | 2735041.6817 | 1265855.2717 | 2735043.3975 | 1265871.8156 | 2735047.3541 | 1265885.5635
18 | 2735054.1538 | 1265914.3129 | 2735069.4581 | 1265913.7286 | 2735070.5951 | 1265913.8543
19 | 2735017.806 | 1265857.1393 | 2735020.3137 | 1265855.8509 | 2735025.7345 | 1265855.3075 | 2735041.6817 | 1265855.2717 | 2735044.107 | 1265835.842 | 2735060.2843 | 1265789.8456
20 | 2735017.806 | 1265857.1393 | 2735017.3939 | 1265860.0104 | 2735014.462 | 1265899.6256 | 2735013.6987 | 1265902.0662
21 | 2735054.1538 | 1265914.3129 | 2735053.5098 | 1265921.1853
22 | 2735060.2843 | 1265789.8456 | 2735065.1455 | 1265762.0635
23 | 2735060.2843 | 1265789.8456 | 2735073.4418 | 1265794.217 | 2735086.0824 | 1265798.1318 | 2735091.9894 | 1265800.4058
24 | 2735008.8458 | 1265913.3326 | 2735010.3631 | 1265911.2096 | 2735012.666 | 1265905.3678 | 2735013.6987 | 1265902.0662
25 | 2735065.1455 | 1265762.0635 | 2735067.0262 | 1265748.3379
26 | 2735065.1455 | 1265762.0635 | 2735077.148 | 1265764.896 | 2735083.4833 | 1265767.3221
27 | 2735050.6246 | 1265933.7006 | 2735053.2969 | 1265923.4576 | 2735053.5098 | 1265921.1853
28 | 2734271.949 | 1264612.7558 | 2734270.6454 | 1264608.7089
29 | 2734277.1059 | 1264625.5913 | 2734274.4628 | 1264620.5599 | 2734271.949 | 1264612.7558
30 | 2734263.1958 | 1264585.5821 | 2734270.6454 | 1264608.7089
31 | 2734277.1059 | 1264625.5913 | 2734290.3024 | 1264620.4306 | 2734299.3811 | 1264622.1932
32 | 2734266.4382 | 1264956.0281 | 2734277.1059 | 1264625.5913
33 | 2734263.1958 | 1264585.5821 | 2734273.2578 | 1264586.8157
34 | 2734263.1958 | 1264585.5821 | 2734125.4959 | 1264555.6621
35 | 2734248.5544 | 1264956.3112 | 2734266.4382 | 1264956.0281
36 | 2734248.5544 | 1264956.3112 | 2734252.9644 | 1264964.4746 | 2734253.0892 | 1264970.5832 | 2734251.7307 | 1264976.9918 | 2734249.1395 | 1264984.5957 | 2734245.9455 | 1264988.8939 | 2734236.3705 | 1264995.1824 | 2734231.8109 | 1264999.9056 | 2734231.4371 | 1265005.0798 | 2734231.3273 | 1265007.9122
37 | 2734248.5544 | 1264956.3112 | 2734242.6018 | 1264956.3794
38 | 2734273.2578 | 1264586.8157 | 2734292.1516 | 1264589.1319 | 2734305.8642 | 1264592.7334
39 | 2734125.4959 | 1264555.6621 | 2734089.5783 | 1264544.2997
40 | 2734305.8642 | 1264592.7334 | 2734328.7747 | 1264598.7507 | 2734342.0317 | 1264602.1996 | 2734348.6929 | 1264602.6695
41 | 2735116.1129 | 1265561.156 | 2735125.2706 | 1265538.2023 | 2735126.6697 | 1265535.8077
42 | 2735116.1129 | 1265561.156 | 2735115.817 | 1265561.8977 | 2735110.8511 | 1265582.0916
43 | 2735147.2208 | 1265506.9632 | 2735133.5104 | 1265524.0995 | 2735126.6697 | 1265535.8077
44 | 2735106.8385 | 1265676.6091 | 2735104.4388 | 1265657.5508 | 2735105.6865 | 1265619.799 | 2735109.0397 | 1265589.4579 | 2735110.8511 | 1265582.0916
45 | 2735147.2208 | 1265506.9632 | 2735147.3974 | 1265500.5612 | 2735149.262 | 1265489.5267 | 2735150.7715 | 1265479.5041
46 | 2735147.2208 | 1265506.9632 | 2735163.3686 | 1265495.2435 | 2735169.0858 | 1265485.8364
47 | 2735106.8385 | 1265676.6091 | 2735110.4849 | 1265705.5684
48 | 2734359.9854 | 1265446.7513 | 2734379.4034 | 1265374.6687 | 2734379.4034 | 1265374.6687
49 | 2734379.4034 | 1265374.6687 | 2734381.8548 | 1265355.0285
50 | 2734359.9854 | 1265446.7513 | 2734349.0113 | 1265490.3988 | 2734342.0207 | 1265518.2219
51 | 2734381.8548 | 1265355.0285 | 2734383.8269 | 1265339.2285
52 | 2735152.6247 | 1265468.5941 | 2735151.9445 | 1265471.7155 | 2735150.7715 | 1265479.5041
53 | 2735115.7473 | 1265747.3614 | 2735110.4849 | 1265705.5684
54 | 2735154.6952 | 1265455.2071 | 2735154.1414 | 1265461.6339 | 2735152.6247 | 1265468.5941
55 | 2735116.4837 | 1265779.709 | 2735117.2535 | 1265776.0231 | 2735120.4499 | 1265759.7807 | 2735124.4056 | 1265746.8922 | 2735115.7473 | 1265747.3614
56 | 2735133.8177 | 1265452.9739 | 2735126.4432 | 1265451.4176
57 | 2735154.6952 | 1265455.2071 | 2735147.4037 | 1265455.841 | 2735133.8177 | 1265452.9739
58 | 2735154.6952 | 1265455.2071 | 2735156.0595 | 1265448.5876 | 2735160.0353 | 1265444.7081
59 | 2734383.8269 | 1265339.2285 | 2734395.4169 | 1265182.395
60 | 2735160.0353 | 1265444.7081 | 2735157.0547 | 1265442.6269 | 2735154.1478 | 1265437.322 | 2735152.3712 | 1265432.9884 | 2735149.4694 | 1265429.7635
61 | 2735149.4694 | 1265429.7635 | 2735224.3015 | 1265273.2146
62 | 2735224.3015 | 1265273.2146 | 2735231.733 | 1265261.5402 | 2735235.105 | 1265243.9006 | 2735235.1611 | 1265243.3802
63 | 2735224.3015 | 1265273.2146 | 2735233.7632 | 1265275.5221 | 2735254.1455 | 1265278.7044
64 | 2734395.4169 | 1265182.395 | 2734382.1679 | 1265182.9611 | 2734336.6682 | 1265165.4385
65 | 2735284.5666 | 1265284.6705 | 2735266.9869 | 1265280.7093 | 2735254.1455 | 1265278.7044
66 | 2734324.9308 | 1265160.9183 | 2734336.6682 | 1265165.4385
67 | 2734342.0207 | 1265518.2219 | 2734338.4407 | 1265532.4651
68 | 2734342.0207 | 1265518.2219 | 2734326.477 | 1265514.4019
69 | 2734229.0684 | 1265073.513 | 2734324.9308 | 1265160.9183
70 | 2734181.7993 | 1265099.5535 | 2734195.6385 | 1265104.1831 | 2734208.8378 | 1265110.1217 | 2734220.5172 | 1265111.9997 | 2734225.0511 | 1265108.0767 | 2734227.6678 | 1265099.6726 | 2734229.9419 | 1265088.4469 | 2734229.0684 | 1265073.513
71 | 2734181.7993 | 1265099.5535 | 2734174.257 | 1265029.961
72 | 2734213.9955 | 1264956.8592 | 2734230.0092 | 1264956.5237 | 2734242.6018 | 1264956.3794
73 | 2734213.9955 | 1264956.8592 | 2734210.0298 | 1264956.9423
74 | 2734186.1648 | 1264957.4424 | 2734210.0298 | 1264956.9423
75 | 2734231.3273 | 1265007.9122 | 2734231.0915 | 1265013.9915 | 2734228.8904 | 1265022.0046
76 | 2734206.7918 | 1265027.9546 | 2734215.0282 | 1265027.3283 | 2734222.8819 | 1265025.8385 | 2734228.8904 | 1265022.0046 | 2734228.8904 | 1265022.0046
77 | 2734174.257 | 1265029.961 | 2734182.7913 | 1265029.3541 | 2734203.4291 | 1265028.2103 | 2734206.7918 | 1265027.9546
78 | 2735067.0262 | 1265748.3379 | 2735042.3474 | 1265744.5433
79 | 2735099.8451 | 1265773.4873 | 2735088.6999 | 1265769.3197 | 2735083.4833 | 1265767.3221
80 | 2734334.1837 | 1265549.4074 | 2734334.2103 | 1265549.2961 | 2734338.4407 | 1265532.4651
81 | 2734326.477 | 1265514.4019 | 2734310.9982 | 1265510.5979
82 | 2734334.1837 | 1265549.4074 | 2734327.0568 | 1265579.2118
83 | 2734296.6338 | 1265507.0677 | 2734310.9982 | 1265510.5979
84 | 2735099.8451 | 1265773.4873 | 2735100.2942 | 1265773.6552
85 | 2735116.4837 | 1265779.709 | 2735100.2942 | 1265773.6552
86 | 2735003.7572 | 1266143.0067 | 2734991.2465 | 1266137.5664 | 2734983.689 | 1266133.733
87 | 2734970.5832 | 1266128.1189 | 2734977.8142 | 1266130.7532 | 2734983.689 | 1266133.733
88 | 2734158.3791 | 1265508.4313 | 2734153.3888 | 1265514.5572 | 2734152.9586 | 1265518.2398 | 2734152.5716 | 1265524.0031 | 2734151.7092 | 1265528.4767 | 2734150.1402 | 1265533.2123 | 2734148.4619 | 1265535.7988 | 2734142.058 | 1265535.5088 | 2734133.0116 | 1265533.4905 | 2734128.7188 | 1265532.622
89 | 2734166.0249 | 1265510.0953 | 2734161.8502 | 1265509.1663 | 2734158.3791 | 1265508.4313
90 | 2734166.0249 | 1265510.0953 | 2734160.223 | 1265538.0234 | 2734150.9528 | 1265566.4177 | 2734142.4513 | 1265592.4828 | 2734133.1212 | 1265621.0621
91 | 2734133.1212 | 1265621.0621 | 2734131.0982 | 1265627.2589
92 | 2734125.3931 | 1265644.7342 | 2734131.0982 | 1265627.2589
93 | 2734172.497 | 1265703.4985 | 2734166.0322 | 1265696.1384 | 2734160.9421 | 1265691.0238
94 | 2734172.497 | 1265703.4985 | 2734178.8228 | 1265710.7003
95 | 2734150.4055 | 1265680.4366 | 2734160.9421 | 1265691.0238
96 | 2734187.084 | 1265720.1056 | 2734178.8228 | 1265710.7003
97 | 2734150.4055 | 1265680.4366 | 2734144.7015 | 1265674.7052
98 | 2734187.084 | 1265720.1056 | 2734196.4044 | 1265715.0234 | 2734205.9783 | 1265709.7246
99 | 2734122.8769 | 1265650.3825 | 2734144.6969 | 1265674.7006 | 2734144.7015 | 1265674.7052
100 | 2734205.9783 | 1265709.7246 | 2734221.5705 | 1265703.1168 | 2734224.1064 | 1265702.3825
101 | 2734205.9783 | 1265709.7246 | 2734233.0429 | 1265732.9322
102 | 2734122.8769 | 1265650.3825 | 2734106.5743 | 1265688.5144
103 | 2734122.8769 | 1265650.3825 | 2734125.3931 | 1265644.7342
104 | 2734230.9729 | 1265700.3944 | 2734224.1064 | 1265702.3825
105 | 2734235.0652 | 1265734.6663 | 2734233.0429 | 1265732.9322
106 | 2734210.5957 | 1265781.6643 | 2734207.6869 | 1265774.0911
107 | 2734207.6869 | 1265774.0911 | 2734221.1232 | 1265769.2026 | 2734229.6556 | 1265763.9914 | 2734241.5978 | 1265750.2718 | 2734244.5331 | 1265744.7443 | 2734244.0855 | 1265743.8534
108 | 2734210.5957 | 1265781.6643 | 2734230.8574 | 1265781.6154
109 | 2734210.5957 | 1265781.6643 | 2734211.8555 | 1265796.8295
110 | 2734210.5957 | 1265781.6643 | 2734179.632 | 1265780.7642
111 | 2734244.0855 | 1265743.8534 | 2734242.8035 | 1265741.3018 | 2734235.0652 | 1265734.6663
112 | 2734255.1532 | 1265781.5567 | 2734230.8574 | 1265781.6154
113 | 2734211.8555 | 1265796.8295 | 2734213.2612 | 1265813.6971
114 | 2734211.8555 | 1265796.8295 | 2734197.0042 | 1265797.6103
115 | 2734303.9071 | 1265781.4388 | 2734255.1532 | 1265781.5567
116 | 2734213.2612 | 1265813.6971 | 2734213.4239 | 1265815.6497 | 2734209.8465 | 1265830.8718 | 2734209.8465 | 1265830.8718
117 | 2734184.3815 | 1265798.2739 | 2734197.0042 | 1265797.6103
118 | 2734290.6437 | 1265505.5956 | 2734296.6338 | 1265507.0677
119 | 2734321.2487 | 1265603.5006 | 2734327.0568 | 1265579.2118
120 | 2734106.5743 | 1265688.5144 | 2734100.5184 | 1265702.6792
121 | 2734184.3815 | 1265798.2739 | 2734160.4798 | 1265799.5365
122 | 2734207.9931 | 1265834.755 | 2734209.8465 | 1265830.8718
123 | 2734183.3051 | 1265840.6786 | 2734183.3997 | 1265836.951
124 | 2734198.8134 | 1265853.9877 | 2734183.3051 | 1265840.6786 | 2734183.3051 | 1265840.6786
125 | 2734204.8972 | 1265841.2413 | 2734207.9931 | 1265834.755
126 | 2734198.8134 | 1265853.9877 | 2734195.181 | 1265871.6331 | 2734186.9616 | 1265890.1934
127 | 2734198.8134 | 1265853.9877 | 2734204.8972 | 1265841.2413
128 | 2734289.8723 | 1265609.225 | 2734281.701 | 1265607.0625
129 | 2734318.0939 | 1265616.6938 | 2734289.8723 | 1265609.225
130 | 2734263.3178 | 1265601.3727 | 2734263.3244 | 1265601.3796 | 2734269.1314 | 1265603.7359 | 2734281.701 | 1265607.0625
131 | 2734318.0939 | 1265616.6938 | 2734314.6261 | 1265627.0804 | 2734311.6108 | 1265631.7883
132 | 2734318.0939 | 1265616.6938 | 2734321.2487 | 1265603.5006
133 | 2734263.3178 | 1265601.3727 | 2734259.5791 | 1265597.4686 | 2734256.9579 | 1265588.8454 | 2734258.3314 | 1265582.1583
134 | 2734311.6108 | 1265631.7883 | 2734300.3805 | 1265649.3223 | 2734294.7175 | 1265655.7219
135 | 2734262.8255 | 1265560.2798 | 2734258.3314 | 1265582.1583
136 | 2734288.4431 | 1265662.8125 | 2734294.7175 | 1265655.7219
137 | 2734262.8255 | 1265560.2798 | 2734267.9006 | 1265535.5724
138 | 2734288.4431 | 1265662.8125 | 2734287.1057 | 1265664.3239 | 2734282.5999 | 1265667.6666
139 | 2734090.6176 | 1265725.837 | 2734091.9826 | 1265722.6444
140 | 2734090.6176 | 1265725.837 | 2734085.9807 | 1265736.6828 | 2734082.8221 | 1265743.6121
141 | 2734100.5184 | 1265702.6792 | 2734091.9826 | 1265722.6444
142 | 2734265.162 | 1265680.2628 | 2734273.5057 | 1265674.4134 | 2734282.5999 | 1265667.6666
143 | 2734265.162 | 1265680.2628 | 2734232.5798 | 1265635.3247
144 | 2734265.162 | 1265680.2628 | 2734250.5839 | 1265691.6314 | 2734241.5761 | 1265696.2089 | 2734230.9729 | 1265700.3944
145 | 2734230.9729 | 1265700.3944 | 2734228.6488 | 1265693.613 | 2734219.307 | 1265684.4019
146 | 2734230.9729 | 1265700.3944 | 2734239.8506 | 1265703.8548 | 2734250.8046 | 1265707.1066 | 2734263.5898 | 1265708.9988 | 2734269.9453 | 1265711.4124
147 | 2734218.0615 | 1265683.1738 | 2734219.307 | 1265684.4019
148 | 2734278.6979 | 1265714.7362 | 2734269.9453 | 1265711.4124
149 | 2734303.9071 | 1265781.4388 | 2734311.5004 | 1265781.4224 | 2734312.4827 | 1265781.4201
150 | 2734303.9071 | 1265781.4388 | 2734304.2796 | 1265764.0641 | 2734305.3937 | 1265755.6561
151 | 2734309.9114 | 1265735.4937 | 2734307.2077 | 1265741.9653 | 2734305.3937 | 1265755.6561
152 | 2734314.0427 | 1265725.605 | 2734309.9114 | 1265735.4937
153 | 2734211.704 | 1265665.4062 | 2734211.6737 | 1265673.2305 | 2734213.1773 | 1265677.6688 | 2734218.0615 | 1265683.1738 | 2734218.0615 | 1265683.1738
154 | 2734214.9096 | 1265912.7714 | 2734224.9234 | 1265914.2043 | 2734265.1644 | 1265921.445
155 | 2734214.9096 | 1265912.7714 | 2734204.7794 | 1265911.322 | 2734196.1801 | 1265908.827
156 | 2734180.6988 | 1265904.3354 | 2734196.1801 | 1265908.827
157 | 2734180.6988 | 1265904.3354 | 2734186.9616 | 1265890.1934
158 | 2734180.6988 | 1265904.3354 | 2734174.4846 | 1265916.0534
159 | 2734211.7154 | 1265662.4434 | 2734211.704 | 1265665.4062

## bus_geodata
| x | y | coords
0 | 2734807.7875 | 1266038.3862
1 | 2734778.1968 | 1266052.8244
2 | 2734831.9575 | 1266041.8176
3 | 2734804.944 | 1266059.4976
4 | 2734365.7682 | 1265781.2927
5 | 2734340.0545 | 1265781.3542
6 | 2734827.2795 | 1266063.1331
7 | 2734936.1505 | 1266075.8588
8 | 2734949.0276 | 1266076.2996
9 | 2734951.4706 | 1266121.1524
10 | 2735021.4521 | 1266015.2731
11 | 2735091.3367 | 1265893.4315
12 | 2735072.6705 | 1265887.9929
13 | 2735094.1101 | 1265913.4806
14 | 2735047.3541 | 1265885.5635
15 | 2735070.5951 | 1265913.8543
16 | 2735017.806 | 1265857.1393
17 | 2735054.1538 | 1265914.3129
18 | 2735060.2843 | 1265789.8456
19 | 2735013.6987 | 1265902.0662
20 | 2735065.1455 | 1265762.0635
21 | 2735091.9894 | 1265800.4058
22 | 2735053.5098 | 1265921.1853
23 | 2734271.949 | 1264612.7558
24 | 2734270.6454 | 1264608.7089
25 | 2734277.1059 | 1264625.5913
26 | 2734263.1958 | 1264585.5821
27 | 2734299.3811 | 1264622.1932
28 | 2734266.4382 | 1264956.0281
29 | 2734248.5544 | 1264956.3112
30 | 2734273.2578 | 1264586.8157
31 | 2734125.4959 | 1264555.6621
32 | 2734305.8642 | 1264592.7334
33 | 2734089.5783 | 1264544.2997
34 | 2735116.1129 | 1265561.156
35 | 2735126.6697 | 1265535.8077
36 | 2735110.8511 | 1265582.0916
37 | 2735147.2208 | 1265506.9632
38 | 2735106.8385 | 1265676.6091
39 | 2734379.4034 | 1265374.6687
40 | 2734359.9854 | 1265446.7513
41 | 2734381.8548 | 1265355.0285
42 | 2735150.7715 | 1265479.5041
43 | 2735169.0857 | 1265485.8364
44 | 2735110.4849 | 1265705.5684
45 | 2735152.6247 | 1265468.5941
46 | 2735115.7473 | 1265747.3614
47 | 2735126.4432 | 1265451.4176
48 | 2735133.8177 | 1265452.9739
49 | 2735154.6952 | 1265455.2071
50 | 2734383.8269 | 1265339.2285
51 | 2735160.0353 | 1265444.7081
52 | 2735149.4694 | 1265429.7635
53 | 2735224.3015 | 1265273.2146
54 | 2734395.4169 | 1265182.395
55 | 2735254.1455 | 1265278.7044
56 | 2735284.5666 | 1265284.6705
57 | 2735235.1611 | 1265243.3802
58 | 2734336.6682 | 1265165.4385
59 | 2734342.0207 | 1265518.2219
60 | 2734324.9308 | 1265160.9183
61 | 2734229.0684 | 1265073.513
62 | 2734181.7993 | 1265099.5535
63 | 2734242.6018 | 1264956.3794
64 | 2734213.9955 | 1264956.8592
65 | 2734210.0298 | 1264956.9423
66 | 2734231.3273 | 1265007.9122
67 | 2734186.1648 | 1264957.4424
68 | 2734228.8904 | 1265022.0046
69 | 2734348.6929 | 1264602.6695
70 | 2734206.7918 | 1265027.9546
71 | 2735008.8458 | 1265913.3326
72 | 2735067.0262 | 1265748.3379
73 | 2735083.4833 | 1265767.3221
74 | 2734338.4407 | 1265532.4651
75 | 2734326.477 | 1265514.4019
76 | 2734334.1837 | 1265549.4074
77 | 2734310.9982 | 1265510.5979
78 | 2734174.257 | 1265029.961
79 | 2735100.2942 | 1265773.6552
80 | 2735099.8451 | 1265773.4873
81 | 2735116.4837 | 1265779.709
82 | 2735042.3474 | 1265744.5433
83 | 2735003.7572 | 1266143.0067
84 | 2734983.689 | 1266133.733
85 | 2734970.5832 | 1266128.1189
86 | 2735050.6246 | 1265933.7006
87 | 2734128.7188 | 1265532.622
88 | 2734158.3791 | 1265508.4313
89 | 2734166.0249 | 1265510.0953
90 | 2734133.1212 | 1265621.0621
91 | 2734131.0982 | 1265627.2589
92 | 2734172.497 | 1265703.4985
93 | 2734160.9421 | 1265691.0238
94 | 2734178.8228 | 1265710.7003
95 | 2734150.4055 | 1265680.4366
96 | 2734187.084 | 1265720.1056
97 | 2734144.7015 | 1265674.7052
98 | 2734205.9783 | 1265709.7246
99 | 2734122.8769 | 1265650.3825
100 | 2734224.1064 | 1265702.3825
101 | 2734233.0429 | 1265732.9322
102 | 2734207.6869 | 1265774.0911
103 | 2734210.5957 | 1265781.6643
104 | 2734244.0855 | 1265743.8534
105 | 2734235.0652 | 1265734.6663
106 | 2734230.8574 | 1265781.6154
107 | 2734211.8555 | 1265796.8295
108 | 2734179.632 | 1265780.7642
109 | 2734255.1532 | 1265781.5567
110 | 2734213.2612 | 1265813.6971
111 | 2734197.0042 | 1265797.6103
112 | 2734296.6338 | 1265507.0677
113 | 2734290.6437 | 1265505.5956
114 | 2734327.0568 | 1265579.2118
115 | 2734106.5743 | 1265688.5144
116 | 2734125.3931 | 1265644.7342
117 | 2734184.3815 | 1265798.2739
118 | 2734160.4798 | 1265799.5365
119 | 2734209.8466 | 1265830.8718
120 | 2734183.3997 | 1265836.951
121 | 2734183.3051 | 1265840.6786
122 | 2734207.9931 | 1265834.755
123 | 2734198.8134 | 1265853.9877
124 | 2734289.8723 | 1265609.225
125 | 2734281.701 | 1265607.0625
126 | 2734318.0939 | 1265616.6938
127 | 2734263.3178 | 1265601.3727
128 | 2734311.6108 | 1265631.7883
129 | 2734321.2487 | 1265603.5006
130 | 2734258.3314 | 1265582.1583
131 | 2734294.7175 | 1265655.7219
132 | 2734262.8255 | 1265560.2798
133 | 2734288.4431 | 1265662.8125
134 | 2734090.6176 | 1265725.837
135 | 2734091.9826 | 1265722.6444
136 | 2734082.8221 | 1265743.6121
137 | 2734100.5184 | 1265702.6792
138 | 2734282.5999 | 1265667.6666
139 | 2734265.162 | 1265680.2628
140 | 2734232.5798 | 1265635.3247
141 | 2734230.9729 | 1265700.3944
142 | 2734219.307 | 1265684.4019
143 | 2734269.9453 | 1265711.4124
144 | 2734312.4827 | 1265781.4201
145 | 2734303.9071 | 1265781.4388
146 | 2734305.3937 | 1265755.6561
147 | 2734309.9114 | 1265735.4937
148 | 2734314.0427 | 1265725.605
149 | 2734267.9006 | 1265535.5724
150 | 2734218.0615 | 1265683.1738
151 | 2734278.6979 | 1265714.7362
152 | 2734265.1644 | 1265921.445
153 | 2734214.9096 | 1265912.7714
154 | 2734196.1801 | 1265908.827
155 | 2734180.6988 | 1265904.3354
156 | 2734186.9616 | 1265890.1934
157 | 2734174.4846 | 1265916.0534
158 | 2734204.8972 | 1265841.2413
159 | 2734211.704 | 1265665.4062
160 | 2734211.7154 | 1265662.4434
161 | 2734318.0939 | 1265616.6938

## line_std_types
| c_nf_per_km | r_ohm_per_km | x_ohm_per_km | max_i_ka | type | q_mm2 | alpha | voltage_rating
NAYY 4x50 SE | 210 | 0.642 | 0.083 | 0.142 | cs | 50 | 0.00403 | LV
NAYY 4x120 SE | 264 | 0.225 | 0.08 | 0.242 | cs | 120 | 0.00403 | LV
NAYY 4x150 SE | 261 | 0.208 | 0.08 | 0.27 | cs | 150 | 0.00403 | LV
NA2XS2Y 1x95 RM/25 12/20 kV | 216 | 0.313 | 0.132 | 0.252 | cs | 95 | 0.00403 | MV
NA2XS2Y 1x185 RM/25 12/20 kV | 273 | 0.161 | 0.117 | 0.362 | cs | 185 | 0.00403 | MV
NA2XS2Y 1x240 RM/25 12/20 kV | 304 | 0.122 | 0.112 | 0.421 | cs | 240 | 0.00403 | MV
NA2XS2Y 1x95 RM/25 6/10 kV | 315 | 0.313 | 0.123 | 0.249 | cs | 95 | 0.00403 | MV
NA2XS2Y 1x185 RM/25 6/10 kV | 406 | 0.161 | 0.11 | 0.358 | cs | 185 | 0.00403 | MV
NA2XS2Y 1x240 RM/25 6/10 kV | 456 | 0.122 | 0.105 | 0.416 | cs | 240 | 0.00403 | MV
NA2XS2Y 1x150 RM/25 12/20 kV | 250 | 0.206 | 0.116 | 0.319 | cs | 150 | 0.00403 | MV
NA2XS2Y 1x120 RM/25 12/20 kV | 230 | 0.253 | 0.119 | 0.283 | cs | 120 | 0.00403 | MV
NA2XS2Y 1x70 RM/25 12/20 kV | 190 | 0.443 | 0.132 | 0.22 | cs | 70 | 0.00403 | MV
NA2XS2Y 1x150 RM/25 6/10 kV | 360 | 0.206 | 0.11 | 0.315 | cs | 150 | 0.00403 | MV
NA2XS2Y 1x120 RM/25 6/10 kV | 340 | 0.253 | 0.113 | 0.28 | cs | 120 | 0.00403 | MV
NA2XS2Y 1x70 RM/25 6/10 kV | 280 | 0.443 | 0.123 | 0.217 | cs | 70 | 0.00403 | MV
N2XS(FL)2Y 1x120 RM/35 64/110 kV | 112 | 0.153 | 0.166 | 0.366 | cs | 120 | 0.00393 | HV
N2XS(FL)2Y 1x185 RM/35 64/110 kV | 125 | 0.099 | 0.156 | 0.457 | cs | 185 | 0.00393 | HV
N2XS(FL)2Y 1x240 RM/35 64/110 kV | 135 | 0.075 | 0.149 | 0.526 | cs | 240 | 0.00393 | HV
N2XS(FL)2Y 1x300 RM/35 64/110 kV | 144 | 0.06 | 0.144 | 0.588 | cs | 300 | 0.00393 | HV
15-AL1/3-ST1A 0.4 | 11 | 1.8769 | 0.35 | 0.105 | ol | 16 | 0.00403 | LV
24-AL1/4-ST1A 0.4 | 11.25 | 1.2012 | 0.335 | 0.14 | ol | 24 | 0.00403 | LV
48-AL1/8-ST1A 0.4 | 12.2 | 0.5939 | 0.3 | 0.21 | ol | 48 | 0.00403 | LV
94-AL1/15-ST1A 0.4 | 13.2 | 0.306 | 0.29 | 0.35 | ol | 94 | 0.00403 | LV
34-AL1/6-ST1A 10.0 | 9.7 | 0.8342 | 0.36 | 0.17 | ol | 34 | 0.00403 | MV
48-AL1/8-ST1A 10.0 | 10.1 | 0.5939 | 0.35 | 0.21 | ol | 48 | 0.00403 | MV
70-AL1/11-ST1A 10.0 | 10.4 | 0.4132 | 0.339 | 0.29 | ol | 70 | 0.00403 | MV
94-AL1/15-ST1A 10.0 | 10.75 | 0.306 | 0.33 | 0.35 | ol | 94 | 0.00403 | MV
122-AL1/20-ST1A 10.0 | 11.1 | 0.2376 | 0.323 | 0.41 | ol | 122 | 0.00403 | MV
149-AL1/24-ST1A 10.0 | 11.25 | 0.194 | 0.315 | 0.47 | ol | 149 | 0.00403 | MV
34-AL1/6-ST1A 20.0 | 9.15 | 0.8342 | 0.382 | 0.17 | ol | 34 | 0.00403 | MV
48-AL1/8-ST1A 20.0 | 9.5 | 0.5939 | 0.372 | 0.21 | ol | 48 | 0.00403 | MV
70-AL1/11-ST1A 20.0 | 9.7 | 0.4132 | 0.36 | 0.29 | ol | 70 | 0.00403 | MV
94-AL1/15-ST1A 20.0 | 10 | 0.306 | 0.35 | 0.35 | ol | 94 | 0.00403 | MV
122-AL1/20-ST1A 20.0 | 10.3 | 0.2376 | 0.344 | 0.41 | ol | 122 | 0.00403 | MV
149-AL1/24-ST1A 20.0 | 10.5 | 0.194 | 0.337 | 0.47 | ol | 149 | 0.00403 | MV
184-AL1/30-ST1A 20.0 | 10.75 | 0.1571 | 0.33 | 0.535 | ol | 184 | 0.00403 | MV
243-AL1/39-ST1A 20.0 | 11 | 0.1188 | 0.32 | 0.645 | ol | 243 | 0.00403 | MV
48-AL1/8-ST1A 110.0 | 8 | 0.5939 | 0.46 | 0.21 | ol | 48 | 0.00403 | HV
70-AL1/11-ST1A 110.0 | 8.4 | 0.4132 | 0.45 | 0.29 | ol | 70 | 0.00403 | HV
94-AL1/15-ST1A 110.0 | 8.65 | 0.306 | 0.44 | 0.35 | ol | 94 | 0.00403 | HV
122-AL1/20-ST1A 110.0 | 8.5 | 0.2376 | 0.43 | 0.41 | ol | 122 | 0.00403 | HV
149-AL1/24-ST1A 110.0 | 8.75 | 0.194 | 0.41 | 0.47 | ol | 149 | 0.00403 | HV
184-AL1/30-ST1A 110.0 | 8.8 | 0.1571 | 0.4 | 0.535 | ol | 184 | 0.00403 | HV
243-AL1/39-ST1A 110.0 | 9 | 0.1188 | 0.39 | 0.645 | ol | 243 | 0.00403 | HV
305-AL1/39-ST1A 110.0 | 9.2 | 0.0949 | 0.38 | 0.74 | ol | 305 | 0.00403 | HV
490-AL1/64-ST1A 110.0 | 9.75 | 0.059 | 0.37 | 0.96 | ol | 490 | 0.00403 | HV
679-AL1/86-ST1A 110.0 | 9.95 | 0.042 | 0.36 | 1.15 | ol | 679 | 0.00403 | HV
490-AL1/64-ST1A 220.0 | 10 | 0.059 | 0.285 | 0.96 | ol | 490 | 0.00403 | HV
679-AL1/86-ST1A 220.0 | 11.7 | 0.042 | 0.275 | 1.15 | ol | 679 | 0.00403 | HV
490-AL1/64-ST1A 380.0 | 11 | 0.059 | 0.253 | 0.96 | ol | 490 | 0.00403 | HV
679-AL1/86-ST1A 380.0 | 14.6 | 0.042 | 0.25 | 1.15 | ol | 679 | 0.00403 | HV

## trafo_std_types
| i0_percent | pfe_kw | vkr_percent | sn_mva | vn_lv_kv | vn_hv_kv | vk_percent | shift_degree | vector_group | tap_side | tap_neutral | tap_min | tap_max | tap_step_degree | tap_step_percent | tap_phase_shifter
160 MVA 380/110 kV | 0.06 | 60 | 0.25 | 160 | 110 | 380 | 12.2 | 0 | Yy0 | hv | 0 | -9 | 9 | 0 | 1.5 | FALSE
100 MVA 220/110 kV | 0.06 | 55 | 0.26 | 100 | 110 | 220 | 12 | 0 | Yy0 | hv | 0 | -9 | 9 | 0 | 1.5 | FALSE
63 MVA 110/20 kV | 0.04 | 22 | 0.32 | 63 | 20 | 110 | 18 | 150 | YNd5 | hv | 0 | -9 | 9 | 0 | 1.5 | FALSE
40 MVA 110/20 kV | 0.05 | 18 | 0.34 | 40 | 20 | 110 | 16.2 | 150 | YNd5 | hv | 0 | -9 | 9 | 0 | 1.5 | FALSE
25 MVA 110/20 kV | 0.07 | 14 | 0.41 | 25 | 20 | 110 | 12 | 150 | YNd5 | hv | 0 | -9 | 9 | 0 | 1.5 | FALSE
63 MVA 110/10 kV | 0.04 | 22 | 0.32 | 63 | 10 | 110 | 18 | 150 | YNd5 | hv | 0 | -9 | 9 | 0 | 1.5 | FALSE
40 MVA 110/10 kV | 0.05 | 18 | 0.34 | 40 | 10 | 110 | 16.2 | 150 | YNd5 | hv | 0 | -9 | 9 | 0 | 1.5 | FALSE
25 MVA 110/10 kV | 0.07 | 14 | 0.41 | 25 | 10 | 110 | 12 | 150 | YNd5 | hv | 0 | -9 | 9 | 0 | 1.5 | FALSE
0.25 MVA 20/0.4 kV | 0.32 | 0.8 | 1.44 | 0.25 | 0.4 | 20 | 6 | 150 | Yzn5 | hv | 0 | -2 | 2 | 0 | 2.5 | FALSE
0.4 MVA 20/0.4 kV | 0.3375 | 1.35 | 1.425 | 0.4 | 0.4 | 20 | 6 | 150 | Dyn5 | hv | 0 | -2 | 2 | 0 | 2.5 | FALSE
0.63 MVA 20/0.4 kV | 0.2619 | 1.65 | 1.206 | 0.63 | 0.4 | 20 | 6 | 150 | Dyn5 | hv | 0 | -2 | 2 | 0 | 2.5 | FALSE
0.25 MVA 10/0.4 kV | 0.24 | 0.6 | 1.2 | 0.25 | 0.4 | 10 | 4 | 150 | Dyn5 | hv | 0 | -2 | 2 | 0 | 2.5 | FALSE
0.4 MVA 10/0.4 kV | 0.2375 | 0.95 | 1.325 | 0.4 | 0.4 | 10 | 4 | 150 | Dyn5 | hv | 0 | -2 | 2 | 0 | 2.5 | FALSE
0.63 MVA 10/0.4 kV | 0.1873 | 1.18 | 1.0794 | 0.63 | 0.4 | 10 | 4 | 150 | Dyn5 | hv | 0 | -2 | 2 | 0 | 2.5 | FALSE

## trafo3w_std_types
| sn_hv_mva | sn_mv_mva | sn_lv_mva | vn_hv_kv | vn_mv_kv | vn_lv_kv | vk_hv_percent | vk_mv_percent | vk_lv_percent | vkr_hv_percent | vkr_mv_percent | vkr_lv_percent | pfe_kw | i0_percent | shift_mv_degree | shift_lv_degree | vector_group | tap_side | tap_neutral | tap_min | tap_max | tap_step_percent
63/25/38 MVA 110/20/10 kV | 63 | 25 | 38 | 110 | 20 | 10 | 10.4 | 10.4 | 10.4 | 0.28 | 0.32 | 0.35 | 35 | 0.89 | 0 | 0 | YN0yn0yn0 | hv | 0 | -10 | 10 | 1.2
63/25/38 MVA 110/10/10 kV | 63 | 25 | 38 | 110 | 10 | 10 | 10.4 | 10.4 | 10.4 | 0.28 | 0.32 | 0.35 | 35 | 0.89 | 0 | 0 | YN0yn0yn0 | hv | 0 | -10 | 10 | 1.2

## fuse_std_types
| fuse_type | i_rated_a | t_avg | t_min | t_total | x_avg | x_min | x_total
HV 100A | HV 100A | 100 | 0 | [10.0, 3.64, 0.854, 0.281, 0.1, 0.0531, 0.022, 0.01] | [10.0, 4.267, 1.21, 0.403, 0.1, 0.058, 0.022, 0.01] | 0 | [300.0, 350.0, 450.0, 550.0, 700.0, 850.0, 1200.0, 1752.0] | [600.0, 700.0, 900.0, 1150.0, 1665.0, 2000.0, 3000.0, 4313.0]
HV 10A | HV 10A | 10 | 0 | [10.0, 1675.0, 0.344, 0.156, 0.1, 0.0417, 0.0171, 0.01] | [10.0, 1.3, 0.3, 0.155, 0.1, 0.0555, 0.023, 0.01] | 0 | [30.0, 32.0, 35.0, 37.0, 39.0, 50.0, 70.0, 88.0] | [60.0, 70.0, 80.0, 87.0, 94.0, 110.0, 150.0, 216.0]
HV 125A | HV 125A | 125 | 0 | [10.0, 1.82, 0.344, 0.1, 0.0467, 0.0269, 0.01] | [10.0, 2.478, 0.426, 0.1, 0.0427, 0.0211, 0.01] | 0 | [375.0, 500.0, 700.0, 925.0, 1200.0, 1500.0, 2341.0] | [750.0, 1000.0, 1500.0, 2200.0, 3000.0, 4000.0, 5765.0]
HV 160A | HV 160A | 160 | 0 | [10.0, 4.15, 1.03, 0.198, 0.1, 0.051, 0.0172, 0.01] | [10.0, 2.3, 0.734, 0.274, 0.1, 0.046, 0.0177, 0.01] | 0 | [480.0, 550.0, 700.0, 1000.0, 1260.0, 1600.0, 2500.0, 3227.0] | [960.0, 1300.0, 1700.0, 2200.0, 2996.0, 4000.0, 6000.0, 7946.0]
HV 16A | HV 16A | 16 | 0 | [10.0, 0.352, 0.164, 0.1, 0.0649, 0.0342, 0.01] | [10.0, 2.34, 0.722, 0.181, 0.1, 0.055, 0.0296, 0.01] | 0 | [48.0, 60.0, 65.0, 71.0, 80.0, 100.0, 162.0] | [96.0, 110.0, 125.0, 150.0, 168.0, 200.0, 250.0, 398.0]
HV 200A | HV 200A | 200 | 0 | [10.0, 4.267, 1.21, 0.403, 0.1, 0.058, 0.022, 0.01] | [10.0, 3.73, 1.654, 0.328, 0.1, 0.0531, 0.019, 0.01] | 0 | [600.0, 700.0, 900.0, 1150.0, 1665.0, 2000.0, 3000.0, 4313.0] | [1200.0, 1500.0, 1800.0, 2700.0, 3960.0, 5000.0, 7500.0, 10620.0]
HV 20A | HV 20A | 20 | 0 | [10.0, 1.3, 0.3, 0.155, 0.1, 0.0555, 0.023, 0.01] | [10.0, 1.3, 0.161, 0.1, 0.0611, 0.0399, 0.0141, 0.01] | 0 | [60.0, 70.0, 80.0, 87.0, 94.0, 110.0, 150.0, 216.0] | [120.0, 150.0, 200.0, 223.0, 260.0, 300.0, 450.0, 532.0]
HV 25A | HV 25A | 25 | 0 | [10.0, 2.512, 0.833, 0.299, 0.1, 0.0372, 0.0223, 0.01] | [10.0, 3.125, 0.597, 0.198, 0.1, 0.0378, 0.022, 0.01] | 0 | [75.0, 82.0, 90.0, 100.0, 124.0, 170.0, 200.0, 289.0] | [150.0, 170.0, 210.0, 250.0, 294.0, 400.0, 500.0, 711.0]
HV 31.5A | HV 31.5A | 31.5 | 0 | [10.0, 2.34, 0.722, 0.181, 0.1, 0.055, 0.0296, 0.01] | [10.0, 2.84, 0.368, 0.164, 0.1, 0.0621, 0.0378, 0.0195, 0.01] | 0 | [95.0, 110.0, 125.0, 150.0, 165.0, 200.0, 250.0, 390.0] | [189.0, 220.0, 300.0, 350.0, 393.0, 450.0, 530.0, 700.0, 960.0]
HV 40A | HV 40A | 40 | 0 | [10.0, 1.3, 0.161, 0.1, 0.0611, 0.0399, 0.0141, 0.01] | [10.0, 2.05, 0.369, 0.198, 0.1, 0.051, 0.0298, 0.01] | 0 | [120.0, 150.0, 200.0, 223.0, 260.0, 300.0, 450.0, 532.0] | [240.0, 300.0, 400.0, 450.0, 530.0, 650.0, 800.0, 1311.0]
HV 50A | HV 50A | 50 | 0 | [10.0, 3.215, 0.597, 0.198, 0.1, 0.0378, 0.022, 0.01] | [10.0, 3.64, 0.854, 0.281, 0.1, 0.0531, 0.022, 0.01] | 0 | [150.0, 170.0, 210.0, 250.0, 294.0, 400.0, 500.0, 711.0] | [300.0, 350.0, 450.0, 550.0, 700.0, 850.0, 1200.0, 1752.0]
HV 6.3A | HV 6.3A | 6.3 | 0 | [10.0, 1.39, 0.344, 0.168, 0.1, 0.056, 0.0263, 0.01] | [10.0, 1.711, 0.516, 0.198, 0.1, 0.0634, 0.0303, 0.01] | 0 | [19.0, 19.5, 20.4, 20.8, 22.0, 25.0, 32.0, 48.0] | [38.0, 40.0, 43.0, 48.0, 53.0, 60.0, 75.0, 118.0]
HV 63A | HV 63A | 63 | 0 | [10.0, 2.84, 0.368, 0.164, 0.1, 0.0621, 0.0378, 0.0195, 0.01] | [10.0, 1.82, 0.344, 0.1, 0.0467, 0.0269, 0.01] | 0 | [189.0, 220.0, 300.0, 350.0, 393.0, 450.0, 530.0, 700.0, 961.0] | [378.0, 500.0, 700.0, 934.0, 1200.0, 1500.0, 2366.0]
HV 80A | HV 80A | 80 | 0 | [10.0, 2.05, 0.369, 0.198, 0.1, 0.051, 0.0298, 0.01] | [10.0, 4.15, 1.03, 0.198, 0.1, 0.051, 0.0172, 0.01] | 0 | [240.0, 300.0, 400.0, 450.0, 530.0, 650.0, 800.0, 1311.0] | [480.0, 550.0, 700.0, 1000.0, 1260.0, 1600.0, 2500.0, 3227.0]
Siemens NH-1-100 | Siemens NH-1-100 | 100 | [5400.0, 2000.0, 400.0, 20.0, 1.0, 0.2, 0.012, 0.004] | 0 | 0 | [150.0, 190.0, 250.0, 430.0, 900.0, 1250.0, 2700.0, 3600.0] | 0 | 0
Siemens NH-1-125 | Siemens NH-1-125 | 125 | [4800.0, 120.0, 7.0, 0.1, 0.004] | 0 | 0 | [180.0, 400.0, 740.0, 2000.0, 4250.0] | 0 | 0
Siemens NH-1-16 | Siemens NH-1-16 | 16 | [4000.0, 400.0, 2.0, 0.1, 0.04, 0.01] | 0 | 0 | [26.0, 35.0, 75.0, 150.0, 200.0, 300.0] | 0 | 0
Siemens NH-1-160 | Siemens NH-1-160 | 160 | [4800.0, 120.0, 7.0, 0.1, 0.004] | 0 | 0 | [210.0, 500.0, 900.0, 2300.0, 5000.0] | 0 | 0
Siemens NH-1-25 | Siemens NH-1-25 | 25 | [4000.0, 1000.0, 10.0, 0.2, 0.02, 0.01] | 0 | 0 | [40.0, 50.0, 100.0, 210.0, 400.0, 500.0] | 0 | 0
Siemens NH-1-50 | Siemens NH-1-50 | 50 | [4000.0, 40.0, 4.0, 1.0, 0.02, 0.01] | 0 | 0 | [86.0, 200.0, 300.0, 400.0, 1000.0, 1280.0] | 0 | 0
Siemens NH-1-63 | Siemens NH-1-63 | 63 | [4000.0, 100.0, 10.0, 2.0, 0.04, 0.01] | 0 | 0 | [100.0, 200.0, 300.0, 400.0, 1000.0, 1500.0] | 0 | 0
Siemens NH-1-80 | Siemens NH-1-80 | 80 | [4800.0, 120.0, 7.0, 0.1, 0.01] | 0 | 0 | [150.58, 250.0, 450.0, 1150.0, 2470.0] | 0 | 0
Siemens NH-2-1000 | Siemens NH-2-1000 | 1000 | [4800.0, 120.0, 7.0, 0.1, 0.004] | 0 | 0 | [1900.0, 3500.0, 8400.0, 24000.0, 52000.0] | 0 | 0
Siemens NH-2-200 | Siemens NH-2-200 | 200 | [4800.0, 120.0, 7.0, 0.1, 0.004] | 0 | 0 | [280.0, 650.0, 1200.0, 3000.0, 7000.0] | 0 | 0
Siemens NH-2-224 | Siemens NH-2-224 | 224 | [4800.0, 120.0, 7.0, 0.2, 0.04, 0.004] | 0 | 0 | [400.0, 750.0, 1453.0, 3025.0, 4315.0, 7600.0] | 0 | 0
Siemens NH-2-250 | Siemens NH-2-250 | 250 | [4800.0, 120.0, 7.0, 0.1, 0.004] | 0 | 0 | [450.0, 800.0, 1650.0, 4000.0, 8500.0] | 0 | 0
Siemens NH-2-315 | Siemens NH-2-315 | 315 | [4800.0, 120.0, 7.0, 0.1, 0.004] | 0 | 0 | [550.0, 920.0, 1900.0, 5000.0, 11000.0] | 0 | 0
Siemens NH-2-355 | Siemens NH-2-355 | 355 | [4800.0, 120.0, 6.0, 0.1, 0.004] | 0 | 0 | [650.0, 1116.27, 2350.0, 5840.0, 12790.0] | 0 | 0
Siemens NH-2-400 | Siemens NH-2-400 | 400 | [4800.0, 120.0, 7.0, 0.1, 0.004] | 0 | 0 | [720.0, 1350.0, 2800.0, 6500.0, 15000.0] | 0 | 0
Siemens NH-2-425 | Siemens NH-2-425 | 425 | [4800.0, 120.0, 7.0, 0.1, 0.004] | 0 | 0 | [850.0, 1500.0, 3050.0, 7500.0, 16500.0] | 0 | 0
Siemens NH-2-630 | Siemens NH-2-630 | 630 | [4800.0, 120.0, 7.0, 0.1, 0.004] | 0 | 0 | [1200.0, 2000.0, 4800.0, 12000.0, 26000.0] | 0 | 0

## dtypes
| element | column | dtype
0 | bus | name | object
1 | bus | vn_kv | float64
2 | bus | type | object
3 | bus | zone | object
4 | bus | in_service | bool
5 | load | name | object
6 | load | bus | uint32
7 | load | p_mw | float64
8 | load | q_mvar | float64
9 | load | const_z_percent | float64
10 | load | const_i_percent | float64
11 | load | sn_mva | float64
12 | load | scaling | float64
13 | load | in_service | bool
14 | load | type | object
15 | ext_grid | name | object
16 | ext_grid | bus | uint32
17 | ext_grid | vm_pu | float64
18 | ext_grid | va_degree | float64
19 | ext_grid | slack_weight | float64
20 | ext_grid | in_service | bool
21 | line | name | object
22 | line | std_type | object
23 | line | from_bus | uint32
24 | line | to_bus | uint32
25 | line | length_km | float64
26 | line | r_ohm_per_km | float64
27 | line | x_ohm_per_km | float64
28 | line | c_nf_per_km | float64
29 | line | g_us_per_km | float64
30 | line | max_i_ka | float64
31 | line | df | float64
32 | line | parallel | uint32
33 | line | type | object
34 | line | in_service | bool
35 | trafo | name | object
36 | trafo | std_type | object
37 | trafo | hv_bus | uint32
38 | trafo | lv_bus | uint32
39 | trafo | sn_mva | float64
40 | trafo | vn_hv_kv | float64
41 | trafo | vn_lv_kv | float64
42 | trafo | vk_percent | float64
43 | trafo | vkr_percent | float64
44 | trafo | pfe_kw | float64
45 | trafo | i0_percent | float64
46 | trafo | shift_degree | float64
47 | trafo | tap_side | object
48 | trafo | tap_neutral | int32
49 | trafo | tap_min | int32
50 | trafo | tap_max | int32
51 | trafo | tap_step_percent | float64
52 | trafo | tap_step_degree | float64
53 | trafo | tap_pos | int32
54 | trafo | tap_phase_shifter | bool
55 | trafo | parallel | uint32
56 | trafo | df | float64
57 | trafo | in_service | bool
58 | line_geodata | coords | object
59 | bus_geodata | x | float64
60 | bus_geodata | y | float64
61 | bus_geodata | coords | object

## parameters
| version | format_version | converged | OPF_converged | name | f_hz | sn_mva
0 | 2.14.6 | 2.14.0 | FALSE | FALSE |  | 50 | 1