## bus
| name | vn_kv | type | zone | in_service
0 | bus_LV_4816-5_0_4_node_0 | 0.4 | n |  | TRUE
1 | bus_LV_4816-5_0_4_node_1 | 0.4 | n |  | TRUE
2 | bus_LV_4816-5_0_4_node_2 | 0.4 | n |  | TRUE
3 | bus_LV_4816-5_0_4_node_3 | 0.4 | n |  | TRUE
4 | bus_LV_4816-5_0_4_node_4 | 0.4 | n |  | TRUE
5 | bus_LV_4816-5_0_4_node_123 | 0.4 | n |  | TRUE
6 | bus_LV_4816-5_0_4_node_124 | 0.4 | n |  | TRUE
7 | bus_LV_4816-5_0_4_node_114 | 0.4 | n |  | TRUE
8 | bus_LV_4816-5_0_4_node_151 | 0.4 | n |  | TRUE
9 | bus_LV_4816-5_0_4_node_115 | 0.4 | n |  | TRUE
10 | bus_LV_4816-5_0_4_node_59 | 0.4 | n |  | TRUE
11 | bus_LV_4816-5_0_4_node_116 | 0.4 | n |  | TRUE
12 | bus_LV_4816-5_0_4_node_5 | 0.4 | n |  | TRUE
13 | bus_LV_4816-5_0_4_node_6 | 0.4 | n |  | TRUE
14 | bus_LV_4816-5_0_4_node_7 | 0.4 | n |  | TRUE
15 | bus_LV_4816-5_0_4_node_8 | 0.4 | n |  | TRUE
16 | bus_LV_4816-5_0_4_node_9 | 0.4 | n |  | TRUE
17 | bus_LV_4816-5_0_4_node_10 | 0.4 | n |  | TRUE
18 | bus_LV_4816-5_0_4_node_84 | 0.4 | n |  | TRUE
19 | bus_LV_4816-5_0_4_node_35 | 0.4 | n |  | TRUE
20 | bus_LV_4816-5_0_4_node_31 | 0.4 | n |  | TRUE
21 | bus_LV_4816-5_0_4_node_68 | 0.4 | n |  | TRUE
22 | bus_LV_4816-5_0_4_node_89 | 0.4 | n |  | TRUE
23 | bus_LV_4816-5_0_4_node_135 | 0.4 | n |  | TRUE
24 | bus_LV_4816-5_0_4_node_33 | 0.4 | n |  | TRUE
25 | bus_LV_4816-5_0_4_node_32 | 0.4 | n |  | TRUE
26 | bus_LV_4816-5_0_4_node_69 | 0.4 | n |  | TRUE
27 | bus_LV_4816-5_0_4_node_70 | 0.4 | n |  | TRUE
28 | bus_LV_4816-5_0_4_node_11 | 0.4 | n |  | TRUE
29 | bus_LV_4816-5_0_4_node_12 | 0.4 | n |  | TRUE
30 | bus_LV_4816-5_0_4_node_13 | 0.4 | n |  | TRUE
31 | bus_LV_4816-5_0_4_node_14 | 0.4 | n |  | TRUE
32 | bus_LV_4816-5_0_4_node_15 | 0.4 | n |  | TRUE
33 | bus_LV_4816-5_0_4_node_58 | 0.4 | n |  | TRUE
34 | bus_LV_4816-5_0_4_node_98 | 0.4 | n |  | TRUE
35 | bus_LV_4816-5_0_4_node_104 | 0.4 | n |  | TRUE
36 | bus_LV_4816-5_0_4_node_40 | 0.4 | n |  | TRUE
37 | bus_LV_4816-5_0_4_node_97 | 0.4 | n |  | TRUE
38 | bus_LV_4816-5_0_4_node_106 | 0.4 | n |  | TRUE
39 | bus_LV_4816-5_0_4_node_16 | 0.4 | n |  | TRUE
40 | bus_LV_4816-5_0_4_node_17 | 0.4 | n |  | TRUE
41 | bus_LV_4816-5_0_4_node_18 | 0.4 | n |  | TRUE
42 | bus_LV_4816-5_0_4_node_111 | 0.4 | n |  | TRUE
43 | bus_LV_4816-5_0_4_node_19 | 0.4 | n |  | TRUE
44 | bus_LV_4816-5_0_4_node_112 | 0.4 | n |  | TRUE
45 | bus_LV_4816-5_0_4_node_42 | 0.4 | n |  | TRUE
46 | bus_LV_4816-5_0_4_node_43 | 0.4 | n |  | TRUE
47 | bus_LV_4816-5_0_4_node_20 | 0.4 | n |  | TRUE
48 | bus_LV_4816-5_0_4_node_21 | 0.4 | n |  | TRUE
49 | bus_LV_4816-5_0_4_node_23 | 0.4 | n |  | TRUE
50 | bus_LV_4816-5_0_4_node_22 | 0.4 | n |  | TRUE
51 | bus_LV_4816-5_0_4_node_24 | 0.4 | n |  | TRUE
52 | bus_LV_4816-5_0_4_node_138 | 0.4 | n |  | TRUE
53 | bus_LV_4816-5_0_4_node_25 | 0.4 | n |  | TRUE
54 | bus_LV_4816-5_0_4_node_26 | 0.4 | n |  | TRUE
55 | bus_LV_4816-5_0_4_node_85 | 0.4 | n |  | TRUE
56 | bus_LV_4816-5_0_4_node_54 | 0.4 | n |  | TRUE
57 | bus_LV_4816-5_0_4_node_27 | 0.4 | n |  | TRUE
58 | bus_LV_4816-5_0_4_node_28 | 0.4 | n |  | TRUE
59 | bus_LV_4816-5_0_4_node_29 | 0.4 | n |  | TRUE
60 | bus_LV_4816-5_0_4_node_30 | 0.4 | n |  | TRUE
61 | bus_LV_4816-5_0_4_node_55 | 0.4 | n |  | TRUE
62 | bus_LV_4816-5_0_4_node_56 | 0.4 | n |  | TRUE
63 | bus_LV_4816-5_0_4_node_34 | 0.4 | n |  | TRUE
64 | bus_LV_4816-5_0_4_node_143 | 0.4 | n |  | TRUE
65 | bus_LV_4816-5_0_4_node_141 | 0.4 | n |  | TRUE
66 | bus_LV_4816-5_0_4_node_160 | 0.4 | n |  | TRUE
67 | bus_LV_4816-5_0_4_node_36 | 0.4 | n |  | TRUE
68 | bus_LV_4816-5_0_4_node_37 | 0.4 | n |  | TRUE
69 | bus_LV_4816-5_0_4_node_38 | 0.4 | n |  | TRUE
70 | bus_LV_4816-5_0_4_node_39 | 0.4 | n |  | TRUE
71 | bus_LV_4816-5_0_4_node_41 | 0.4 | n |  | TRUE
72 | bus_LV_4816-5_0_4_node_147 | 0.4 | n |  | TRUE
73 | bus_LV_4816-5_0_4_node_158 | 0.4 | n |  | TRUE
74 | bus_LV_4816-5_0_4_node_159 | 0.4 | n |  | TRUE
75 | bus_LV_4816-5_0_4_node_44 | 0.4 | n |  | TRUE
76 | bus_LV_4816-5_0_4_node_45 | 0.4 | n |  | TRUE
77 | bus_LV_4816-5_0_4_node_46 | 0.4 | n |  | TRUE
78 | bus_LV_4816-5_0_4_node_47 | 0.4 | n |  | TRUE
79 | bus_LV_4816-5_0_4_node_48 | 0.4 | n |  | TRUE
80 | bus_LV_4816-5_0_4_node_134 | 0.4 | n |  | TRUE
81 | bus_LV_4816-5_0_4_node_131 | 0.4 | n |  | TRUE
82 | bus_LV_4816-5_0_4_node_136 | 0.4 | n |  | TRUE
83 | bus_LV_4816-5_0_4_node_49 | 0.4 | n |  | TRUE
84 | bus_LV_4816-5_0_4_node_50 | 0.4 | n |  | TRUE
85 | bus_LV_4816-5_0_4_node_51 | 0.4 | n |  | TRUE
86 | bus_LV_4816-5_0_4_node_52 | 0.4 | n |  | TRUE
87 | bus_LV_4816-5_0_4_node_53 | 0.4 | n |  | TRUE
88 | bus_LV_4816-5_0_4_node_71 | 0.4 | n |  | TRUE
89 | bus_LV_4816-5_0_4_node_152 | 0.4 | n |  | TRUE
90 | bus_LV_4816-5_0_4_node_144 | 0.4 | n |  | TRUE
91 | bus_LV_4816-5_0_4_node_153 | 0.4 | n |  | TRUE
92 | bus_LV_4816-5_0_4_node_154 | 0.4 | n |  | TRUE
93 | bus_LV_4816-5_0_4_node_57 | 0.4 | n |  | TRUE
94 | bus_LV_4816-5_0_4_node_75 | 0.4 | n |  | TRUE
95 | bus_LV_4816-5_0_4_node_73 | 0.4 | n |  | TRUE
96 | bus_LV_4816-5_0_4_node_60 | 0.4 | n |  | TRUE
97 | bus_LV_4816-5_0_4_node_61 | 0.4 | n |  | TRUE
98 | bus_LV_4816-5_0_4_node_65 | 0.4 | n |  | TRUE
99 | bus_LV_4816-5_0_4_node_66 | 0.4 | n |  | TRUE
100 | bus_LV_4816-5_0_4_node_67 | 0.4 | n |  | TRUE
101 | bus_LV_4816-5_0_4_node_64 | 0.4 | n |  | TRUE
102 | bus_LV_4816-5_0_4_node_127 | 0.4 | n |  | TRUE
103 | bus_LV_4816-5_0_4_node_82 | 0.4 | n |  | TRUE
104 | bus_LV_4816-5_0_4_node_99 | 0.4 | n |  | TRUE
105 | bus_LV_4816-5_0_4_node_129 | 0.4 | n |  | TRUE
106 | bus_LV_4816-5_0_4_node_62 | 0.4 | n |  | TRUE
107 | bus_LV_4816-5_0_4_node_63 | 0.4 | n |  | TRUE
108 | bus_LV_4816-5_0_4_node_83 | 0.4 | n |  | TRUE
109 | bus_LV_4816-5_0_4_node_103 | 0.4 | n |  | TRUE
110 | bus_LV_4816-5_0_4_node_105 | 0.4 | n |  | TRUE
111 | bus_LV_4816-5_0_4_node_102 | 0.4 | n |  | TRUE
112 | bus_LV_4816-5_0_4_node_126 | 0.4 | n |  | TRUE
113 | bus_LV_4816-5_0_4_node_100 | 0.4 | n |  | TRUE
114 | bus_LV_4816-5_0_4_node_140 | 0.4 | n |  | TRUE
115 | bus_LV_4816-5_0_4_node_145 | 0.4 | n |  | TRUE
116 | bus_LV_4816-5_0_4_node_146 | 0.4 | n |  | TRUE
117 | bus_LV_4816-5_0_4_node_72 | 0.4 | n |  | TRUE
118 | bus_LV_4816-5_0_4_node_74 | 0.4 | n |  | TRUE
119 | bus_LV_4816-5_0_4_node_76 | 0.4 | n |  | TRUE
120 | bus_LV_4816-5_0_4_node_148 | 0.4 | n |  | TRUE
121 | bus_LV_4816-5_0_4_node_149 | 0.4 | n |  | TRUE
122 | bus_LV_4816-5_0_4_node_77 | 0.4 | n |  | TRUE
123 | bus_LV_4816-5_0_4_node_78 | 0.4 | n |  | TRUE
124 | bus_LV_4816-5_0_4_node_79 | 0.4 | n |  | TRUE
125 | bus_LV_4816-5_0_4_node_80 | 0.4 | n |  | TRUE
126 | bus_LV_4816-5_0_4_node_81 | 0.4 | n |  | TRUE
127 | bus_LV_4816-5_0_4_node_125 | 0.4 | n |  | TRUE
128 | bus_LV_4816-5_0_4_node_86 | 0.4 | n |  | TRUE
129 | bus_LV_4816-5_0_4_node_87 | 0.4 | n |  | TRUE
130 | bus_LV_4816-5_0_4_node_90 | 0.4 | n |  | TRUE
131 | bus_LV_4816-5_0_4_node_88 | 0.4 | n |  | TRUE
132 | bus_LV_4816-5_0_4_node_122 | 0.4 | n |  | TRUE
133 | bus_LV_4816-5_0_4_node_128 | 0.4 | n |  | TRUE
134 | bus_LV_4816-5_0_4_node_110 | 0.4 | n |  | TRUE
135 | bus_LV_4816-5_0_4_node_91 | 0.4 | n |  | TRUE
136 | bus_LV_4816-5_0_4_node_92 | 0.4 | n |  | TRUE
137 | bus_LV_4816-5_0_4_node_93 | 0.4 | n |  | TRUE
138 | bus_LV_4816-5_0_4_node_94 | 0.4 | n |  | TRUE
139 | bus_LV_4816-5_0_4_node_95 | 0.4 | n |  | TRUE
140 | bus_LV_4816-5_0_4_node_96 | 0.4 | n |  | TRUE
141 | bus_LV_4816-5_0_4_node_132 | 0.4 | n |  | TRUE
142 | bus_LV_4816-5_0_4_node_133 | 0.4 | n |  | TRUE
143 | bus_LV_4816-5_0_4_node_109 | 0.4 | n |  | TRUE
144 | bus_LV_4816-5_0_4_node_107 | 0.4 | n |  | TRUE
145 | bus_LV_4816-5_0_4_node_121 | 0.4 | n |  | TRUE
146 | bus_LV_4816-5_0_4_node_156 | 0.4 | n |  | TRUE
147 | bus_LV_4816-5_0_4_node_108 | 0.4 | n |  | TRUE
148 | bus_LV_4816-5_0_4_node_117 | 0.4 | n |  | TRUE
149 | bus_LV_4816-5_0_4_node_118 | 0.4 | n |  | TRUE
150 | bus_LV_4816-5_0_4_node_119 | 0.4 | n |  | TRUE
151 | bus_LV_4816-5_0_4_node_120 | 0.4 | n |  | TRUE
152 | bus_LV_4816-5_0_4_node_150 | 0.4 | n |  | TRUE
153 | bus_LV_4816-5_0_4_node_168 | 0.4 | n |  | TRUE
154 | bus_LV_4816-5_0_4_node_157 | 0.4 | n |  | TRUE
155 | bus_LV_4816-5_0_4_node_139 | 0.4 | n |  | TRUE
156 | bus_LV_4816-5_0_4_node_137 | 0.4 | n |  | TRUE
157 | bus_LV_4816-5_0_4_node_155 | 0.4 | n |  | TRUE
158 | bus_LV_4816-5_0_4_node_162 | 0.4 | n |  | TRUE
159 | bus_LV_4816-5_0_4_node_142 | 0.4 | n |  | TRUE
160 | bus_LV_4816-5_0_4_node_163 | 0.4 | n |  | TRUE
161 | bus_LV_4816-5_0_4_node_164 | 0.4 | n |  | TRUE
162 | bus_LV_4816-5_0_4_node_165 | 0.4 | n |  | TRUE
163 | bus_LV_4816-5_0_4_node_166 | 0.4 | n |  | TRUE
164 | bus_LV_4816-5_0_4_node_167 | 0.4 | n |  | TRUE
165 | bus_LV_4816-5_0_4_node_170 | 0.4 | n |  | TRUE
166 | bus_LV_4816-5_0_4_node_169 | 0.4 | n |  | TRUE
167 | bus_LV_4816-5_0_4_node_171 | 0.4 | n |  | TRUE
168 | bus_LV_4816-5_0_4_node_172 | 0.4 | n |  | TRUE
169 | bus_LV_4816-5_0_4_node_161 | 0.4 | n |  | TRUE
170 | bus_MV_439_1_node_69 | 20 | n |  | TRUE

## load
| name | bus | p_mw | q_mvar | const_z_percent | const_i_percent | sn_mva | scaling | in_service | type
0 | LV_4816-5_0_4_load_0 | 0 | 0.00038605 | 9.6753e-05 | 0 | 0 |  | 1 | TRUE | wye
1 | LV_4816-5_0_4_load_1 | 1 | 0.00042223 | 0.00010582 | 0 | 0 |  | 1 | TRUE | wye
2 | LV_4816-5_0_4_load_2 | 2 | 0.00017227 | 4.3176e-05 | 0 | 0 |  | 1 | TRUE | wye
3 | LV_4816-5_0_4_load_3 | 3 | 0.00026252 | 6.5795e-05 | 0 | 0 |  | 1 | TRUE | wye
4 | LV_4816-5_0_4_load_123 | 5 | 0.00020627 | 5.1697e-05 | 0 | 0 |  | 1 | TRUE | wye
5 | LV_4816-5_0_4_load_124 | 6 | 0.00026476 | 6.6354e-05 | 0 | 0 |  | 1 | TRUE | wye
6 | LV_4816-5_0_4_load_114 | 7 | 0.00019163 | 4.8026e-05 | 0 | 0 |  | 1 | TRUE | wye
7 | LV_4816-5_0_4_load_151 | 8 | 0.00038861 | 9.7394e-05 | 0 | 0 |  | 1 | TRUE | wye
8 | LV_4816-5_0_4_load_115 | 9 | 0.00074233 | 0.00018605 | 0 | 0 |  | 1 | TRUE | wye
9 | LV_4816-5_0_4_load_59 | 10 | 0.00020898 | 5.2376e-05 | 0 | 0 |  | 1 | TRUE | wye
10 | LV_4816-5_0_4_load_116 | 11 | 0.00024798 | 6.215e-05 | 0 | 0 |  | 1 | TRUE | wye
11 | LV_4816-5_0_4_load_5 | 12 | 0.0010915 | 0.00027356 | 0 | 0 |  | 1 | TRUE | wye
12 | LV_4816-5_0_4_load_6 | 13 | 0.00056214 | 0.00014089 | 0 | 0 |  | 1 | TRUE | wye
13 | LV_4816-5_0_4_load_8 | 15 | 0.0015996 | 0.0004009 | 0 | 0 |  | 1 | TRUE | wye
14 | LV_4816-5_0_4_load_10 | 17 | 0.0010853 | 0.000272 | 0 | 0 |  | 1 | TRUE | wye
15 | LV_4816-5_0_4_load_84 | 18 | 0.00051025 | 0.00012788 | 0 | 0 |  | 1 | TRUE | wye
16 | LV_4816-5_0_4_load_31 | 20 | 0.001574 | 0.00039449 | 0 | 0 |  | 1 | TRUE | wye
17 | LV_4816-5_0_4_load_89 | 22 | 0.0027711 | 0.0006945 | 0 | 0 |  | 1 | TRUE | wye
18 | LV_4816-5_0_4_load_33 | 24 | 0.0020362 | 0.00051033 | 0 | 0 |  | 1 | TRUE | wye
19 | LV_4816-5_0_4_load_69 | 26 | 0.0014219 | 0.00035637 | 0 | 0 |  | 1 | TRUE | wye
20 | LV_4816-5_0_4_load_11 | 28 | 0.001222 | 0.00030626 | 0 | 0 |  | 1 | TRUE | wye
21 | LV_4816-5_0_4_load_12 | 29 | 0.00081688 | 0.00020473 | 0 | 0 |  | 1 | TRUE | wye
22 | LV_4816-5_0_4_load_13 | 30 | 0.0052543 | 0.0013168 | 0 | 0 |  | 1 | TRUE | wye
23 | LV_4816-5_0_4_load_14 | 31 | 0.0014889 | 0.00037316 | 0 | 0 |  | 1 | TRUE | wye
24 | LV_4816-5_0_4_load_58 | 33 | 0.0015786 | 0.00039564 | 0 | 0 |  | 1 | TRUE | wye
25 | LV_4816-5_0_4_load_98 | 34 | 0.0045342 | 0.0011364 | 0 | 0 |  | 1 | TRUE | wye
26 | LV_4816-5_0_4_load_40 | 36 | 0.0026465 | 0.00066328 | 0 | 0 |  | 1 | TRUE | wye
27 | LV_4816-5_0_4_load_97 | 37 | 0.0012017 | 0.00030118 | 0 | 0 |  | 1 | TRUE | wye
28 | LV_4816-5_0_4_load_16 | 39 | 0.00034982 | 8.7674e-05 | 0 | 0 |  | 1 | TRUE | wye
29 | LV_4816-5_0_4_load_111 | 42 | 0.00027865 | 6.9837e-05 | 0 | 0 |  | 1 | TRUE | wye
30 | LV_4816-5_0_4_load_19 | 43 | 0.0017687 | 0.00044329 | 0 | 0 |  | 1 | TRUE | wye
31 | LV_4816-5_0_4_load_112 | 44 | 0.0018961 | 0.00047522 | 0 | 0 |  | 1 | TRUE | wye
32 | LV_4816-5_0_4_load_42 | 45 | 0.0011875 | 0.00029761 | 0 | 0 |  | 1 | TRUE | wye
33 | LV_4816-5_0_4_load_43 | 46 | 0.00016802 | 4.211e-05 | 0 | 0 |  | 1 | TRUE | wye
34 | LV_4816-5_0_4_load_20 | 47 | 0.0029674 | 0.0007437 | 0 | 0 |  | 1 | TRUE | wye
35 | LV_4816-5_0_4_load_21 | 48 | 0.0014465 | 0.00036253 | 0 | 0 |  | 1 | TRUE | wye
36 | LV_4816-5_0_4_load_23 | 49 | 0.0024348 | 0.00061023 | 0 | 0 |  | 1 | TRUE | wye
37 | LV_4816-5_0_4_load_22 | 50 | 0.00094911 | 0.00023787 | 0 | 0 |  | 1 | TRUE | wye
38 | LV_4816-5_0_4_load_24 | 51 | 0.00053078 | 0.00013303 | 0 | 0 |  | 1 | TRUE | wye
39 | LV_4816-5_0_4_load_138 | 52 | 0.0033299 | 0.00083455 | 0 | 0 |  | 1 | TRUE | wye
40 | LV_4816-5_0_4_load_25 | 53 | 0.00069137 | 0.00017327 | 0 | 0 |  | 1 | TRUE | wye
41 | LV_4816-5_0_4_load_26 | 54 | 0.00039357 | 9.8638e-05 | 0 | 0 |  | 1 | TRUE | wye
42 | LV_4816-5_0_4_load_54 | 56 | 0.00034931 | 8.7546e-05 | 0 | 0 |  | 1 | TRUE | wye
43 | LV_4816-5_0_4_load_27 | 57 | 0.0026066 | 0.00065328 | 0 | 0 |  | 1 | TRUE | wye
44 | LV_4816-5_0_4_load_28 | 58 | 0.0014446 | 0.00036206 | 0 | 0 |  | 1 | TRUE | wye
45 | LV_4816-5_0_4_load_29 | 59 | 0.0078969 | 0.0019791 | 0 | 0 |  | 1 | TRUE | wye
46 | LV_4816-5_0_4_load_30 | 60 | 0.0015808 | 0.00039619 | 0 | 0 |  | 1 | TRUE | wye
47 | LV_4816-5_0_4_load_55 | 61 | 0.0037638 | 0.0009433 | 0 | 0 |  | 1 | TRUE | wye
48 | LV_4816-5_0_4_load_56 | 62 | 0.0010646 | 0.00026682 | 0 | 0 |  | 1 | TRUE | wye
49 | LV_4816-5_0_4_load_143 | 64 | 0.0014354 | 0.00035976 | 0 | 0 |  | 1 | TRUE | wye
50 | LV_4816-5_0_4_load_141 | 65 | 0.0014357 | 0.00035982 | 0 | 0 |  | 1 | TRUE | wye
51 | LV_4816-5_0_4_load_160 | 66 | 0.0012435 | 0.00031166 | 0 | 0 |  | 1 | TRUE | wye
52 | LV_4816-5_0_4_load_36 | 67 | 0.00064641 | 0.00016201 | 0 | 0 |  | 1 | TRUE | wye
53 | LV_4816-5_0_4_load_37 | 68 | 0.0014226 | 0.00035654 | 0 | 0 |  | 1 | TRUE | wye
54 | LV_4816-5_0_4_load_39 | 70 | 0.0031392 | 0.00078675 | 0 | 0 |  | 1 | TRUE | wye
55 | LV_4816-5_0_4_load_41 | 71 | 0.0015137 | 0.00037937 | 0 | 0 |  | 1 | TRUE | wye
56 | LV_4816-5_0_4_load_147 | 72 | 0.00074154 | 0.00018585 | 0 | 0 |  | 1 | TRUE | wye
57 | LV_4816-5_0_4_load_158 | 73 | 0.0015139 | 0.00037943 | 0 | 0 |  | 1 | TRUE | wye
58 | LV_4816-5_0_4_load_159 | 74 | 0.00071514 | 0.00017923 | 0 | 0 |  | 1 | TRUE | wye
59 | LV_4816-5_0_4_load_44 | 75 | 0.0011564 | 0.00028981 | 0 | 0 |  | 1 | TRUE | wye
60 | LV_4816-5_0_4_load_45 | 76 | 0.002223 | 0.00055713 | 0 | 0 |  | 1 | TRUE | wye
61 | LV_4816-5_0_4_load_46 | 77 | 0.0018739 | 0.00046964 | 0 | 0 |  | 1 | TRUE | wye
62 | LV_4816-5_0_4_load_47 | 78 | 0.00083957 | 0.00021042 | 0 | 0 |  | 1 | TRUE | wye
63 | LV_4816-5_0_4_load_134 | 80 | 0.0019365 | 0.00048534 | 0 | 0 |  | 1 | TRUE | wye
64 | LV_4816-5_0_4_load_131 | 81 | 0.001606 | 0.0004025 | 0 | 0 |  | 1 | TRUE | wye
65 | LV_4816-5_0_4_load_136 | 82 | 0.0038617 | 0.00096784 | 0 | 0 |  | 1 | TRUE | wye
66 | LV_4816-5_0_4_load_49 | 83 | 0.0011203 | 0.00028078 | 0 | 0 |  | 1 | TRUE | wye
67 | LV_4816-5_0_4_load_50 | 84 | 0.0003914 | 9.8094e-05 | 0 | 0 |  | 1 | TRUE | wye
68 | LV_4816-5_0_4_load_52 | 86 | 0.002628 | 0.00065865 | 0 | 0 |  | 1 | TRUE | wye
69 | LV_4816-5_0_4_load_53 | 87 | 0.0013533 | 0.00033918 | 0 | 0 |  | 1 | TRUE | wye
70 | LV_4816-5_0_4_load_144 | 90 | 0.00077813 | 0.00019502 | 0 | 0 |  | 1 | TRUE | wye
71 | LV_4816-5_0_4_load_57 | 93 | 0.00099921 | 0.00025043 | 0 | 0 |  | 1 | TRUE | wye
72 | LV_4816-5_0_4_load_73 | 95 | 0.00093164 | 0.00023349 | 0 | 0 |  | 1 | TRUE | wye
73 | LV_4816-5_0_4_load_60 | 96 | 0.0022503 | 0.00056399 | 0 | 0 |  | 1 | TRUE | wye
74 | LV_4816-5_0_4_load_65 | 98 | 0.0045673 | 0.0011447 | 0 | 0 |  | 1 | TRUE | wye
75 | LV_4816-5_0_4_load_66 | 99 | 0.0029547 | 0.00074051 | 0 | 0 |  | 1 | TRUE | wye
76 | LV_4816-5_0_4_load_67 | 100 | 0.0017999 | 0.0004511 | 0 | 0 |  | 1 | TRUE | wye
77 | LV_4816-5_0_4_load_64 | 101 | 0.0046145 | 0.0011565 | 0 | 0 |  | 1 | TRUE | wye
78 | LV_4816-5_0_4_load_127 | 102 | 0.00071712 | 0.00017973 | 0 | 0 |  | 1 | TRUE | wye
79 | LV_4816-5_0_4_load_82 | 103 | 0.003823 | 0.00095814 | 0 | 0 |  | 1 | TRUE | wye
80 | LV_4816-5_0_4_load_99 | 104 | 0.0010505 | 0.00026329 | 0 | 0 |  | 1 | TRUE | wye
81 | LV_4816-5_0_4_load_129 | 105 | 0.0017998 | 0.00045108 | 0 | 0 |  | 1 | TRUE | wye
82 | LV_4816-5_0_4_load_63 | 107 | 0.0020847 | 0.00052248 | 0 | 0 |  | 1 | TRUE | wye
83 | LV_4816-5_0_4_load_83 | 108 | 0.0052798 | 0.0013232 | 0 | 0 |  | 1 | TRUE | wye
84 | LV_4816-5_0_4_load_105 | 110 | 0.002205 | 0.00055262 | 0 | 0 |  | 1 | TRUE | wye
85 | LV_4816-5_0_4_load_102 | 111 | 0.0035574 | 0.00089156 | 0 | 0 |  | 1 | TRUE | wye
86 | LV_4816-5_0_4_load_100 | 113 | 0.0018018 | 0.00045158 | 0 | 0 |  | 1 | TRUE | wye
87 | LV_4816-5_0_4_load_140 | 114 | 0.0023956 | 0.0006004 | 0 | 0 |  | 1 | TRUE | wye
88 | LV_4816-5_0_4_load_146 | 116 | 0.005191 | 0.001301 | 0 | 0 |  | 1 | TRUE | wye
89 | LV_4816-5_0_4_load_72 | 117 | 0.0035045 | 0.00087831 | 0 | 0 |  | 1 | TRUE | wye
90 | LV_4816-5_0_4_load_74 | 118 | 0.0016605 | 0.00041616 | 0 | 0 |  | 1 | TRUE | wye
91 | LV_4816-5_0_4_load_76 | 119 | 0.0015548 | 0.00038966 | 0 | 0 |  | 1 | TRUE | wye
92 | LV_4816-5_0_4_load_148 | 120 | 0.0016616 | 0.00041644 | 0 | 0 |  | 1 | TRUE | wye
93 | LV_4816-5_0_4_load_149 | 121 | 0.0011829 | 0.00029647 | 0 | 0 |  | 1 | TRUE | wye
94 | LV_4816-5_0_4_load_77 | 122 | 0.00074864 | 0.00018763 | 0 | 0 |  | 1 | TRUE | wye
95 | LV_4816-5_0_4_load_78 | 123 | 0.00052617 | 0.00013187 | 0 | 0 |  | 1 | TRUE | wye
96 | LV_4816-5_0_4_load_79 | 124 | 0.00047448 | 0.00011892 | 0 | 0 |  | 1 | TRUE | wye
97 | LV_4816-5_0_4_load_80 | 125 | 0.00024593 | 6.1637e-05 | 0 | 0 |  | 1 | TRUE | wye
98 | LV_4816-5_0_4_load_81 | 126 | 0.00026624 | 6.6725e-05 | 0 | 0 |  | 1 | TRUE | wye
99 | LV_4816-5_0_4_load_125 | 127 | 0.00020954 | 5.2515e-05 | 0 | 0 |  | 1 | TRUE | wye
100 | LV_4816-5_0_4_load_86 | 128 | 0.00012679 | 3.1776e-05 | 0 | 0 |  | 1 | TRUE | wye
101 | LV_4816-5_0_4_load_87 | 129 | 0.00031615 | 7.9233e-05 | 0 | 0 |  | 1 | TRUE | wye
102 | LV_4816-5_0_4_load_90 | 130 | 0.0014601 | 0.00036592 | 0 | 0 |  | 1 | TRUE | wye
103 | LV_4816-5_0_4_load_88 | 131 | 0.00022191 | 5.5616e-05 | 0 | 0 |  | 1 | TRUE | wye
104 | LV_4816-5_0_4_load_122 | 132 | 0.0002218 | 5.5588e-05 | 0 | 0 |  | 1 | TRUE | wye
105 | LV_4816-5_0_4_load_128 | 133 | 7.9568e-05 | 1.9942e-05 | 0 | 0 |  | 1 | TRUE | wye
106 | LV_4816-5_0_4_load_110 | 134 | 0.00022565 | 5.6554e-05 | 0 | 0 |  | 1 | TRUE | wye
107 | LV_4816-5_0_4_load_91 | 135 | 0.00075716 | 0.00018976 | 0 | 0 |  | 1 | TRUE | wye
108 | LV_4816-5_0_4_load_92 | 136 | 0.0018966 | 0.00047534 | 0 | 0 |  | 1 | TRUE | wye
109 | LV_4816-5_0_4_load_93 | 137 | 0.0014157 | 0.00035482 | 0 | 0 |  | 1 | TRUE | wye
110 | LV_4816-5_0_4_load_94 | 138 | 0.0015403 | 0.00038604 | 0 | 0 |  | 1 | TRUE | wye
111 | LV_4816-5_0_4_load_95 | 139 | 0.00099385 | 0.00024908 | 0 | 0 |  | 1 | TRUE | wye
112 | LV_4816-5_0_4_load_133 | 142 | 0.0012833 | 0.00032162 | 0 | 0 |  | 1 | TRUE | wye
113 | LV_4816-5_0_4_load_109 | 143 | 0.0018018 | 0.00045158 | 0 | 0 |  | 1 | TRUE | wye
114 | LV_4816-5_0_4_load_107 | 144 | 0.0024852 | 0.00062286 | 0 | 0 |  | 1 | TRUE | wye
115 | LV_4816-5_0_4_load_156 | 146 | 0.0013369 | 0.00033506 | 0 | 0 |  | 1 | TRUE | wye
116 | LV_4816-5_0_4_load_108 | 147 | 0.00022532 | 5.647e-05 | 0 | 0 |  | 1 | TRUE | wye
117 | LV_4816-5_0_4_load_117 | 148 | 0.00020405 | 5.114e-05 | 0 | 0 |  | 1 | TRUE | wye
118 | LV_4816-5_0_4_load_118 | 149 | 0.00045486 | 0.000114 | 0 | 0 |  | 1 | TRUE | wye
119 | LV_4816-5_0_4_load_119 | 150 | 8.8405e-05 | 2.2156e-05 | 0 | 0 |  | 1 | TRUE | wye
120 | LV_4816-5_0_4_load_120 | 151 | 8.9818e-05 | 2.2511e-05 | 0 | 0 |  | 1 | TRUE | wye
121 | LV_4816-5_0_4_load_157 | 154 | 0.0038261 | 0.00095892 | 0 | 0 |  | 1 | TRUE | wye
122 | LV_4816-5_0_4_load_139 | 155 | 0.0031692 | 0.00079427 | 0 | 0 |  | 1 | TRUE | wye
123 | LV_4816-5_0_4_load_137 | 156 | 0.0027096 | 0.00067909 | 0 | 0 |  | 1 | TRUE | wye
124 | LV_4816-5_0_4_load_155 | 157 | 0.0010209 | 0.00025585 | 0 | 0 |  | 1 | TRUE | wye
125 | LV_4816-5_0_4_load_162 | 158 | 0.0012435 | 0.00031166 | 0 | 0 |  | 1 | TRUE | wye
126 | LV_4816-5_0_4_load_142 | 159 | 0.0015616 | 0.00039137 | 0 | 0 |  | 1 | TRUE | wye
127 | LV_4816-5_0_4_load_163 | 160 | 0.00043337 | 0.00010861 | 0 | 0 |  | 1 | TRUE | wye
128 | LV_4816-5_0_4_load_164 | 161 | 0.00034983 | 8.7675e-05 | 0 | 0 |  | 1 | TRUE | wye
129 | LV_4816-5_0_4_load_165 | 162 | 0.00055735 | 0.00013968 | 0 | 0 |  | 1 | TRUE | wye
130 | LV_4816-5_0_4_load_166 | 163 | 0.00070216 | 0.00017598 | 0 | 0 |  | 1 | TRUE | wye
131 | LV_4816-5_0_4_load_170 | 165 | 0.00039979 | 0.0001002 | 0 | 0 |  | 1 | TRUE | wye
132 | LV_4816-5_0_4_load_169 | 166 | 0.0025899 | 0.0006491 | 0 | 0 |  | 1 | TRUE | wye
133 | LV_4816-5_0_4_load_171 | 167 | 0.0023488 | 0.00058867 | 0 | 0 |  | 1 | TRUE | wye
134 | LV_4816-5_0_4_load_172 | 168 | 0.0023767 | 0.00059565 | 0 | 0 |  | 1 | TRUE | wye
135 | LV_4816-5_0_4_load_161 | 169 | 0.00071537 | 0.00017929 | 0 | 0 |  | 1 | TRUE | wye

## ext_grid
| name | bus | vm_pu | va_degree | slack_weight | in_service
0 |  | 28 | 1 | 0 | 1 | TRUE

## line
| name | std_type | from_bus | to_bus | length_km | r_ohm_per_km | x_ohm_per_km | c_nf_per_km | g_us_per_km | max_i_ka | df | parallel | type | in_service
0 | LV_4816-5_0_4_line_0 | NAYY 4x150 SE | 0 | 1 | 0.068533 | 0.208 | 0.08 | 261 | 0 | 0.27 | 1 | 1 | cs | TRUE
1 | LV_4816-5_0_4_line_1 | NAYY 4x150 SE | 0 | 2 | 0.034909 | 0.208 | 0.08 | 261 | 0 | 0.27 | 1 | 1 | cs | TRUE
2 | LV_4816-5_0_4_line_2 | NAYY 4x150 SE | 1 | 3 | 0.026172 | 0.208 | 0.08 | 261 | 0 | 0.27 | 1 | 1 | cs | TRUE
3 | LV_4816-5_0_4_line_3 | NAYY 4x150 SE | 2 | 4 | 0.010254 | 0.208 | 0.08 | 261 | 0 | 0.27 | 1 | 1 | cs | TRUE
4 | LV_4816-5_0_4_line_4 | NAYY 4x150 SE | 3 | 8 | 0.019926 | 0.208 | 0.08 | 261 | 0 | 0.27 | 1 | 1 | cs | TRUE
5 | LV_4816-5_0_4_line_5 | NAYY 4x150 SE | 4 | 7 | 0.052966 | 0.208 | 0.08 | 261 | 0 | 0.27 | 1 | 1 | cs | TRUE
6 | LV_4816-5_0_4_line_6 | NAYY 4x150 SE | 4 | 9 | 0.028161 | 0.208 | 0.08 | 261 | 0 | 0.27 | 1 | 1 | cs | TRUE
7 | LV_4816-5_0_4_line_7 | NAYY 4x150 SE | 5 | 6 | 0.047379 | 0.208 | 0.08 | 261 | 0 | 0.27 | 1 | 1 | cs | TRUE
8 | LV_4816-5_0_4_line_8 | NAYY 4x150 SE | 5 | 7 | 0.061097 | 0.208 | 0.08 | 261 | 0 | 0.27 | 1 | 1 | cs | TRUE
9 | LV_4816-5_0_4_line_9 | NAYY 4x150 SE | 6 | 127 | 0.0246 | 0.208 | 0.08 | 261 | 0 | 0.27 | 1 | 1 | cs | TRUE
10 | LV_4816-5_0_4_line_10 | NAYY 4x150 SE | 7 | 11 | 0.0089334 | 0.208 | 0.08 | 261 | 0 | 0.27 | 1 | 1 | cs | TRUE
11 | LV_4816-5_0_4_line_11 | NAYY 4x150 SE | 8 | 10 | 0.036557 | 0.208 | 0.08 | 261 | 0 | 0.27 | 1 | 1 | cs | TRUE
12 | LV_4816-5_0_4_line_12 | NAYY 4x150 SE | 10 | 46 | 0.02973 | 0.208 | 0.08 | 261 | 0 | 0.27 | 1 | 1 | cs | TRUE
13 | LV_4816-5_0_4_line_13 | NAYY 4x150 SE | 11 | 126 | 0.0029379 | 0.208 | 0.08 | 261 | 0 | 0.27 | 1 | 1 | cs | TRUE
14 | LV_4816-5_0_4_line_14 | NAYY 4x150 SE | 12 | 13 | 0.027525 | 0.208 | 0.08 | 261 | 0 | 0.27 | 1 | 1 | cs | TRUE
15 | LV_4816-5_0_4_line_15 | NAYY 4x150 SE | 12 | 14 | 0.024679 | 0.208 | 0.08 | 261 | 0 | 0.27 | 1 | 1 | cs | TRUE
16 | LV_4816-5_0_4_line_16 | NAYY 4x150 SE | 13 | 15 | 0.026046 | 0.208 | 0.08 | 261 | 0 | 0.27 | 1 | 1 | cs | TRUE
17 | LV_4816-5_0_4_line_17 | NAYY 4x150 SE | 14 | 16 | 0.037224 | 0.208 | 0.08 | 261 | 0 | 0.27 | 1 | 2 | cs | TRUE
18 | LV_4816-5_0_4_line_18 | NAYY 4x150 SE | 14 | 17 | 0.02311 | 0.208 | 0.08 | 261 | 0 | 0.27 | 1 | 1 | cs | TRUE
19 | LV_4816-5_0_4_line_19 | NAYY 4x150 SE | 15 | 18 | 0.028953 | 0.208 | 0.08 | 261 | 0 | 0.27 | 1 | 1 | cs | TRUE
20 | LV_4816-5_0_4_line_20 | NAYY 4x150 SE | 16 | 19 | 0.043992 | 0.208 | 0.08 | 261 | 0 | 0.27 | 1 | 2 | cs | TRUE
21 | LV_4816-5_0_4_line_21 | NAYY 4x150 SE | 16 | 20 | 0.032118 | 0.208 | 0.08 | 261 | 0 | 0.27 | 1 | 1 | cs | TRUE
22 | LV_4816-5_0_4_line_22 | NAYY 4x150 SE | 17 | 21 | 0.072474 | 0.208 | 0.08 | 261 | 0 | 0.27 | 1 | 1 | cs | TRUE
23 | LV_4816-5_0_4_line_23 | NAYY 4x150 SE | 18 | 22 | 0.0060498 | 0.208 | 0.08 | 261 | 0 | 0.27 | 1 | 1 | cs | TRUE
24 | LV_4816-5_0_4_line_24 | NAYY 4x150 SE | 19 | 23 | 0.01321 | 0.208 | 0.08 | 261 | 0 | 0.27 | 1 | 2 | cs | TRUE
25 | LV_4816-5_0_4_line_25 | NAYY 4x150 SE | 19 | 24 | 0.039803 | 0.208 | 0.08 | 261 | 0 | 0.27 | 1 | 1 | cs | TRUE
26 | LV_4816-5_0_4_line_26 | NAYY 4x150 SE | 20 | 25 | 0.068551 | 0.208 | 0.08 | 261 | 0 | 0.27 | 1 | 1 | cs | TRUE
27 | LV_4816-5_0_4_line_27 | NAYY 4x150 SE | 21 | 26 | 0.026531 | 0.208 | 0.08 | 261 | 0 | 0.27 | 1 | 1 | cs | TRUE
28 | LV_4816-5_0_4_line_28 | NAYY 4x150 SE | 21 | 27 | 0.037719 | 0.208 | 0.08 | 261 | 0 | 0.27 | 1 | 1 | cs | TRUE
29 | LV_4816-5_0_4_line_29 | NAYY 4x150 SE | 22 | 130 | 0.0059087 | 0.208 | 0.08 | 261 | 0 | 0.27 | 1 | 1 | cs | TRUE
30 | LV_4816-5_0_4_line_30 | NAYY 4x150 SE | 23 | 66 | 0.0021618 | 0.208 | 0.08 | 261 | 0 | 0.27 | 1 | 2 | cs | TRUE
31 | LV_4816-5_0_4_line_31 | NAYY 4x150 SE | 23 | 52 | 0.021336 | 0.208 | 0.08 | 261 | 0 | 0.27 | 1 | 1 | cs | TRUE
32 | LV_4816-5_0_4_line_32 | NAYY 4x150 SE | 25 | 63 | 0.050353 | 0.208 | 0.08 | 261 | 0 | 0.27 | 1 | 1 | cs | TRUE
33 | LV_4816-5_0_4_line_33 | NAYY 4x150 SE | 26 | 78 | 0.011458 | 0.208 | 0.08 | 261 | 0 | 0.27 | 1 | 1 | cs | TRUE
34 | LV_4816-5_0_4_line_34 | NAYY 4x150 SE | 27 | 114 | 0.064904 | 0.208 | 0.08 | 261 | 0 | 0.27 | 1 | 1 | cs | TRUE
35 | LV_4816-5_0_4_line_35 | NAYY 4x150 SE | 27 | 94 | 0.024177 | 0.208 | 0.08 | 261 | 0 | 0.27 | 1 | 1 | cs | TRUE
36 | LV_4816-5_0_4_line_36 | NAYY 4x150 SE | 28 | 29 | 0.00935 | 0.208 | 0.08 | 261 | 0 | 0.27 | 1 | 2 | cs | TRUE
37 | LV_4816-5_0_4_line_37 | NAYY 4x150 SE | 28 | 30 | 0.027092 | 0.208 | 0.08 | 261 | 0 | 0.27 | 1 | 2 | cs | TRUE
38 | LV_4816-5_0_4_line_38 | NAYY 4x150 SE | 29 | 31 | 0.0053108 | 0.208 | 0.08 | 261 | 0 | 0.27 | 1 | 2 | cs | TRUE
39 | LV_4816-5_0_4_line_39 | NAYY 4x150 SE | 30 | 32 | 0.019212 | 0.208 | 0.08 | 261 | 0 | 0.27 | 1 | 2 | cs | TRUE
40 | LV_4816-5_0_4_line_40 | NAYY 4x150 SE | 31 | 33 | 0.024146 | 0.208 | 0.08 | 261 | 0 | 0.27 | 1 | 2 | cs | TRUE
41 | LV_4816-5_0_4_line_41 | NAYY 4x150 SE | 32 | 34 | 0.030943 | 0.208 | 0.08 | 261 | 0 | 0.27 | 1 | 1 | cs | TRUE
42 | LV_4816-5_0_4_line_42 | NAYY 4x150 SE | 32 | 35 | 0.011414 | 0.208 | 0.08 | 261 | 0 | 0.27 | 1 | 2 | cs | TRUE
43 | LV_4816-5_0_4_line_43 | NAYY 4x150 SE | 33 | 36 | 0.0035157 | 0.208 | 0.08 | 261 | 0 | 0.27 | 1 | 2 | cs | TRUE
44 | LV_4816-5_0_4_line_44 | NAYY 4x150 SE | 34 | 37 | 0.0011205 | 0.208 | 0.08 | 261 | 0 | 0.27 | 1 | 1 | cs | TRUE
45 | LV_4816-5_0_4_line_45 | NAYY 4x150 SE | 35 | 38 | 0.024395 | 0.208 | 0.08 | 261 | 0 | 0.27 | 1 | 1 | cs | TRUE
46 | LV_4816-5_0_4_line_46 | NAYY 4x150 SE | 36 | 69 | 0.016795 | 0.208 | 0.08 | 261 | 0 | 0.27 | 1 | 2 | cs | TRUE
47 | LV_4816-5_0_4_line_47 | NAYY 4x150 SE | 38 | 145 | 0.021586 | 0.208 | 0.08 | 261 | 0 | 0.27 | 1 | 1 | cs | TRUE
48 | LV_4816-5_0_4_line_48 | NAYY 4x150 SE | 38 | 110 | 0.016449 | 0.208 | 0.08 | 261 | 0 | 0.27 | 1 | 1 | cs | TRUE
49 | LV_4816-5_0_4_line_49 | NAYY 4x150 SE | 39 | 40 | 0.024629 | 0.208 | 0.08 | 261 | 0 | 0.27 | 1 | 1 | cs | TRUE
50 | LV_4816-5_0_4_line_50 | NAYY 4x150 SE | 39 | 41 | 0.011135 | 0.208 | 0.08 | 261 | 0 | 0.27 | 1 | 1 | cs | TRUE
51 | LV_4816-5_0_4_line_51 | NAYY 4x150 SE | 40 | 42 | 0.28905 | 0.208 | 0.08 | 261 | 0 | 0.27 | 1 | 1 | cs | TRUE
52 | LV_4816-5_0_4_line_52 | NAYY 4x150 SE | 41 | 43 | 0.020549 | 0.208 | 0.08 | 261 | 0 | 0.27 | 1 | 1 | cs | TRUE
53 | LV_4816-5_0_4_line_53 | NAYY 4x150 SE | 42 | 44 | 0.035232 | 0.208 | 0.08 | 261 | 0 | 0.27 | 1 | 1 | cs | TRUE
54 | LV_4816-5_0_4_line_54 | NAYY 4x150 SE | 43 | 45 | 0.072089 | 0.208 | 0.08 | 261 | 0 | 0.27 | 1 | 1 | cs | TRUE
55 | LV_4816-5_0_4_line_55 | NAYY 4x150 SE | 45 | 46 | 0.035629 | 0.208 | 0.08 | 261 | 0 | 0.27 | 1 | 1 | cs | TRUE
56 | LV_4816-5_0_4_line_56 | NAYY 4x150 SE | 47 | 48 | 0.0019505 | 0.208 | 0.08 | 261 | 0 | 0.27 | 1 | 1 | cs | TRUE
57 | LV_4816-5_0_4_line_57 | NAYY 4x150 SE | 48 | 49 | 0.023929 | 0.208 | 0.08 | 261 | 0 | 0.27 | 1 | 1 | cs | TRUE
58 | LV_4816-5_0_4_line_58 | NAYY 4x150 SE | 49 | 52 | 0.0025299 | 0.208 | 0.08 | 261 | 0 | 0.27 | 1 | 1 | cs | TRUE
59 | LV_4816-5_0_4_line_59 | NAYY 4x150 SE | 50 | 51 | 0.021887 | 0.208 | 0.08 | 261 | 0 | 0.27 | 1 | 1 | cs | TRUE
60 | LV_4816-5_0_4_line_60 | NAYY 4x150 SE | 51 | 53 | 0.00050686 | 0.208 | 0.08 | 261 | 0 | 0.27 | 1 | 1 | cs | TRUE
61 | LV_4816-5_0_4_line_61 | NAYY 4x150 SE | 53 | 54 | 0.029866 | 0.208 | 0.08 | 261 | 0 | 0.27 | 1 | 1 | cs | TRUE
62 | LV_4816-5_0_4_line_62 | NAYY 4x150 SE | 54 | 55 | 0.010128 | 0.208 | 0.08 | 261 | 0 | 0.27 | 1 | 1 | cs | TRUE
63 | LV_4816-5_0_4_line_63 | NAYY 4x150 SE | 55 | 56 | 0.028978 | 0.208 | 0.08 | 261 | 0 | 0.27 | 1 | 1 | cs | TRUE
64 | LV_4816-5_0_4_line_64 | NAYY 4x150 SE | 56 | 85 | 0.009952 | 0.208 | 0.08 | 261 | 0 | 0.27 | 1 | 1 | cs | TRUE
65 | LV_4816-5_0_4_line_65 | NAYY 4x150 SE | 57 | 58 | 0.00025616 | 0.208 | 0.08 | 261 | 0 | 0.27 | 1 | 1 | cs | TRUE
66 | LV_4816-5_0_4_line_66 | NAYY 4x150 SE | 57 | 59 | 0.024061 | 0.208 | 0.08 | 261 | 0 | 0.27 | 1 | 1 | cs | TRUE
67 | LV_4816-5_0_4_line_67 | NAYY 4x150 SE | 58 | 60 | 0.0085856 | 0.208 | 0.08 | 261 | 0 | 0.27 | 1 | 1 | cs | TRUE
68 | LV_4816-5_0_4_line_68 | NAYY 4x150 SE | 60 | 61 | 0.021582 | 0.208 | 0.08 | 261 | 0 | 0.27 | 1 | 1 | cs | TRUE
69 | LV_4816-5_0_4_line_69 | NAYY 4x150 SE | 61 | 62 | 0.0043295 | 0.208 | 0.08 | 261 | 0 | 0.27 | 1 | 1 | cs | TRUE
70 | LV_4816-5_0_4_line_70 | NAYY 4x150 SE | 62 | 93 | 0.028664 | 0.208 | 0.08 | 261 | 0 | 0.27 | 1 | 1 | cs | TRUE
71 | LV_4816-5_0_4_line_71 | NAYY 4x150 SE | 63 | 64 | 0.011276 | 0.208 | 0.08 | 261 | 0 | 0.27 | 1 | 1 | cs | TRUE
72 | LV_4816-5_0_4_line_72 | NAYY 4x150 SE | 64 | 65 | 0.018533 | 0.208 | 0.08 | 261 | 0 | 0.27 | 1 | 1 | cs | TRUE
73 | LV_4816-5_0_4_line_73 | NAYY 4x150 SE | 65 | 159 | 0.019442 | 0.208 | 0.08 | 261 | 0 | 0.27 | 1 | 1 | cs | TRUE
74 | LV_4816-5_0_4_line_74 | NAYY 4x150 SE | 66 | 158 | 0.00047262 | 0.208 | 0.08 | 261 | 0 | 0.27 | 1 | 2 | cs | TRUE
75 | LV_4816-5_0_4_line_75 | NAYY 4x150 SE | 67 | 68 | 0.020792 | 0.208 | 0.08 | 261 | 0 | 0.27 | 1 | 1 | cs | TRUE
76 | LV_4816-5_0_4_line_76 | NAYY 4x150 SE | 67 | 69 | 0.023286 | 0.208 | 0.08 | 261 | 0 | 0.27 | 1 | 1 | cs | TRUE
77 | LV_4816-5_0_4_line_77 | NAYY 4x150 SE | 68 | 70 | 0.011822 | 0.208 | 0.08 | 261 | 0 | 0.27 | 1 | 1 | cs | TRUE
78 | LV_4816-5_0_4_line_78 | NAYY 4x150 SE | 69 | 71 | 0.014163 | 0.208 | 0.08 | 261 | 0 | 0.27 | 1 | 2 | cs | TRUE
79 | LV_4816-5_0_4_line_79 | NAYY 4x150 SE | 70 | 72 | 0.011233 | 0.208 | 0.08 | 261 | 0 | 0.27 | 1 | 1 | cs | TRUE
80 | LV_4816-5_0_4_line_80 | NAYY 4x150 SE | 71 | 73 | 0.015223 | 0.208 | 0.08 | 261 | 0 | 0.27 | 1 | 2 | cs | TRUE
81 | LV_4816-5_0_4_line_81 | NAYY 4x150 SE | 73 | 74 | 0.016848 | 0.208 | 0.08 | 261 | 0 | 0.27 | 1 | 2 | cs | TRUE
82 | LV_4816-5_0_4_line_82 | NAYY 4x150 SE | 74 | 169 | 0.0076467 | 0.208 | 0.08 | 261 | 0 | 0.27 | 1 | 2 | cs | TRUE
83 | LV_4816-5_0_4_line_83 | NAYY 4x150 SE | 75 | 76 | 0.011339 | 0.208 | 0.08 | 261 | 0 | 0.27 | 1 | 1 | cs | TRUE
84 | LV_4816-5_0_4_line_84 | NAYY 4x150 SE | 75 | 77 | 0.034837 | 0.208 | 0.08 | 261 | 0 | 0.27 | 1 | 1 | cs | TRUE
85 | LV_4816-5_0_4_line_85 | NAYY 4x150 SE | 76 | 78 | 0.013905 | 0.208 | 0.08 | 261 | 0 | 0.27 | 1 | 1 | cs | TRUE
86 | LV_4816-5_0_4_line_86 | NAYY 4x150 SE | 77 | 79 | 0.0019864 | 0.208 | 0.08 | 261 | 0 | 0.27 | 1 | 1 | cs | TRUE
87 | LV_4816-5_0_4_line_87 | NAYY 4x150 SE | 79 | 80 | 0.034391 | 0.208 | 0.08 | 261 | 0 | 0.27 | 1 | 1 | cs | TRUE
88 | LV_4816-5_0_4_line_88 | NAYY 4x150 SE | 79 | 81 | 0.027232 | 0.208 | 0.08 | 261 | 0 | 0.27 | 1 | 1 | cs | TRUE
89 | LV_4816-5_0_4_line_89 | NAYY 4x150 SE | 80 | 82 | 0.067086 | 0.208 | 0.08 | 261 | 0 | 0.27 | 1 | 1 | cs | TRUE
90 | LV_4816-5_0_4_line_90 | NAYY 4x150 SE | 82 | 156 | 0.052348 | 0.208 | 0.08 | 261 | 0 | 0.27 | 1 | 1 | cs | TRUE
91 | LV_4816-5_0_4_line_91 | NAYY 4x150 SE | 83 | 84 | 0.018003 | 0.208 | 0.08 | 261 | 0 | 0.27 | 1 | 1 | cs | TRUE
92 | LV_4816-5_0_4_line_92 | NAYY 4x150 SE | 83 | 85 | 0.012268 | 0.208 | 0.08 | 261 | 0 | 0.27 | 1 | 1 | cs | TRUE
93 | LV_4816-5_0_4_line_93 | NAYY 4x150 SE | 84 | 86 | 0.025224 | 0.208 | 0.08 | 261 | 0 | 0.27 | 1 | 1 | cs | TRUE
94 | LV_4816-5_0_4_line_94 | NAYY 4x150 SE | 85 | 87 | 0.021168 | 0.208 | 0.08 | 261 | 0 | 0.27 | 1 | 1 | cs | TRUE
95 | LV_4816-5_0_4_line_95 | NAYY 4x150 SE | 86 | 88 | 0.029129 | 0.208 | 0.08 | 261 | 0 | 0.27 | 1 | 1 | cs | TRUE
96 | LV_4816-5_0_4_line_96 | NAYY 4x150 SE | 87 | 89 | 0.039142 | 0.208 | 0.08 | 261 | 0 | 0.27 | 1 | 1 | cs | TRUE
97 | LV_4816-5_0_4_line_97 | NAYY 4x150 SE | 88 | 90 | 0.22071 | 0.208 | 0.08 | 261 | 0 | 0.27 | 1 | 1 | cs | TRUE
98 | LV_4816-5_0_4_line_98 | NAYY 4x150 SE | 89 | 91 | 0.07044 | 0.208 | 0.08 | 261 | 0 | 0.27 | 1 | 1 | cs | TRUE
99 | LV_4816-5_0_4_line_99 | NAYY 4x150 SE | 89 | 92 | 0.021474 | 0.208 | 0.08 | 261 | 0 | 0.27 | 1 | 1 | cs | TRUE
100 | LV_4816-5_0_4_line_100 | NAYY 4x150 SE | 90 | 115 | 0.012257 | 0.208 | 0.08 | 261 | 0 | 0.27 | 1 | 1 | cs | TRUE
101 | LV_4816-5_0_4_line_101 | NAYY 4x150 SE | 91 | 168 | 0.028199 | 0.208 | 0.08 | 261 | 0 | 0.27 | 1 | 1 | cs | TRUE
102 | LV_4816-5_0_4_line_102 | NAYY 4x150 SE | 92 | 145 | 0.017113 | 0.208 | 0.08 | 261 | 0 | 0.27 | 1 | 1 | cs | TRUE
103 | LV_4816-5_0_4_line_103 | NAYY 4x150 SE | 93 | 94 | 0.019127 | 0.208 | 0.08 | 261 | 0 | 0.27 | 1 | 1 | cs | TRUE
104 | LV_4816-5_0_4_line_104 | NAYY 4x150 SE | 94 | 95 | 0.017274 | 0.208 | 0.08 | 261 | 0 | 0.27 | 1 | 1 | cs | TRUE
105 | LV_4816-5_0_4_line_105 | NAYY 4x150 SE | 95 | 117 | 0.012418 | 0.208 | 0.08 | 261 | 0 | 0.27 | 1 | 1 | cs | TRUE
106 | LV_4816-5_0_4_line_106 | NAYY 4x150 SE | 96 | 97 | 0.013027 | 0.208 | 0.08 | 261 | 0 | 0.27 | 1 | 1 | cs | TRUE
107 | LV_4816-5_0_4_line_107 | NAYY 4x150 SE | 97 | 98 | 0.0091436 | 0.208 | 0.08 | 261 | 0 | 0.27 | 1 | 1 | cs | TRUE
108 | LV_4816-5_0_4_line_108 | NAYY 4x150 SE | 97 | 99 | 0.018888 | 0.208 | 0.08 | 261 | 0 | 0.27 | 1 | 1 | cs | TRUE
109 | LV_4816-5_0_4_line_109 | NAYY 4x150 SE | 97 | 100 | 0.041272 | 0.208 | 0.08 | 261 | 0 | 0.27 | 1 | 1 | cs | TRUE
110 | LV_4816-5_0_4_line_110 | NAYY 4x150 SE | 98 | 103 | 0.032715 | 0.208 | 0.08 | 261 | 0 | 0.27 | 1 | 1 | cs | TRUE
111 | LV_4816-5_0_4_line_111 | NAYY 4x150 SE | 99 | 104 | 0.004541 | 0.208 | 0.08 | 261 | 0 | 0.27 | 1 | 1 | cs | TRUE
112 | LV_4816-5_0_4_line_112 | NAYY 4x150 SE | 100 | 105 | 0.0078676 | 0.208 | 0.08 | 261 | 0 | 0.27 | 1 | 1 | cs | TRUE
113 | LV_4816-5_0_4_line_113 | NAYY 4x150 SE | 101 | 102 | 0.028671 | 0.208 | 0.08 | 261 | 0 | 0.27 | 1 | 1 | cs | TRUE
114 | LV_4816-5_0_4_line_114 | NAYY 4x150 SE | 102 | 112 | 0.027769 | 0.208 | 0.08 | 261 | 0 | 0.27 | 1 | 1 | cs | TRUE
115 | LV_4816-5_0_4_line_115 | NAYY 4x150 SE | 103 | 108 | 0.019117 | 0.208 | 0.08 | 261 | 0 | 0.27 | 1 | 1 | cs | TRUE
116 | LV_4816-5_0_4_line_116 | NAYY 4x150 SE | 104 | 113 | 0.0056871 | 0.208 | 0.08 | 261 | 0 | 0.27 | 1 | 1 | cs | TRUE
117 | LV_4816-5_0_4_line_117 | NAYY 4x150 SE | 106 | 107 | 0.0029812 | 0.208 | 0.08 | 261 | 0 | 0.27 | 1 | 1 | cs | TRUE
118 | LV_4816-5_0_4_line_118 | NAYY 4x150 SE | 106 | 108 | 0.087167 | 0.208 | 0.08 | 261 | 0 | 0.27 | 1 | 1 | cs | TRUE
119 | LV_4816-5_0_4_line_119 | NAYY 4x150 SE | 107 | 109 | 0.017535 | 0.208 | 0.08 | 261 | 0 | 0.27 | 1 | 1 | cs | TRUE
120 | LV_4816-5_0_4_line_120 | NAYY 4x150 SE | 109 | 110 | 0.01342 | 0.208 | 0.08 | 261 | 0 | 0.27 | 1 | 1 | cs | TRUE
121 | LV_4816-5_0_4_line_121 | NAYY 4x150 SE | 109 | 111 | 0.0016081 | 0.208 | 0.08 | 261 | 0 | 0.27 | 1 | 1 | cs | TRUE
122 | LV_4816-5_0_4_line_122 | NAYY 4x150 SE | 112 | 133 | 0.025073 | 0.208 | 0.08 | 261 | 0 | 0.27 | 1 | 1 | cs | TRUE
123 | LV_4816-5_0_4_line_123 | NAYY 4x150 SE | 112 | 127 | 0.039955 | 0.208 | 0.08 | 261 | 0 | 0.27 | 1 | 1 | cs | TRUE
124 | LV_4816-5_0_4_line_124 | NAYY 4x150 SE | 113 | 143 | 0.0001264 | 0.208 | 0.08 | 261 | 0 | 0.27 | 1 | 1 | cs | TRUE
125 | LV_4816-5_0_4_line_125 | NAYY 4x150 SE | 115 | 116 | 0.054456 | 0.208 | 0.08 | 261 | 0 | 0.27 | 1 | 1 | cs | TRUE
126 | LV_4816-5_0_4_line_126 | NAYY 4x150 SE | 116 | 152 | 0.050052 | 0.208 | 0.08 | 261 | 0 | 0.27 | 1 | 1 | cs | TRUE
127 | LV_4816-5_0_4_line_127 | NAYY 4x150 SE | 117 | 118 | 0.0039875 | 0.208 | 0.08 | 261 | 0 | 0.27 | 1 | 1 | cs | TRUE
128 | LV_4816-5_0_4_line_128 | NAYY 4x150 SE | 118 | 119 | 0.02507 | 0.208 | 0.08 | 261 | 0 | 0.27 | 1 | 1 | cs | TRUE
129 | LV_4816-5_0_4_line_129 | NAYY 4x150 SE | 119 | 120 | 0.0073865 | 0.208 | 0.08 | 261 | 0 | 0.27 | 1 | 1 | cs | TRUE
130 | LV_4816-5_0_4_line_130 | NAYY 4x150 SE | 120 | 121 | 0.016377 | 0.208 | 0.08 | 261 | 0 | 0.27 | 1 | 1 | cs | TRUE
131 | LV_4816-5_0_4_line_131 | NAYY 4x150 SE | 121 | 157 | 0.010043 | 0.208 | 0.08 | 261 | 0 | 0.27 | 1 | 1 | cs | TRUE
132 | LV_4816-5_0_4_line_132 | NAYY 4x150 SE | 122 | 123 | 0.020043 | 0.208 | 0.08 | 261 | 0 | 0.27 | 1 | 1 | cs | TRUE
133 | LV_4816-5_0_4_line_133 | NAYY 4x150 SE | 122 | 124 | 0.02047 | 0.208 | 0.08 | 261 | 0 | 0.27 | 1 | 1 | cs | TRUE
134 | LV_4816-5_0_4_line_134 | NAYY 4x150 SE | 123 | 125 | 0.014526 | 0.208 | 0.08 | 261 | 0 | 0.27 | 1 | 1 | cs | TRUE
135 | LV_4816-5_0_4_line_135 | NAYY 4x150 SE | 124 | 126 | 0.010013 | 0.208 | 0.08 | 261 | 0 | 0.27 | 1 | 1 | cs | TRUE
136 | LV_4816-5_0_4_line_136 | NAYY 4x150 SE | 125 | 128 | 0.00050546 | 0.208 | 0.08 | 261 | 0 | 0.27 | 1 | 1 | cs | TRUE
137 | LV_4816-5_0_4_line_137 | NAYY 4x150 SE | 128 | 129 | 0.0017507 | 0.208 | 0.08 | 261 | 0 | 0.27 | 1 | 1 | cs | TRUE
138 | LV_4816-5_0_4_line_138 | NAYY 4x150 SE | 129 | 131 | 0.016192 | 0.208 | 0.08 | 261 | 0 | 0.27 | 1 | 1 | cs | TRUE
139 | LV_4816-5_0_4_line_139 | NAYY 4x150 SE | 130 | 135 | 0.012526 | 0.208 | 0.08 | 261 | 0 | 0.27 | 1 | 1 | cs | TRUE
140 | LV_4816-5_0_4_line_140 | NAYY 4x150 SE | 131 | 132 | 0.00078861 | 0.208 | 0.08 | 261 | 0 | 0.27 | 1 | 1 | cs | TRUE
141 | LV_4816-5_0_4_line_141 | NAYY 4x150 SE | 132 | 134 | 0.0013317 | 0.208 | 0.08 | 261 | 0 | 0.27 | 1 | 1 | cs | TRUE
142 | LV_4816-5_0_4_line_142 | NAYY 4x150 SE | 134 | 147 | 0.00075405 | 0.208 | 0.08 | 261 | 0 | 0.27 | 1 | 1 | cs | TRUE
143 | LV_4816-5_0_4_line_143 | NAYY 4x150 SE | 136 | 137 | 0.0092507 | 0.208 | 0.08 | 261 | 0 | 0.27 | 1 | 1 | cs | TRUE
144 | LV_4816-5_0_4_line_144 | NAYY 4x150 SE | 136 | 138 | 0.036665 | 0.208 | 0.08 | 261 | 0 | 0.27 | 1 | 1 | cs | TRUE
145 | LV_4816-5_0_4_line_145 | NAYY 4x150 SE | 137 | 139 | 0.11016 | 0.208 | 0.08 | 261 | 0 | 0.27 | 1 | 1 | cs | TRUE
146 | LV_4816-5_0_4_line_146 | NAYY 4x150 SE | 138 | 140 | 0.024612 | 0.208 | 0.08 | 261 | 0 | 0.27 | 1 | 1 | cs | TRUE
147 | LV_4816-5_0_4_line_147 | NAYY 4x150 SE | 140 | 141 | 0.009676 | 0.208 | 0.08 | 261 | 0 | 0.27 | 1 | 1 | cs | TRUE
148 | LV_4816-5_0_4_line_148 | NAYY 4x150 SE | 141 | 142 | 0.03592 | 0.208 | 0.08 | 261 | 0 | 0.27 | 1 | 1 | cs | TRUE
149 | LV_4816-5_0_4_line_149 | NAYY 4x150 SE | 142 | 157 | 0.014021 | 0.208 | 0.08 | 261 | 0 | 0.27 | 1 | 1 | cs | TRUE
150 | LV_4816-5_0_4_line_150 | NAYY 4x150 SE | 143 | 144 | 0.017129 | 0.208 | 0.08 | 261 | 0 | 0.27 | 1 | 1 | cs | TRUE
151 | LV_4816-5_0_4_line_151 | NAYY 4x150 SE | 144 | 147 | 0.0065672 | 0.208 | 0.08 | 261 | 0 | 0.27 | 1 | 1 | cs | TRUE
152 | LV_4816-5_0_4_line_152 | NAYY 4x150 SE | 145 | 146 | 0.031848 | 0.208 | 0.08 | 261 | 0 | 0.27 | 1 | 1 | cs | TRUE
153 | LV_4816-5_0_4_line_153 | NAYY 4x150 SE | 146 | 154 | 0.022336 | 0.208 | 0.08 | 261 | 0 | 0.27 | 1 | 1 | cs | TRUE
154 | LV_4816-5_0_4_line_154 | NAYY 4x150 SE | 148 | 149 | 0.039848 | 0.208 | 0.08 | 261 | 0 | 0.27 | 1 | 1 | cs | TRUE
155 | LV_4816-5_0_4_line_155 | NAYY 4x150 SE | 148 | 150 | 0.00063533 | 0.208 | 0.08 | 261 | 0 | 0.27 | 1 | 1 | cs | TRUE
156 | LV_4816-5_0_4_line_156 | NAYY 4x150 SE | 149 | 151 | 0.037526 | 0.208 | 0.08 | 261 | 0 | 0.27 | 1 | 1 | cs | TRUE
157 | LV_4816-5_0_4_line_157 | NAYY 4x150 SE | 151 | 152 | 0.19242 | 0.208 | 0.08 | 261 | 0 | 0.27 | 1 | 1 | cs | TRUE
158 | LV_4816-5_0_4_line_158 | NAYY 4x150 SE | 152 | 153 | 0.5489 | 0.208 | 0.08 | 261 | 0 | 0.27 | 1 | 1 | cs | TRUE
159 | LV_4816-5_0_4_line_159 | NAYY 4x150 SE | 153 | 163 | 0.017683 | 0.208 | 0.08 | 261 | 0 | 0.27 | 1 | 1 | cs | TRUE
160 | LV_4816-5_0_4_line_160 | NAYY 4x150 SE | 155 | 156 | 0.030863 | 0.208 | 0.08 | 261 | 0 | 0.27 | 1 | 1 | cs | TRUE
161 | LV_4816-5_0_4_line_161 | NAYY 4x150 SE | 158 | 169 | 0.012462 | 0.208 | 0.08 | 261 | 0 | 0.27 | 1 | 2 | cs | TRUE
162 | LV_4816-5_0_4_line_162 | NAYY 4x150 SE | 160 | 161 | 0.0052002 | 0.208 | 0.08 | 261 | 0 | 0.27 | 1 | 1 | cs | TRUE
163 | LV_4816-5_0_4_line_163 | NAYY 4x150 SE | 160 | 162 | 0.0059646 | 0.208 | 0.08 | 261 | 0 | 0.27 | 1 | 1 | cs | TRUE
164 | LV_4816-5_0_4_line_164 | NAYY 4x150 SE | 161 | 163 | 0.010242 | 0.208 | 0.08 | 261 | 0 | 0.27 | 1 | 1 | cs | TRUE
165 | LV_4816-5_0_4_line_165 | NAYY 4x150 SE | 162 | 164 | 0.034449 | 0.208 | 0.08 | 261 | 0 | 0.27 | 1 | 1 | cs | TRUE
166 | LV_4816-5_0_4_line_166 | NAYY 4x150 SE | 164 | 165 | 0.029984 | 0.208 | 0.08 | 261 | 0 | 0.27 | 1 | 1 | cs | TRUE
167 | LV_4816-5_0_4_line_167 | NAYY 4x150 SE | 164 | 166 | 0.026047 | 0.208 | 0.08 | 261 | 0 | 0.27 | 1 | 1 | cs | TRUE
168 | LV_4816-5_0_4_line_168 | NAYY 4x150 SE | 165 | 167 | 0.029096 | 0.208 | 0.08 | 261 | 0 | 0.27 | 1 | 1 | cs | TRUE

## trafo
| name | std_type | hv_bus | lv_bus | sn_mva | vn_hv_kv | vn_lv_kv | vk_percent | vkr_percent | pfe_kw | i0_percent | shift_degree | tap_side | tap_neutral | tap_min | tap_max | tap_step_percent | tap_step_degree | tap_pos | tap_phase_shifter | parallel | df | in_service
0 | LV_4816-5_0_4_trafo_11 | 0.25 MVA 20/0.4 kV | 170 | 28 | 0.25 | 20 | 0.4 | 6 | 1.44 | 0.8 | 0.32 | 150 | hv | 0 | -2 | 2 | 2.5 | 0 | 0 | FALSE | 1 | 1 | TRUE

## line_geodata
| x0 | y0 | x1 | y1 | x2 | y2 | x3 | y3 | x4 | y4 | x5 | y5 | x6 | y6 | x7 | y7 | x8 | y8
0 | 2718295.4416 | 1277219.384 | 2718320.5076 | 1277217.908 | 2718363.8785 | 1277215.7622
1 | 2718295.4416 | 1277219.384 | 2718260.5933 | 1277221.4361
2 | 2718363.8785 | 1277215.7622 | 2718390.0189 | 1277214.4689
3 | 2718250.3574 | 1277222.0389 | 2718260.5933 | 1277221.4361
4 | 2718409.9202 | 1277213.4843 | 2718390.0189 | 1277214.4689
5 | 2718250.3574 | 1277222.0389 | 2718197.4976 | 1277225.3929
6 | 2718250.3574 | 1277222.0389 | 2718256.6648 | 1277249.4848
7 | 2718217.0976 | 1277167.5248 | 2718169.8197 | 1277164.4386
8 | 2718217.0976 | 1277167.5248 | 2718197.4976 | 1277225.3929
9 | 2718145.2723 | 1277162.8362 | 2718169.8197 | 1277164.4386
10 | 2718188.5821 | 1277225.9586 | 2718197.4976 | 1277225.3929
11 | 2718409.9202 | 1277213.4843 | 2718436.1376 | 1277188.007
12 | 2718464.8656 | 1277195.6586 | 2718436.1376 | 1277188.007
13 | 2718188.5821 | 1277225.9586 | 2718185.6501 | 1277226.1446
14 | 2717669.901 | 1277216.763 | 2717697.3649 | 1277218.6014
15 | 2717645.2768 | 1277215.1146 | 2717669.901 | 1277216.763
16 | 2717723.3525 | 1277220.341 | 2717697.3649 | 1277218.6014
17 | 2717645.2768 | 1277215.1146 | 2717649.9528 | 1277178.1847
18 | 2717645.2768 | 1277215.1146 | 2717636.7449 | 1277236.5916
19 | 2717723.3525 | 1277220.341 | 2717737.3737 | 1277221.2796 | 2717751.8967 | 1277224.6118
20 | 2717688.8641 | 1277163.7584 | 2717687.7381 | 1277167.8175 | 2717684.8984 | 1277170.3632 | 2717654.0982 | 1277175.754 | 2717649.9528 | 1277178.1847
21 | 2717649.9528 | 1277178.1847 | 2717617.858 | 1277179.4039
22 | 2717611.9257 | 1277304.6662 | 2717627.2789 | 1277260.4201 | 2717636.7449 | 1277236.5916
23 | 2717757.7932 | 1277225.9647 | 2717751.8967 | 1277224.6118
24 | 2717702.1134 | 1277163.934 | 2717688.8641 | 1277163.7584
25 | 2717688.8641 | 1277163.7584 | 2717680.2273 | 1277164.1087 | 2717649.2206 | 1277167.1859
26 | 2717549.7226 | 1277176.4966 | 2717575.8602 | 1277180.9993 | 2717617.858 | 1277179.4039
27 | 2717611.9257 | 1277304.6662 | 2717638.3634 | 1277306.8955
28 | 2717590.3429 | 1277335.6425 | 2717611.9257 | 1277304.6662
29 | 2717757.7932 | 1277225.9647 | 2717763.5523 | 1277227.2861
30 | 2717702.1134 | 1277163.934 | 2717704.2695 | 1277164.0892
31 | 2717702.1134 | 1277163.934 | 2717701.6505 | 1277142.6028
32 | 2717549.7226 | 1277176.4966 | 2717519.6277 | 1277178.9438 | 2717499.6076 | 1277181.3028
33 | 2717638.3634 | 1277306.8955 | 2717649.7814 | 1277307.8583
34 | 2717590.3429 | 1277335.6425 | 2717525.6342 | 1277340.6721
35 | 2717575.4471 | 1277354.719 | 2717590.3429 | 1277335.6425
36 | 2717828.9126 | 1277177.2671 | 2717826.2224 | 1277177.8351 | 2717819.6585 | 1277178.5291
37 | 2717854.8879 | 1277169.6167 | 2717832.5259 | 1277176.5042 | 2717828.9126 | 1277177.2671
38 | 2717814.3771 | 1277179.0875 | 2717819.6585 | 1277178.5291
39 | 2717873.2492 | 1277163.9615 | 2717854.8879 | 1277169.6167
40 | 2717790.3987 | 1277177.0155 | 2717802.9929 | 1277179.039 | 2717813.484 | 1277179.182 | 2717814.3771 | 1277179.0875
41 | 2717873.2492 | 1277163.9615 | 2717881.6126 | 1277193.753
42 | 2717873.2492 | 1277163.9615 | 2717879.2212 | 1277161.9122 | 2717884.0517 | 1277160.1849
43 | 2717790.3987 | 1277177.0155 | 2717786.9276 | 1277176.4578
44 | 2717881.6126 | 1277193.753 | 2717881.9154 | 1277194.8319
45 | 2717898.1035 | 1277142.0377 | 2717886.3139 | 1277151.5665 | 2717883.9729 | 1277155.4789 | 2717884.0517 | 1277160.1849
46 | 2717770.3453 | 1277173.7935 | 2717786.9276 | 1277176.4578
47 | 2717891.5464 | 1277121.4653 | 2717898.1035 | 1277142.0377
48 | 2717898.1035 | 1277142.0377 | 2717914.449 | 1277143.8794
49 | 2718574.7991 | 1277261.5757 | 2718584.4486 | 1277238.916
50 | 2718588.8114 | 1277228.6711 | 2718584.4486 | 1277238.916
51 | 2718574.7991 | 1277261.5757 | 2718464.7914 | 1277528.873
52 | 2718588.8114 | 1277228.6711 | 2718568.9547 | 1277223.3824
53 | 2718464.7914 | 1277528.873 | 2718454.6316 | 1277562.6087
54 | 2718499.2939 | 1277204.8284 | 2718568.9547 | 1277223.3824
55 | 2718499.2939 | 1277204.8284 | 2718464.8656 | 1277195.6586
56 | 2717701.0765 | 1277116.1501 | 2717701.0341 | 1277114.2001
57 | 2717701.0765 | 1277116.1501 | 2717701.5956 | 1277140.0735
58 | 2717701.6505 | 1277142.6028 | 2717701.5956 | 1277140.0735
59 | 2717759.834 | 1277033.193 | 2717780.2803 | 1277025.3827
60 | 2717780.2803 | 1277025.3827 | 2717780.7538 | 1277025.2018
61 | 2717808.8529 | 1277015.0876 | 2717787.2405 | 1277022.7239 | 2717780.7538 | 1277025.2018
62 | 2717818.4021 | 1277011.7136 | 2717808.8529 | 1277015.0876
63 | 2717818.4021 | 1277011.7136 | 2717841.7797 | 1277028.837
64 | 2717849.8084 | 1277034.7177 | 2717841.7797 | 1277028.837
65 | 2717512.7207 | 1277407.9808 | 2717512.5254 | 1277408.1466
66 | 2717512.5254 | 1277408.1466 | 2717494.1845 | 1277423.72
67 | 2717519.2652 | 1277402.4237 | 2717512.7207 | 1277407.9808
68 | 2717535.7168 | 1277388.4545 | 2717519.2652 | 1277402.4237
69 | 2717535.7168 | 1277388.4545 | 2717539.017 | 1277385.6522
70 | 2717560.8669 | 1277367.0992 | 2717539.017 | 1277385.6522
71 | 2717499.6076 | 1277181.3028 | 2717488.4087 | 1277182.6229
72 | 2717488.4087 | 1277182.6229 | 2717470.0027 | 1277184.7926
73 | 2717470.0027 | 1277184.7926 | 2717450.694 | 1277187.0687
74 | 2717704.2695 | 1277164.0892 | 2717704.7409 | 1277164.1232
75 | 2717770.7588 | 1277150.5384 | 2717770.4787 | 1277129.7486
76 | 2717770.3453 | 1277173.7935 | 2717770.9792 | 1277166.8998 | 2717770.7588 | 1277150.5384
77 | 2717770.4787 | 1277129.7486 | 2717770.3194 | 1277117.9272
78 | 2717770.3453 | 1277173.7935 | 2717756.3598 | 1277171.561
79 | 2717770.168 | 1277106.6949 | 2717770.3194 | 1277117.9272
80 | 2717741.327 | 1277169.1613 | 2717756.3598 | 1277171.561
81 | 2717724.6894 | 1277166.5065 | 2717734.43 | 1277168.0604 | 2717741.327 | 1277169.1613
82 | 2717724.6894 | 1277166.5065 | 2717717.1382 | 1277165.302
83 | 2717674.9357 | 1277309.9793 | 2717663.6369 | 1277309.0266
84 | 2717674.9357 | 1277309.9793 | 2717709.6494 | 1277312.9065
85 | 2717663.6369 | 1277309.0266 | 2717649.7814 | 1277307.8583
86 | 2717711.6288 | 1277313.0734 | 2717709.6494 | 1277312.9065
87 | 2717711.6288 | 1277313.0734 | 2717745.8977 | 1277315.9656
88 | 2717711.6288 | 1277313.0734 | 2717716.0401 | 1277328.1865 | 2717714.9163 | 1277339.62
89 | 2717745.8977 | 1277315.9656 | 2717812.7461 | 1277321.6074
90 | 2717864.9084 | 1277326.0097 | 2717812.7461 | 1277321.6074
91 | 2717861.4129 | 1277030.737 | 2717875.0519 | 1277026.0583 | 2717878.6357 | 1277026.0853
92 | 2717849.8084 | 1277034.7177 | 2717861.4129 | 1277030.737
93 | 2717878.6357 | 1277026.0853 | 2717903.8589 | 1277026.2751
94 | 2717849.8084 | 1277034.7177 | 2717864.6966 | 1277049.7645
95 | 2717932.9871 | 1277026.4942 | 2717903.8589 | 1277026.2751
96 | 2717882.6073 | 1277083.9297 | 2717877.9345 | 1277070.624 | 2717873.8379 | 1277060.4549 | 2717866.9622 | 1277052.0542 | 2717864.6966 | 1277049.7645
97 | 2717932.9871 | 1277026.4942 | 2717973.0676 | 1276809.4571
98 | 2717882.6073 | 1277083.9297 | 2717952.3458 | 1277072.6351
99 | 2717882.6073 | 1277083.9297 | 2717887.2093 | 1277104.9078
100 | 2717976.6778 | 1276797.7442 | 2717973.0676 | 1276809.4571
101 | 2717942.9673 | 1277094.6458 | 2717948.2891 | 1277093.9182 | 2717952.427 | 1277089.241 | 2717952.3458 | 1277072.6351
102 | 2717891.5464 | 1277121.4653 | 2717887.2093 | 1277104.9078
103 | 2717575.4471 | 1277354.719 | 2717560.8669 | 1277367.0992
104 | 2717575.4471 | 1277354.719 | 2717588.6491 | 1277365.8585
105 | 2717598.2879 | 1277373.4999 | 2717597.6542 | 1277373.4567 | 2717588.6491 | 1277365.8585
106 | 2718047.6254 | 1277237.1712 | 2718041.1787 | 1277225.851
107 | 2718047.6254 | 1277237.1712 | 2718038.6568 | 1277235.3906
108 | 2718047.6254 | 1277237.1712 | 2718066.5004 | 1277237.8703
109 | 2718047.6254 | 1277237.1712 | 2718057.2307 | 1277277.3095
110 | 2718038.6568 | 1277235.3906 | 2718006.5679 | 1277229.0199
111 | 2718066.5004 | 1277237.8703 | 2718071.0383 | 1277238.0383
112 | 2718059.0617 | 1277284.961 | 2718057.2307 | 1277277.3095
113 | 2718077.6995 | 1277158.3144 | 2718069.9478 | 1277157.7774 | 2718049.0963 | 1277156.3382
114 | 2718105.4024 | 1277160.2337 | 2718077.6995 | 1277158.3144
115 | 2717987.8164 | 1277225.2972 | 2718006.5679 | 1277229.0199
116 | 2718076.7215 | 1277238.2488 | 2718071.0383 | 1277238.0383
117 | 2717947.4087 | 1277148.062 | 2717944.4297 | 1277147.9456
118 | 2717947.4087 | 1277148.062 | 2717987.8164 | 1277225.2972
119 | 2717926.9238 | 1277148.0859 | 2717933.9934 | 1277147.5378 | 2717944.4297 | 1277147.9456
120 | 2717926.9238 | 1277148.0859 | 2717920.5444 | 1277144.5662 | 2717914.449 | 1277143.8794
121 | 2717926.9238 | 1277148.0859 | 2717925.359 | 1277148.4563
122 | 2718105.4024 | 1277160.2337 | 2718108.7783 | 1277148.9463 | 2718120.6548 | 1277142.9785
123 | 2718105.4024 | 1277160.2337 | 2718145.2723 | 1277162.8362
124 | 2718076.8478 | 1277238.2535 | 2718076.7215 | 1277238.2488
125 | 2717976.6778 | 1276797.7442 | 2717984.7368 | 1276792.8564 | 2718029.6406 | 1276789.4811
126 | 2718079.5779 | 1276786.948 | 2718068.1582 | 1276786.5858 | 2718029.6406 | 1276789.4811
127 | 2717602.2662 | 1277373.7708 | 2717598.2879 | 1277373.4999
128 | 2717602.2662 | 1277373.7708 | 2717627.2787 | 1277375.4744
129 | 2717627.2787 | 1277375.4744 | 2717634.6481 | 1277375.9763
130 | 2717650.9875 | 1277377.0892 | 2717634.6481 | 1277375.9763
131 | 2717661.0073 | 1277377.7716 | 2717650.9875 | 1277377.0892
132 | 2718155.2644 | 1277228.3028 | 2718135.8462 | 1277233.2676
133 | 2718175.6572 | 1277226.7787 | 2718156.4617 | 1277227.9967 | 2718155.2644 | 1277228.3028
134 | 2718135.8462 | 1277233.2676 | 2718124.7574 | 1277236.1028 | 2718121.6981 | 1277236.4608
135 | 2718175.6572 | 1277226.7787 | 2718185.6501 | 1277226.1446
136 | 2718121.6981 | 1277236.4608 | 2718121.1961 | 1277236.5196
137 | 2718119.4573 | 1277236.7231 | 2718121.1961 | 1277236.5196
138 | 2718119.4573 | 1277236.7231 | 2718103.3746 | 1277238.6055
139 | 2717775.7606 | 1277230.0872 | 2717763.5523 | 1277227.2861
140 | 2718103.3746 | 1277238.6055 | 2718102.5914 | 1277238.6971
141 | 2718102.5914 | 1277238.6971 | 2718101.2687 | 1277238.852
142 | 2718101.2687 | 1277238.852 | 2718100.5197 | 1277238.9396
143 | 2717664.7033 | 1277430.3347 | 2717664.4606 | 1277430.5194 | 2717659.8574 | 1277438.1899
144 | 2717693.8804 | 1277408.1314 | 2717664.7033 | 1277430.3347
145 | 2717655.2251 | 1277525.1269 | 2717674.4402 | 1277510.8597 | 2717683.3278 | 1277500.9277 | 2717685.0086 | 1277489.4061 | 2717682.3031 | 1277479.9656 | 2717663.8554 | 1277460.8355 | 2717657.5426 | 1277450.6001 | 2717658.4657 | 1277440.5091 | 2717659.8574 | 1277438.1899
146 | 2717711.3314 | 1277390.8285 | 2717696.8161 | 1277405.8974 | 2717693.8804 | 1277408.1314
147 | 2717710.8328 | 1277381.1652 | 2717711.3314 | 1277390.8285
148 | 2717710.8328 | 1277381.1652 | 2717674.9956 | 1277378.7243
149 | 2717661.0073 | 1277377.7716 | 2717674.9956 | 1277378.7243
150 | 2718076.8478 | 1277238.2535 | 2718093.9647 | 1277238.8875
151 | 2718100.5197 | 1277238.9396 | 2718099.2823 | 1277239.0845 | 2718093.9647 | 1277238.8875
152 | 2717891.5464 | 1277121.4653 | 2717878.5357 | 1277123.6407 | 2717859.8855 | 1277124.1255
153 | 2717837.5574 | 1277124.7058 | 2717859.8855 | 1277124.1255
154 | 2718217.1429 | 1276968.8377 | 2718219.5852 | 1276960.6237 | 2718219.4251 | 1276958.4852 | 2718218.8222 | 1276957.0607 | 2718210.8277 | 1276948.9819 | 2718208.5566 | 1276947.5239 | 2718195.4862 | 1276944.0545
155 | 2718217.1429 | 1276968.8377 | 2718216.9618 | 1276969.4467
156 | 2718165.8904 | 1276958.9282 | 2718167.3173 | 1276957.9409 | 2718168.8905 | 1276955.2143 | 2718171.9939 | 1276949.2821 | 2718175.6244 | 1276945.5513 | 2718180.0917 | 1276943.2053 | 2718184.9211 | 1276942.3012 | 2718189.2043 | 1276942.387 | 2718195.4862 | 1276944.0545
157 | 2718165.8904 | 1276958.9282 | 2718079.5779 | 1276786.948
158 | 2718079.5779 | 1276786.948 | 2718217.5501 | 1276255.6734
159 | 2718217.5501 | 1276255.6734 | 2718227.9972 | 1276247.2193 | 2718232.0734 | 1276246.0402
160 | 2717864.9084 | 1277326.0097 | 2717895.6624 | 1277328.6053
161 | 2717704.7409 | 1277164.1232 | 2717713.8684 | 1277164.7804 | 2717717.1382 | 1277165.302
162 | 2718247.0176 | 1276244.1805 | 2718241.9118 | 1276243.1943
163 | 2718247.0176 | 1276244.1805 | 2718252.874 | 1276245.3115
164 | 2718241.9118 | 1276243.1943 | 2718241.9118 | 1276243.1943 | 2718232.0734 | 1276246.0402
165 | 2718286.6982 | 1276251.8443 | 2718252.874 | 1276245.3115
166 | 2718286.6982 | 1276251.8443 | 2718315.8256 | 1276258.9615
167 | 2718286.6982 | 1276251.8443 | 2718299.3378 | 1276229.0697
168 | 2718315.8256 | 1276258.9615 | 2718344.0904 | 1276265.868

## bus_geodata
| x | y | coords
0 | 2718295.4416 | 1277219.384
1 | 2718363.8785 | 1277215.7622
2 | 2718260.5933 | 1277221.4361
3 | 2718390.0189 | 1277214.4689
4 | 2718250.3574 | 1277222.0389
5 | 2718217.0976 | 1277167.5248
6 | 2718169.8197 | 1277164.4386
7 | 2718197.4976 | 1277225.3929
8 | 2718409.9202 | 1277213.4843
9 | 2718256.6648 | 1277249.4848
10 | 2718436.1376 | 1277188.007
11 | 2718188.5821 | 1277225.9586
12 | 2717669.901 | 1277216.763
13 | 2717697.3649 | 1277218.6014
14 | 2717645.2768 | 1277215.1146
15 | 2717723.3525 | 1277220.341
16 | 2717649.9528 | 1277178.1847
17 | 2717636.7449 | 1277236.5916
18 | 2717751.8967 | 1277224.6118
19 | 2717688.8641 | 1277163.7584
20 | 2717617.858 | 1277179.4039
21 | 2717611.9257 | 1277304.6662
22 | 2717757.7932 | 1277225.9647
23 | 2717702.1134 | 1277163.934
24 | 2717649.2206 | 1277167.1859
25 | 2717549.7226 | 1277176.4966
26 | 2717638.3634 | 1277306.8955
27 | 2717590.3429 | 1277335.6425
28 | 2717828.9126 | 1277177.2671
29 | 2717819.6585 | 1277178.5291
30 | 2717854.8879 | 1277169.6167
31 | 2717814.3771 | 1277179.0875
32 | 2717873.2492 | 1277163.9615
33 | 2717790.3987 | 1277177.0155
34 | 2717881.6126 | 1277193.753
35 | 2717884.0517 | 1277160.1849
36 | 2717786.9276 | 1277176.4578
37 | 2717881.9154 | 1277194.8319
38 | 2717898.1035 | 1277142.0377
39 | 2718584.4486 | 1277238.916
40 | 2718574.7991 | 1277261.5757
41 | 2718588.8114 | 1277228.6711
42 | 2718464.7914 | 1277528.873
43 | 2718568.9547 | 1277223.3824
44 | 2718454.6316 | 1277562.6087
45 | 2718499.2939 | 1277204.8284
46 | 2718464.8656 | 1277195.6586
47 | 2717701.0341 | 1277114.2001
48 | 2717701.0765 | 1277116.1501
49 | 2717701.5956 | 1277140.0735
50 | 2717759.834 | 1277033.193
51 | 2717780.2803 | 1277025.3827
52 | 2717701.6505 | 1277142.6028
53 | 2717780.7538 | 1277025.2018
54 | 2717808.8529 | 1277015.0876
55 | 2717818.4021 | 1277011.7136
56 | 2717841.7797 | 1277028.837
57 | 2717512.5254 | 1277408.1466
58 | 2717512.7207 | 1277407.9808
59 | 2717494.1845 | 1277423.72
60 | 2717519.2652 | 1277402.4237
61 | 2717535.7168 | 1277388.4545
62 | 2717539.017 | 1277385.6522
63 | 2717499.6076 | 1277181.3028
64 | 2717488.4087 | 1277182.6229
65 | 2717470.0027 | 1277184.7926
66 | 2717704.2695 | 1277164.0892
67 | 2717770.7588 | 1277150.5384
68 | 2717770.4787 | 1277129.7486
69 | 2717770.3453 | 1277173.7935
70 | 2717770.3194 | 1277117.9272
71 | 2717756.3598 | 1277171.561
72 | 2717770.168 | 1277106.6949
73 | 2717741.327 | 1277169.1613
74 | 2717724.6894 | 1277166.5065
75 | 2717674.9357 | 1277309.9793
76 | 2717663.6369 | 1277309.0266
77 | 2717709.6494 | 1277312.9065
78 | 2717649.7814 | 1277307.8583
79 | 2717711.6288 | 1277313.0734
80 | 2717745.8977 | 1277315.9656
81 | 2717714.9163 | 1277339.62
82 | 2717812.7461 | 1277321.6074
83 | 2717861.4129 | 1277030.737
84 | 2717878.6357 | 1277026.0853
85 | 2717849.8084 | 1277034.7177
86 | 2717903.8589 | 1277026.2751
87 | 2717864.6966 | 1277049.7645
88 | 2717932.9871 | 1277026.4942
89 | 2717882.6073 | 1277083.9297
90 | 2717973.0676 | 1276809.4571
91 | 2717952.3458 | 1277072.6351
92 | 2717887.2093 | 1277104.9078
93 | 2717560.8669 | 1277367.0992
94 | 2717575.4471 | 1277354.719
95 | 2717588.6491 | 1277365.8585
96 | 2718041.1787 | 1277225.851
97 | 2718047.6254 | 1277237.1712
98 | 2718038.6568 | 1277235.3906
99 | 2718066.5004 | 1277237.8703
100 | 2718057.2307 | 1277277.3095
101 | 2718049.0963 | 1277156.3382
102 | 2718077.6995 | 1277158.3144
103 | 2718006.5679 | 1277229.0199
104 | 2718071.0383 | 1277238.0383
105 | 2718059.0617 | 1277284.961
106 | 2717947.4087 | 1277148.062
107 | 2717944.4297 | 1277147.9456
108 | 2717987.8164 | 1277225.2972
109 | 2717926.9238 | 1277148.0859
110 | 2717914.449 | 1277143.8794
111 | 2717925.359 | 1277148.4563
112 | 2718105.4024 | 1277160.2337
113 | 2718076.7215 | 1277238.2488
114 | 2717525.6342 | 1277340.6721
115 | 2717976.6778 | 1276797.7442
116 | 2718029.6406 | 1276789.4811
117 | 2717598.2879 | 1277373.4999
118 | 2717602.2662 | 1277373.7708
119 | 2717627.2787 | 1277375.4744
120 | 2717634.6481 | 1277375.9763
121 | 2717650.9875 | 1277377.0892
122 | 2718155.2644 | 1277228.3028
123 | 2718135.8462 | 1277233.2676
124 | 2718175.6572 | 1277226.7787
125 | 2718121.6981 | 1277236.4608
126 | 2718185.6501 | 1277226.1446
127 | 2718145.2723 | 1277162.8362
128 | 2718121.1961 | 1277236.5196
129 | 2718119.4573 | 1277236.7231
130 | 2717763.5523 | 1277227.2861
131 | 2718103.3746 | 1277238.6055
132 | 2718102.5914 | 1277238.6971
133 | 2718120.6548 | 1277142.9785
134 | 2718101.2687 | 1277238.852
135 | 2717775.7606 | 1277230.0872
136 | 2717664.7033 | 1277430.3347
137 | 2717659.8574 | 1277438.1899
138 | 2717693.8804 | 1277408.1314
139 | 2717655.2251 | 1277525.1269
140 | 2717711.3314 | 1277390.8285
141 | 2717710.8328 | 1277381.1652
142 | 2717674.9956 | 1277378.7243
143 | 2718076.8478 | 1277238.2535
144 | 2718093.9647 | 1277238.8875
145 | 2717891.5464 | 1277121.4653
146 | 2717859.8855 | 1277124.1255
147 | 2718100.5197 | 1277238.9396
148 | 2718217.1429 | 1276968.8377
149 | 2718195.4862 | 1276944.0545
150 | 2718216.9618 | 1276969.4467
151 | 2718165.8904 | 1276958.9282
152 | 2718079.5779 | 1276786.948
153 | 2718217.5501 | 1276255.6734
154 | 2717837.5574 | 1277124.7058
155 | 2717895.6624 | 1277328.6053
156 | 2717864.9084 | 1277326.0097
157 | 2717661.0073 | 1277377.7716
158 | 2717704.7409 | 1277164.1232
159 | 2717450.694 | 1277187.0687
160 | 2718247.0176 | 1276244.1805
161 | 2718241.9118 | 1276243.1943
162 | 2718252.874 | 1276245.3115
163 | 2718232.0734 | 1276246.0402
164 | 2718286.6982 | 1276251.8443
165 | 2718315.8255 | 1276258.9615
166 | 2718299.3378 | 1276229.0697
167 | 2718344.0904 | 1276265.868
168 | 2717942.9673 | 1277094.6458
169 | 2717717.1382 | 1277165.302
170 | 2717873.2492 | 1277163.9615

## line_std_types
| c_nf_per_km | r_ohm_per_km | x_ohm_per_km | max_i_ka | type | q_mm2 | alpha | voltage_rating
NAYY 4x50 SE | 210 | 0.642 | 0.083 | 0.142 | cs | 50 | 0.00403 | LV
NAYY 4x120 SE | 264 | 0.225 | 0.08 | 0.242 | cs | 120 | 0.00403 | LV
NAYY 4x150 SE | 261 | 0.208 | 0.08 | 0.27 | cs | 150 | 0.00403 | LV
NA2XS2Y 1x95 RM/25 12/20 kV | 216 | 0.313 | 0.132 | 0.252 | cs | 95 | 0.00403 | MV
NA2XS2Y 1x185 RM/25 12/20 kV | 273 | 0.161 | 0.117 | 0.362 | cs | 185 | 0.00403 | MV
NA2XS2Y 1x240 RM/25 12/20 kV | 304 | 0.122 | 0.112 | 0.421 | cs | 240 | 0.00403 | MV
NA2XS2Y 1x95 RM/25 6/10 kV | 315 | 0.313 | 0.123 | 0.249 | cs | 95 | 0.00403 | MV
NA2XS2Y 1x185 RM/25 6/10 kV | 406 | 0.161 | 0.11 | 0.358 | cs | 185 | 0.00403 | MV
NA2XS2Y 1x240 RM/25 6/10 kV | 456 | 0.122 | 0.105 | 0.416 | cs | 240 | 0.00403 | MV
NA2XS2Y 1x150 RM/25 12/20 kV | 250 | 0.206 | 0.116 | 0.319 | cs | 150 | 0.00403 | MV
NA2XS2Y 1x120 RM/25 12/20 kV | 230 | 0.253 | 0.119 | 0.283 | cs | 120 | 0.00403 | MV
NA2XS2Y 1x70 RM/25 12/20 kV | 190 | 0.443 | 0.132 | 0.22 | cs | 70 | 0.00403 | MV
NA2XS2Y 1x150 RM/25 6/10 kV | 360 | 0.206 | 0.11 | 0.315 | cs | 150 | 0.00403 | MV
NA2XS2Y 1x120 RM/25 6/10 kV | 340 | 0.253 | 0.113 | 0.28 | cs | 120 | 0.00403 | MV
NA2XS2Y 1x70 RM/25 6/10 kV | 280 | 0.443 | 0.123 | 0.217 | cs | 70 | 0.00403 | MV
N2XS(FL)2Y 1x120 RM/35 64/110 kV | 112 | 0.153 | 0.166 | 0.366 | cs | 120 | 0.00393 | HV
N2XS(FL)2Y 1x185 RM/35 64/110 kV | 125 | 0.099 | 0.156 | 0.457 | cs | 185 | 0.00393 | HV
N2XS(FL)2Y 1x240 RM/35 64/110 kV | 135 | 0.075 | 0.149 | 0.526 | cs | 240 | 0.00393 | HV
N2XS(FL)2Y 1x300 RM/35 64/110 kV | 144 | 0.06 | 0.144 | 0.588 | cs | 300 | 0.00393 | HV
15-AL1/3-ST1A 0.4 | 11 | 1.8769 | 0.35 | 0.105 | ol | 16 | 0.00403 | LV
24-AL1/4-ST1A 0.4 | 11.25 | 1.2012 | 0.335 | 0.14 | ol | 24 | 0.00403 | LV
48-AL1/8-ST1A 0.4 | 12.2 | 0.5939 | 0.3 | 0.21 | ol | 48 | 0.00403 | LV
94-AL1/15-ST1A 0.4 | 13.2 | 0.306 | 0.29 | 0.35 | ol | 94 | 0.00403 | LV
34-AL1/6-ST1A 10.0 | 9.7 | 0.8342 | 0.36 | 0.17 | ol | 34 | 0.00403 | MV
48-AL1/8-ST1A 10.0 | 10.1 | 0.5939 | 0.35 | 0.21 | ol | 48 | 0.00403 | MV
70-AL1/11-ST1A 10.0 | 10.4 | 0.4132 | 0.339 | 0.29 | ol | 70 | 0.00403 | MV
94-AL1/15-ST1A 10.0 | 10.75 | 0.306 | 0.33 | 0.35 | ol | 94 | 0.00403 | MV
122-AL1/20-ST1A 10.0 | 11.1 | 0.2376 | 0.323 | 0.41 | ol | 122 | 0.00403 | MV
149-AL1/24-ST1A 10.0 | 11.25 | 0.194 | 0.315 | 0.47 | ol | 149 | 0.00403 | MV
34-AL1/6-ST1A 20.0 | 9.15 | 0.8342 | 0.382 | 0.17 | ol | 34 | 0.00403 | MV
48-AL1/8-ST1A 20.0 | 9.5 | 0.5939 | 0.372 | 0.21 | ol | 48 | 0.00403 | MV
70-AL1/11-ST1A 20.0 | 9.7 | 0.4132 | 0.36 | 0.29 | ol | 70 | 0.00403 | MV
94-AL1/15-ST1A 20.0 | 10 | 0.306 | 0.35 | 0.35 | ol | 94 | 0.00403 | MV
122-AL1/20-ST1A 20.0 | 10.3 | 0.2376 | 0.344 | 0.41 | ol | 122 | 0.00403 | MV
149-AL1/24-ST1A 20.0 | 10.5 | 0.194 | 0.337 | 0.47 | ol | 149 | 0.00403 | MV
184-AL1/30-ST1A 20.0 | 10.75 | 0.1571 | 0.33 | 0.535 | ol | 184 | 0.00403 | MV
243-AL1/39-ST1A 20.0 | 11 | 0.1188 | 0.32 | 0.645 | ol | 243 | 0.00403 | MV
48-AL1/8-ST1A 110.0 | 8 | 0.5939 | 0.46 | 0.21 | ol | 48 | 0.00403 | HV
70-AL1/11-ST1A 110.0 | 8.4 | 0.4132 | 0.45 | 0.29 | ol | 70 | 0.00403 | HV
94-AL1/15-ST1A 110.0 | 8.65 | 0.306 | 0.44 | 0.35 | ol | 94 | 0.00403 | HV
122-AL1/20-ST1A 110.0 | 8.5 | 0.2376 | 0.43 | 0.41 | ol | 122 | 0.00403 | HV
149-AL1/24-ST1A 110.0 | 8.75 | 0.194 | 0.41 | 0.47 | ol | 149 | 0.00403 | HV
184-AL1/30-ST1A 110.0 | 8.8 | 0.1571 | 0.4 | 0.535 | ol | 184 | 0.00403 | HV
243-AL1/39-ST1A 110.0 | 9 | 0.1188 | 0.39 | 0.645 | ol | 243 | 0.00403 | HV
305-AL1/39-ST1A 110.0 | 9.2 | 0.0949 | 0.38 | 0.74 | ol | 305 | 0.00403 | HV
490-AL1/64-ST1A 110.0 | 9.75 | 0.059 | 0.37 | 0.96 | ol | 490 | 0.00403 | HV
679-AL1/86-ST1A 110.0 | 9.95 | 0.042 | 0.36 | 1.15 | ol | 679 | 0.00403 | HV
490-AL1/64-ST1A 220.0 | 10 | 0.059 | 0.285 | 0.96 | ol | 490 | 0.00403 | HV
679-AL1/86-ST1A 220.0 | 11.7 | 0.042 | 0.275 | 1.15 | ol | 679 | 0.00403 | HV
490-AL1/64-ST1A 380.0 | 11 | 0.059 | 0.253 | 0.96 | ol | 490 | 0.00403 | HV
679-AL1/86-ST1A 380.0 | 14.6 | 0.042 | 0.25 | 1.15 | ol | 679 | 0.00403 | HV

## trafo_std_types
| i0_percent | pfe_kw | vkr_percent | sn_mva | vn_lv_kv | vn_hv_kv | vk_percent | shift_degree | vector_group | tap_side | tap_neutral | tap_min | tap_max | tap_step_degree | tap_step_percent | tap_phase_shifter
160 MVA 380/110 kV | 0.06 | 60 | 0.25 | 160 | 110 | 380 | 12.2 | 0 | Yy0 | hv | 0 | -9 | 9 | 0 | 1.5 | FALSE
100 MVA 220/110 kV | 0.06 | 55 | 0.26 | 100 | 110 | 220 | 12 | 0 | Yy0 | hv | 0 | -9 | 9 | 0 | 1.5 | FALSE
63 MVA 110/20 kV | 0.04 | 22 | 0.32 | 63 | 20 | 110 | 18 | 150 | YNd5 | hv | 0 | -9 | 9 | 0 | 1.5 | FALSE
40 MVA 110/20 kV | 0.05 | 18 | 0.34 | 40 | 20 | 110 | 16.2 | 150 | YNd5 | hv | 0 | -9 | 9 | 0 | 1.5 | FALSE
25 MVA 110/20 kV | 0.07 | 14 | 0.41 | 25 | 20 | 110 | 12 | 150 | YNd5 | hv | 0 | -9 | 9 | 0 | 1.5 | FALSE
63 MVA 110/10 kV | 0.04 | 22 | 0.32 | 63 | 10 | 110 | 18 | 150 | YNd5 | hv | 0 | -9 | 9 | 0 | 1.5 | FALSE
40 MVA 110/10 kV | 0.05 | 18 | 0.34 | 40 | 10 | 110 | 16.2 | 150 | YNd5 | hv | 0 | -9 | 9 | 0 | 1.5 | FALSE
25 MVA 110/10 kV | 0.07 | 14 | 0.41 | 25 | 10 | 110 | 12 | 150 | YNd5 | hv | 0 | -9 | 9 | 0 | 1.5 | FALSE
0.25 MVA 20/0.4 kV | 0.32 | 0.8 | 1.44 | 0.25 | 0.4 | 20 | 6 | 150 | Yzn5 | hv | 0 | -2 | 2 | 0 | 2.5 | FALSE
0.4 MVA 20/0.4 kV | 0.3375 | 1.35 | 1.425 | 0.4 | 0.4 | 20 | 6 | 150 | Dyn5 | hv | 0 | -2 | 2 | 0 | 2.5 | FALSE
0.63 MVA 20/0.4 kV | 0.2619 | 1.65 | 1.206 | 0.63 | 0.4 | 20 | 6 | 150 | Dyn5 | hv | 0 | -2 | 2 | 0 | 2.5 | FALSE
0.25 MVA 10/0.4 kV | 0.24 | 0.6 | 1.2 | 0.25 | 0.4 | 10 | 4 | 150 | Dyn5 | hv | 0 | -2 | 2 | 0 | 2.5 | FALSE
0.4 MVA 10/0.4 kV | 0.2375 | 0.95 | 1.325 | 0.4 | 0.4 | 10 | 4 | 150 | Dyn5 | hv | 0 | -2 | 2 | 0 | 2.5 | FALSE
0.63 MVA 10/0.4 kV | 0.1873 | 1.18 | 1.0794 | 0.63 | 0.4 | 10 | 4 | 150 | Dyn5 | hv | 0 | -2 | 2 | 0 | 2.5 | FALSE

## trafo3w_std_types
| sn_hv_mva | sn_mv_mva | sn_lv_mva | vn_hv_kv | vn_mv_kv | vn_lv_kv | vk_hv_percent | vk_mv_percent | vk_lv_percent | vkr_hv_percent | vkr_mv_percent | vkr_lv_percent | pfe_kw | i0_percent | shift_mv_degree | shift_lv_degree | vector_group | tap_side | tap_neutral | tap_min | tap_max | tap_step_percent
63/25/38 MVA 110/20/10 kV | 63 | 25 | 38 | 110 | 20 | 10 | 10.4 | 10.4 | 10.4 | 0.28 | 0.32 | 0.35 | 35 | 0.89 | 0 | 0 | YN0yn0yn0 | hv | 0 | -10 | 10 | 1.2
63/25/38 MVA 110/10/10 kV | 63 | 25 | 38 | 110 | 10 | 10 | 10.4 | 10.4 | 10.4 | 0.28 | 0.32 | 0.35 | 35 | 0.89 | 0 | 0 | YN0yn0yn0 | hv | 0 | -10 | 10 | 1.2

## fuse_std_types
| fuse_type | i_rated_a | t_avg | t_min | t_total | x_avg | x_min | x_total
HV 100A | HV 100A | 100 | 0 | [10.0, 3.64, 0.854, 0.281, 0.1, 0.0531, 0.022, 0.01] | [10.0, 4.267, 1.21, 0.403, 0.1, 0.058, 0.022, 0.01] | 0 | [300.0, 350.0, 450.0, 550.0, 700.0, 850.0, 1200.0, 1752.0] | [600.0, 700.0, 900.0, 1150.0, 1665.0, 2000.0, 3000.0, 4313.0]
HV 10A | HV 10A | 10 | 0 | [10.0, 1675.0, 0.344, 0.156, 0.1, 0.0417, 0.0171, 0.01] | [10.0, 1.3, 0.3, 0.155, 0.1, 0.0555, 0.023, 0.01] | 0 | [30.0, 32.0, 35.0, 37.0, 39.0, 50.0, 70.0, 88.0] | [60.0, 70.0, 80.0, 87.0, 94.0, 110.0, 150.0, 216.0]
HV 125A | HV 125A | 125 | 0 | [10.0, 1.82, 0.344, 0.1, 0.0467, 0.0269, 0.01] | [10.0, 2.478, 0.426, 0.1, 0.0427, 0.0211, 0.01] | 0 | [375.0, 500.0, 700.0, 925.0, 1200.0, 1500.0, 2341.0] | [750.0, 1000.0, 1500.0, 2200.0, 3000.0, 4000.0, 5765.0]
HV 160A | HV 160A | 160 | 0 | [10.0, 4.15, 1.03, 0.198, 0.1, 0.051, 0.0172, 0.01] | [10.0, 2.3, 0.734, 0.274, 0.1, 0.046, 0.0177, 0.01] | 0 | [480.0, 550.0, 700.0, 1000.0, 1260.0, 1600.0, 2500.0, 3227.0] | [960.0, 1300.0, 1700.0, 2200.0, 2996.0, 4000.0, 6000.0, 7946.0]
HV 16A | HV 16A | 16 | 0 | [10.0, 0.352, 0.164, 0.1, 0.0649, 0.0342, 0.01] | [10.0, 2.34, 0.722, 0.181, 0.1, 0.055, 0.0296, 0.01] | 0 | [48.0, 60.0, 65.0, 71.0, 80.0, 100.0, 162.0] | [96.0, 110.0, 125.0, 150.0, 168.0, 200.0, 250.0, 398.0]
HV 200A | HV 200A | 200 | 0 | [10.0, 4.267, 1.21, 0.403, 0.1, 0.058, 0.022, 0.01] | [10.0, 3.73, 1.654, 0.328, 0.1, 0.0531, 0.019, 0.01] | 0 | [600.0, 700.0, 900.0, 1150.0, 1665.0, 2000.0, 3000.0, 4313.0] | [1200.0, 1500.0, 1800.0, 2700.0, 3960.0, 5000.0, 7500.0, 10620.0]
HV 20A | HV 20A | 20 | 0 | [10.0, 1.3, 0.3, 0.155, 0.1, 0.0555, 0.023, 0.01] | [10.0, 1.3, 0.161, 0.1, 0.0611, 0.0399, 0.0141, 0.01] | 0 | [60.0, 70.0, 80.0, 87.0, 94.0, 110.0, 150.0, 216.0] | [120.0, 150.0, 200.0, 223.0, 260.0, 300.0, 450.0, 532.0]
HV 25A | HV 25A | 25 | 0 | [10.0, 2.512, 0.833, 0.299, 0.1, 0.0372, 0.0223, 0.01] | [10.0, 3.125, 0.597, 0.198, 0.1, 0.0378, 0.022, 0.01] | 0 | [75.0, 82.0, 90.0, 100.0, 124.0, 170.0, 200.0, 289.0] | [150.0, 170.0, 210.0, 250.0, 294.0, 400.0, 500.0, 711.0]
HV 31.5A | HV 31.5A | 31.5 | 0 | [10.0, 2.34, 0.722, 0.181, 0.1, 0.055, 0.0296, 0.01] | [10.0, 2.84, 0.368, 0.164, 0.1, 0.0621, 0.0378, 0.0195, 0.01] | 0 | [95.0, 110.0, 125.0, 150.0, 165.0, 200.0, 250.0, 390.0] | [189.0, 220.0, 300.0, 350.0, 393.0, 450.0, 530.0, 700.0, 960.0]
HV 40A | HV 40A | 40 | 0 | [10.0, 1.3, 0.161, 0.1, 0.0611, 0.0399, 0.0141, 0.01] | [10.0, 2.05, 0.369, 0.198, 0.1, 0.051, 0.0298, 0.01] | 0 | [120.0, 150.0, 200.0, 223.0, 260.0, 300.0, 450.0, 532.0] | [240.0, 300.0, 400.0, 450.0, 530.0, 650.0, 800.0, 1311.0]
HV 50A | HV 50A | 50 | 0 | [10.0, 3.215, 0.597, 0.198, 0.1, 0.0378, 0.022, 0.01] | [10.0, 3.64, 0.854, 0.281, 0.1, 0.0531, 0.022, 0.01] | 0 | [150.0, 170.0, 210.0, 250.0, 294.0, 400.0, 500.0, 711.0] | [300.0, 350.0, 450.0, 550.0, 700.0, 850.0, 1200.0, 1752.0]
HV 6.3A | HV 6.3A | 6.3 | 0 | [10.0, 1.39, 0.344, 0.168, 0.1, 0.056, 0.0263, 0.01] | [10.0, 1.711, 0.516, 0.198, 0.1, 0.0634, 0.0303, 0.01] | 0 | [19.0, 19.5, 20.4, 20.8, 22.0, 25.0, 32.0, 48.0] | [38.0, 40.0, 43.0, 48.0, 53.0, 60.0, 75.0, 118.0]
HV 63A | HV 63A | 63 | 0 | [10.0, 2.84, 0.368, 0.164, 0.1, 0.0621, 0.0378, 0.0195, 0.01] | [10.0, 1.82, 0.344, 0.1, 0.0467, 0.0269, 0.01] | 0 | [189.0, 220.0, 300.0, 350.0, 393.0, 450.0, 530.0, 700.0, 961.0] | [378.0, 500.0, 700.0, 934.0, 1200.0, 1500.0, 2366.0]
HV 80A | HV 80A | 80 | 0 | [10.0, 2.05, 0.369, 0.198, 0.1, 0.051, 0.0298, 0.01] | [10.0, 4.15, 1.03, 0.198, 0.1, 0.051, 0.0172, 0.01] | 0 | [240.0, 300.0, 400.0, 450.0, 530.0, 650.0, 800.0, 1311.0] | [480.0, 550.0, 700.0, 1000.0, 1260.0, 1600.0, 2500.0, 3227.0]
Siemens NH-1-100 | Siemens NH-1-100 | 100 | [5400.0, 2000.0, 400.0, 20.0, 1.0, 0.2, 0.012, 0.004] | 0 | 0 | [150.0, 190.0, 250.0, 430.0, 900.0, 1250.0, 2700.0, 3600.0] | 0 | 0
Siemens NH-1-125 | Siemens NH-1-125 | 125 | [4800.0, 120.0, 7.0, 0.1, 0.004] | 0 | 0 | [180.0, 400.0, 740.0, 2000.0, 4250.0] | 0 | 0
Siemens NH-1-16 | Siemens NH-1-16 | 16 | [4000.0, 400.0, 2.0, 0.1, 0.04, 0.01] | 0 | 0 | [26.0, 35.0, 75.0, 150.0, 200.0, 300.0] | 0 | 0
Siemens NH-1-160 | Siemens NH-1-160 | 160 | [4800.0, 120.0, 7.0, 0.1, 0.004] | 0 | 0 | [210.0, 500.0, 900.0, 2300.0, 5000.0] | 0 | 0
Siemens NH-1-25 | Siemens NH-1-25 | 25 | [4000.0, 1000.0, 10.0, 0.2, 0.02, 0.01] | 0 | 0 | [40.0, 50.0, 100.0, 210.0, 400.0, 500.0] | 0 | 0
Siemens NH-1-50 | Siemens NH-1-50 | 50 | [4000.0, 40.0, 4.0, 1.0, 0.02, 0.01] | 0 | 0 | [86.0, 200.0, 300.0, 400.0, 1000.0, 1280.0] | 0 | 0
Siemens NH-1-63 | Siemens NH-1-63 | 63 | [4000.0, 100.0, 10.0, 2.0, 0.04, 0.01] | 0 | 0 | [100.0, 200.0, 300.0, 400.0, 1000.0, 1500.0] | 0 | 0
Siemens NH-1-80 | Siemens NH-1-80 | 80 | [4800.0, 120.0, 7.0, 0.1, 0.01] | 0 | 0 | [150.58, 250.0, 450.0, 1150.0, 2470.0] | 0 | 0
Siemens NH-2-1000 | Siemens NH-2-1000 | 1000 | [4800.0, 120.0, 7.0, 0.1, 0.004] | 0 | 0 | [1900.0, 3500.0, 8400.0, 24000.0, 52000.0] | 0 | 0
Siemens NH-2-200 | Siemens NH-2-200 | 200 | [4800.0, 120.0, 7.0, 0.1, 0.004] | 0 | 0 | [280.0, 650.0, 1200.0, 3000.0, 7000.0] | 0 | 0
Siemens NH-2-224 | Siemens NH-2-224 | 224 | [4800.0, 120.0, 7.0, 0.2, 0.04, 0.004] | 0 | 0 | [400.0, 750.0, 1453.0, 3025.0, 4315.0, 7600.0] | 0 | 0
Siemens NH-2-250 | Siemens NH-2-250 | 250 | [4800.0, 120.0, 7.0, 0.1, 0.004] | 0 | 0 | [450.0, 800.0, 1650.0, 4000.0, 8500.0] | 0 | 0
Siemens NH-2-315 | Siemens NH-2-315 | 315 | [4800.0, 120.0, 7.0, 0.1, 0.004] | 0 | 0 | [550.0, 920.0, 1900.0, 5000.0, 11000.0] | 0 | 0
Siemens NH-2-355 | Siemens NH-2-355 | 355 | [4800.0, 120.0, 6.0, 0.1, 0.004] | 0 | 0 | [650.0, 1116.27, 2350.0, 5840.0, 12790.0] | 0 | 0
Siemens NH-2-400 | Siemens NH-2-400 | 400 | [4800.0, 120.0, 7.0, 0.1, 0.004] | 0 | 0 | [720.0, 1350.0, 2800.0, 6500.0, 15000.0] | 0 | 0
Siemens NH-2-425 | Siemens NH-2-425 | 425 | [4800.0, 120.0, 7.0, 0.1, 0.004] | 0 | 0 | [850.0, 1500.0, 3050.0, 7500.0, 16500.0] | 0 | 0
Siemens NH-2-630 | Siemens NH-2-630 | 630 | [4800.0, 120.0, 7.0, 0.1, 0.004] | 0 | 0 | [1200.0, 2000.0, 4800.0, 12000.0, 26000.0] | 0 | 0

## dtypes
| element | column | dtype
0 | bus | name | object
1 | bus | vn_kv | float64
2 | bus | type | object
3 | bus | zone | object
4 | bus | in_service | bool
5 | load | name | object
6 | load | bus | uint32
7 | load | p_mw | float64
8 | load | q_mvar | float64
9 | load | const_z_percent | float64
10 | load | const_i_percent | float64
11 | load | sn_mva | float64
12 | load | scaling | float64
13 | load | in_service | bool
14 | load | type | object
15 | ext_grid | name | object
16 | ext_grid | bus | uint32
17 | ext_grid | vm_pu | float64
18 | ext_grid | va_degree | float64
19 | ext_grid | slack_weight | float64
20 | ext_grid | in_service | bool
21 | line | name | object
22 | line | std_type | object
23 | line | from_bus | uint32
24 | line | to_bus | uint32
25 | line | length_km | float64
26 | line | r_ohm_per_km | float64
27 | line | x_ohm_per_km | float64
28 | line | c_nf_per_km | float64
29 | line | g_us_per_km | float64
30 | line | max_i_ka | float64
31 | line | df | float64
32 | line | parallel | uint32
33 | line | type | object
34 | line | in_service | bool
35 | trafo | name | object
36 | trafo | std_type | object
37 | trafo | hv_bus | uint32
38 | trafo | lv_bus | uint32
39 | trafo | sn_mva | float64
40 | trafo | vn_hv_kv | float64
41 | trafo | vn_lv_kv | float64
42 | trafo | vk_percent | float64
43 | trafo | vkr_percent | float64
44 | trafo | pfe_kw | float64
45 | trafo | i0_percent | float64
46 | trafo | shift_degree | float64
47 | trafo | tap_side | object
48 | trafo | tap_neutral | int32
49 | trafo | tap_min | int32
50 | trafo | tap_max | int32
51 | trafo | tap_step_percent | float64
52 | trafo | tap_step_degree | float64
53 | trafo | tap_pos | int32
54 | trafo | tap_phase_shifter | bool
55 | trafo | parallel | uint32
56 | trafo | df | float64
57 | trafo | in_service | bool
58 | line_geodata | coords | object
59 | bus_geodata | x | float64
60 | bus_geodata | y | float64
61 | bus_geodata | coords | object

## parameters
| version | format_version | converged | OPF_converged | name | f_hz | sn_mva
0 | 2.14.6 | 2.14.0 | FALSE | FALSE |  | 50 | 1