## bus
| name | vn_kv | type | zone | in_service
0 | bus_LV_4871-2_0_3_node_0 | 0.4 | n |  | TRUE
1 | bus_LV_4871-2_0_3_node_1 | 0.4 | n |  | TRUE
2 | bus_LV_4871-2_0_3_node_2 | 0.4 | n |  | TRUE
3 | bus_LV_4871-2_0_3_node_21 | 0.4 | n |  | TRUE
4 | bus_LV_4871-2_0_3_node_92 | 0.4 | n |  | TRUE
5 | bus_LV_4871-2_0_3_node_79 | 0.4 | n |  | TRUE
6 | bus_LV_4871-2_0_3_node_20 | 0.4 | n |  | TRUE
7 | bus_LV_4871-2_0_3_node_3 | 0.4 | n |  | TRUE
8 | bus_LV_4871-2_0_3_node_5 | 0.4 | n |  | TRUE
9 | bus_LV_4871-2_0_3_node_6 | 0.4 | n |  | TRUE
10 | bus_LV_4871-2_0_3_node_7 | 0.4 | n |  | TRUE
11 | bus_LV_4871-2_0_3_node_91 | 0.4 | n |  | TRUE
12 | bus_LV_4871-2_0_3_node_100 | 0.4 | n |  | TRUE
13 | bus_LV_4871-2_0_3_node_97 | 0.4 | n |  | TRUE
14 | bus_LV_4871-2_0_3_node_85 | 0.4 | n |  | TRUE
15 | bus_LV_4871-2_0_3_node_84 | 0.4 | n |  | TRUE
16 | bus_LV_4871-2_0_3_node_94 | 0.4 | n |  | TRUE
17 | bus_LV_4871-2_0_3_node_82 | 0.4 | n |  | TRUE
18 | bus_LV_4871-2_0_3_node_96 | 0.4 | n |  | TRUE
19 | bus_LV_4871-2_0_3_node_8 | 0.4 | n |  | TRUE
20 | bus_LV_4871-2_0_3_node_9 | 0.4 | n |  | TRUE
21 | bus_LV_4871-2_0_3_node_10 | 0.4 | n |  | TRUE
22 | bus_LV_4871-2_0_3_node_11 | 0.4 | n |  | TRUE
23 | bus_LV_4871-2_0_3_node_12 | 0.4 | n |  | TRUE
24 | bus_LV_4871-2_0_3_node_22 | 0.4 | n |  | TRUE
25 | bus_LV_4871-2_0_3_node_33 | 0.4 | n |  | TRUE
26 | bus_LV_4871-2_0_3_node_23 | 0.4 | n |  | TRUE
27 | bus_LV_4871-2_0_3_node_31 | 0.4 | n |  | TRUE
28 | bus_LV_4871-2_0_3_node_60 | 0.4 | n |  | TRUE
29 | bus_LV_4871-2_0_3_node_59 | 0.4 | n |  | TRUE
30 | bus_LV_4871-2_0_3_node_13 | 0.4 | n |  | TRUE
31 | bus_LV_4871-2_0_3_node_14 | 0.4 | n |  | TRUE
32 | bus_LV_4871-2_0_3_node_16 | 0.4 | n |  | TRUE
33 | bus_LV_4871-2_0_3_node_17 | 0.4 | n |  | TRUE
34 | bus_LV_4871-2_0_3_node_80 | 0.4 | n |  | TRUE
35 | bus_LV_4871-2_0_3_node_93 | 0.4 | n |  | TRUE
36 | bus_LV_4871-2_0_3_node_18 | 0.4 | n |  | TRUE
37 | bus_LV_4871-2_0_3_node_78 | 0.4 | n |  | TRUE
38 | bus_LV_4871-2_0_3_node_89 | 0.4 | n |  | TRUE
39 | bus_LV_4871-2_0_3_node_19 | 0.4 | n |  | TRUE
40 | bus_LV_4871-2_0_3_node_98 | 0.4 | n |  | TRUE
41 | bus_LV_4871-2_0_3_node_77 | 0.4 | n |  | TRUE
42 | bus_LV_4871-2_0_3_node_24 | 0.4 | n |  | TRUE
43 | bus_LV_4871-2_0_3_node_54 | 0.4 | n |  | TRUE
44 | bus_LV_4871-2_0_3_node_25 | 0.4 | n |  | TRUE
45 | bus_LV_4871-2_0_3_node_26 | 0.4 | n |  | TRUE
46 | bus_LV_4871-2_0_3_node_27 | 0.4 | n |  | TRUE
47 | bus_LV_4871-2_0_3_node_28 | 0.4 | n |  | TRUE
48 | bus_LV_4871-2_0_3_node_29 | 0.4 | n |  | TRUE
49 | bus_LV_4871-2_0_3_node_30 | 0.4 | n |  | TRUE
50 | bus_LV_4871-2_0_3_node_56 | 0.4 | n |  | TRUE
51 | bus_LV_4871-2_0_3_node_43 | 0.4 | n |  | TRUE
52 | bus_LV_4871-2_0_3_node_151 | 0.4 | n |  | TRUE
53 | bus_LV_4871-2_0_3_node_57 | 0.4 | n |  | TRUE
54 | bus_LV_4871-2_0_3_node_44 | 0.4 | n |  | TRUE
55 | bus_LV_4871-2_0_3_node_45 | 0.4 | n |  | TRUE
56 | bus_LV_4871-2_0_3_node_160 | 0.4 | n |  | TRUE
57 | bus_LV_4871-2_0_3_node_149 | 0.4 | n |  | TRUE
58 | bus_LV_4871-2_0_3_node_32 | 0.4 | n |  | TRUE
59 | bus_LV_4871-2_0_3_node_34 | 0.4 | n |  | TRUE
60 | bus_LV_4871-2_0_3_node_49 | 0.4 | n |  | TRUE
61 | bus_LV_4871-2_0_3_node_47 | 0.4 | n |  | TRUE
62 | bus_LV_4871-2_0_3_node_52 | 0.4 | n |  | TRUE
63 | bus_LV_4871-2_0_3_node_48 | 0.4 | n |  | TRUE
64 | bus_LV_4871-2_0_3_node_72 | 0.4 | n |  | TRUE
65 | bus_LV_4871-2_0_3_node_38 | 0.4 | n |  | TRUE
66 | bus_LV_4871-2_0_3_node_46 | 0.4 | n |  | TRUE
67 | bus_LV_4871-2_0_3_node_35 | 0.4 | n |  | TRUE
68 | bus_LV_4871-2_0_3_node_36 | 0.4 | n |  | TRUE
69 | bus_LV_4871-2_0_3_node_37 | 0.4 | n |  | TRUE
70 | bus_LV_4871-2_0_3_node_39 | 0.4 | n |  | TRUE
71 | bus_LV_4871-2_0_3_node_40 | 0.4 | n |  | TRUE
72 | bus_LV_4871-2_0_3_node_73 | 0.4 | n |  | TRUE
73 | bus_LV_4871-2_0_3_node_58 | 0.4 | n |  | TRUE
74 | bus_LV_4871-2_0_3_node_41 | 0.4 | n |  | TRUE
75 | bus_LV_4871-2_0_3_node_42 | 0.4 | n |  | TRUE
76 | bus_LV_4871-2_0_3_node_50 | 0.4 | n |  | TRUE
77 | bus_LV_4871-2_0_3_node_154 | 0.4 | n |  | TRUE
78 | bus_LV_4871-2_0_3_node_153 | 0.4 | n |  | TRUE
79 | bus_LV_4871-2_0_3_node_74 | 0.4 | n |  | TRUE
80 | bus_LV_4871-2_0_3_node_70 | 0.4 | n |  | TRUE
81 | bus_LV_4871-2_0_3_node_53 | 0.4 | n |  | TRUE
82 | bus_LV_4871-2_0_3_node_51 | 0.4 | n |  | TRUE
83 | bus_LV_4871-2_0_3_node_62 | 0.4 | n |  | TRUE
84 | bus_LV_4871-2_0_3_node_63 | 0.4 | n |  | TRUE
85 | bus_LV_4871-2_0_3_node_65 | 0.4 | n |  | TRUE
86 | bus_LV_4871-2_0_3_node_144 | 0.4 | n |  | TRUE
87 | bus_LV_4871-2_0_3_node_64 | 0.4 | n |  | TRUE
88 | bus_LV_4871-2_0_3_node_116 | 0.4 | n |  | TRUE
89 | bus_LV_4871-2_0_3_node_140 | 0.4 | n |  | TRUE
90 | bus_LV_4871-2_0_3_node_131 | 0.4 | n |  | TRUE
91 | bus_LV_4871-2_0_3_node_146 | 0.4 | n |  | TRUE
92 | bus_LV_4871-2_0_3_node_66 | 0.4 | n |  | TRUE
93 | bus_LV_4871-2_0_3_node_67 | 0.4 | n |  | TRUE
94 | bus_LV_4871-2_0_3_node_68 | 0.4 | n |  | TRUE
95 | bus_LV_4871-2_0_3_node_71 | 0.4 | n |  | TRUE
96 | bus_LV_4871-2_0_3_node_69 | 0.4 | n |  | TRUE
97 | bus_LV_4871-2_0_3_node_145 | 0.4 | n |  | TRUE
98 | bus_LV_4871-2_0_3_node_142 | 0.4 | n |  | TRUE
99 | bus_LV_4871-2_0_3_node_113 | 0.4 | n |  | TRUE
100 | bus_LV_4871-2_0_3_node_141 | 0.4 | n |  | TRUE
101 | bus_LV_4871-2_0_3_node_139 | 0.4 | n |  | TRUE
102 | bus_LV_4871-2_0_3_node_127 | 0.4 | n |  | TRUE
103 | bus_LV_4871-2_0_3_node_75 | 0.4 | n |  | TRUE
104 | bus_LV_4871-2_0_3_node_76 | 0.4 | n |  | TRUE
105 | bus_LV_4871-2_0_3_node_81 | 0.4 | n |  | TRUE
106 | bus_LV_4871-2_0_3_node_83 | 0.4 | n |  | TRUE
107 | bus_LV_4871-2_0_3_node_107 | 0.4 | n |  | TRUE
108 | bus_LV_4871-2_0_3_node_95 | 0.4 | n |  | TRUE
109 | bus_LV_4871-2_0_3_node_130 | 0.4 | n |  | TRUE
110 | bus_LV_4871-2_0_3_node_86 | 0.4 | n |  | TRUE
111 | bus_LV_4871-2_0_3_node_87 | 0.4 | n |  | TRUE
112 | bus_LV_4871-2_0_3_node_88 | 0.4 | n |  | TRUE
113 | bus_LV_4871-2_0_3_node_90 | 0.4 | n |  | TRUE
114 | bus_LV_4871-2_0_3_node_118 | 0.4 | n |  | TRUE
115 | bus_LV_4871-2_0_3_node_134 | 0.4 | n |  | TRUE
116 | bus_LV_4871-2_0_3_node_105 | 0.4 | n |  | TRUE
117 | bus_LV_4871-2_0_3_node_132 | 0.4 | n |  | TRUE
118 | bus_LV_4871-2_0_3_node_110 | 0.4 | n |  | TRUE
119 | bus_LV_4871-2_0_3_node_99 | 0.4 | n |  | TRUE
120 | bus_LV_4871-2_0_3_node_101 | 0.4 | n |  | TRUE
121 | bus_LV_4871-2_0_3_node_138 | 0.4 | n |  | TRUE
122 | bus_LV_4871-2_0_3_node_102 | 0.4 | n |  | TRUE
123 | bus_LV_4871-2_0_3_node_103 | 0.4 | n |  | TRUE
124 | bus_LV_4871-2_0_3_node_104 | 0.4 | n |  | TRUE
125 | bus_LV_4871-2_0_3_node_106 | 0.4 | n |  | TRUE
126 | bus_LV_4871-2_0_3_node_108 | 0.4 | n |  | TRUE
127 | bus_LV_4871-2_0_3_node_109 | 0.4 | n |  | TRUE
128 | bus_LV_4871-2_0_3_node_129 | 0.4 | n |  | TRUE
129 | bus_LV_4871-2_0_3_node_111 | 0.4 | n |  | TRUE
130 | bus_LV_4871-2_0_3_node_112 | 0.4 | n |  | TRUE
131 | bus_LV_4871-2_0_3_node_114 | 0.4 | n |  | TRUE
132 | bus_LV_4871-2_0_3_node_115 | 0.4 | n |  | TRUE
133 | bus_LV_4871-2_0_3_node_117 | 0.4 | n |  | TRUE
134 | bus_LV_4871-2_0_3_node_137 | 0.4 | n |  | TRUE
135 | bus_LV_4871-2_0_3_node_135 | 0.4 | n |  | TRUE
136 | bus_LV_4871-2_0_3_node_123 | 0.4 | n |  | TRUE
137 | bus_LV_4871-2_0_3_node_119 | 0.4 | n |  | TRUE
138 | bus_LV_4871-2_0_3_node_120 | 0.4 | n |  | TRUE
139 | bus_LV_4871-2_0_3_node_121 | 0.4 | n |  | TRUE
140 | bus_LV_4871-2_0_3_node_122 | 0.4 | n |  | TRUE
141 | bus_LV_4871-2_0_3_node_124 | 0.4 | n |  | TRUE
142 | bus_LV_4871-2_0_3_node_125 | 0.4 | n |  | TRUE
143 | bus_LV_4871-2_0_3_node_126 | 0.4 | n |  | TRUE
144 | bus_LV_4871-2_0_3_node_128 | 0.4 | n |  | TRUE
145 | bus_LV_4871-2_0_3_node_133 | 0.4 | n |  | TRUE
146 | bus_LV_4871-2_0_3_node_143 | 0.4 | n |  | TRUE
147 | bus_LV_4871-2_0_3_node_155 | 0.4 | n |  | TRUE
148 | bus_LV_4871-2_0_3_node_156 | 0.4 | n |  | TRUE
149 | bus_LV_4871-2_0_3_node_147 | 0.4 | n |  | TRUE
150 | bus_LV_4871-2_0_3_node_148 | 0.4 | n |  | TRUE
151 | bus_LV_4871-2_0_3_node_150 | 0.4 | n |  | TRUE
152 | bus_LV_4871-2_0_3_node_152 | 0.4 | n |  | TRUE
153 | bus_LV_4871-2_0_3_node_164 | 0.4 | n |  | TRUE
154 | bus_LV_4871-2_0_3_node_157 | 0.4 | n |  | TRUE
155 | bus_LV_4871-2_0_3_node_163 | 0.4 | n |  | TRUE
156 | bus_LV_4871-2_0_3_node_159 | 0.4 | n |  | TRUE
157 | bus_LV_4871-2_0_3_node_158 | 0.4 | n |  | TRUE
158 | bus_LV_4871-2_0_3_node_165 | 0.4 | n |  | TRUE
159 | bus_LV_4871-2_0_3_node_166 | 0.4 | n |  | TRUE
160 | bus_LV_4871-2_0_3_node_167 | 0.4 | n |  | TRUE
161 | bus_LV_4871-2_0_3_node_161 | 0.4 | n |  | TRUE
162 | bus_LV_4871-2_0_3_node_162 | 0.4 | n |  | TRUE
163 | bus_LV_4871-2_0_3_node_168 | 0.4 | n |  | TRUE
164 | bus_LV_4871-2_0_3_node_170 | 0.4 | n |  | TRUE
165 | bus_LV_4871-2_0_3_node_171 | 0.4 | n |  | TRUE
166 | bus_LV_4871-2_0_3_node_169 | 0.4 | n |  | TRUE
167 | bus_MV_402_1_node_262 | 20 | n |  | TRUE

## load
| name | bus | p_mw | q_mvar | const_z_percent | const_i_percent | sn_mva | scaling | in_service | type
0 | LV_4871-2_0_3_load_0 | 0 | 0.016417 | 0.0041146 | 0 | 0 |  | 1 | TRUE | wye
1 | LV_4871-2_0_3_load_2 | 2 | 0.00023693 | 5.9381e-05 | 0 | 0 |  | 1 | TRUE | wye
2 | LV_4871-2_0_3_load_92 | 4 | 0.00050664 | 0.00012698 | 0 | 0 |  | 1 | TRUE | wye
3 | LV_4871-2_0_3_load_79 | 5 | 0.00052866 | 0.0001325 | 0 | 0 |  | 1 | TRUE | wye
4 | LV_4871-2_0_3_load_3 | 7 | 0.0055211 | 0.0013837 | 0 | 0 |  | 1 | TRUE | wye
5 | LV_4871-2_0_3_load_91 | 11 | 0.00101 | 0.00025313 | 0 | 0 |  | 1 | TRUE | wye
6 | LV_4871-2_0_3_load_100 | 12 | 0.0022053 | 0.0005527 | 0 | 0 |  | 1 | TRUE | wye
7 | LV_4871-2_0_3_load_97 | 13 | 0.00058718 | 0.00014716 | 0 | 0 |  | 1 | TRUE | wye
8 | LV_4871-2_0_3_load_85 | 14 | 0.0011729 | 0.00029395 | 0 | 0 |  | 1 | TRUE | wye
9 | LV_4871-2_0_3_load_94 | 16 | 0.00013343 | 3.3441e-05 | 0 | 0 |  | 1 | TRUE | wye
10 | LV_4871-2_0_3_load_82 | 17 | 0.00083142 | 0.00020837 | 0 | 0 |  | 1 | TRUE | wye
11 | LV_4871-2_0_3_load_96 | 18 | 0.00013268 | 3.3253e-05 | 0 | 0 |  | 1 | TRUE | wye
12 | LV_4871-2_0_3_load_8 | 19 | 0.0021365 | 0.00053547 | 0 | 0 |  | 1 | TRUE | wye
13 | LV_4871-2_0_3_load_22 | 24 | 0.00019335 | 4.8457e-05 | 0 | 0 |  | 1 | TRUE | wye
14 | LV_4871-2_0_3_load_31 | 27 | 7.6067e-05 | 1.9064e-05 | 0 | 0 |  | 1 | TRUE | wye
15 | LV_4871-2_0_3_load_60 | 28 | 0.00021028 | 5.2701e-05 | 0 | 0 |  | 1 | TRUE | wye
16 | LV_4871-2_0_3_load_59 | 29 | 0.00014378 | 3.6036e-05 | 0 | 0 |  | 1 | TRUE | wye
17 | LV_4871-2_0_3_load_13 | 30 | 0.00022607 | 5.6658e-05 | 0 | 0 |  | 1 | TRUE | wye
18 | LV_4871-2_0_3_load_14 | 31 | 0.00030243 | 7.5797e-05 | 0 | 0 |  | 1 | TRUE | wye
19 | LV_4871-2_0_3_load_16 | 32 | 0.00018429 | 4.6188e-05 | 0 | 0 |  | 1 | TRUE | wye
20 | LV_4871-2_0_3_load_80 | 34 | 0.0021571 | 0.00054062 | 0 | 0 |  | 1 | TRUE | wye
21 | LV_4871-2_0_3_load_93 | 35 | 0.001124 | 0.0002817 | 0 | 0 |  | 1 | TRUE | wye
22 | LV_4871-2_0_3_load_18 | 36 | 0.00017057 | 4.2749e-05 | 0 | 0 |  | 1 | TRUE | wye
23 | LV_4871-2_0_3_load_78 | 37 | 0.0031349 | 0.00078568 | 0 | 0 |  | 1 | TRUE | wye
24 | LV_4871-2_0_3_load_89 | 38 | 0.0045579 | 0.0011423 | 0 | 0 |  | 1 | TRUE | wye
25 | LV_4871-2_0_3_load_19 | 39 | 0.00044989 | 0.00011275 | 0 | 0 |  | 1 | TRUE | wye
26 | LV_4871-2_0_3_load_98 | 40 | 0.00056839 | 0.00014245 | 0 | 0 |  | 1 | TRUE | wye
27 | LV_4871-2_0_3_load_77 | 41 | 0.0034394 | 0.00086201 | 0 | 0 |  | 1 | TRUE | wye
28 | LV_4871-2_0_3_load_54 | 43 | 0.00017398 | 4.3604e-05 | 0 | 0 |  | 1 | TRUE | wye
29 | LV_4871-2_0_3_load_25 | 44 | 0.0083503 | 0.0020928 | 0 | 0 |  | 1 | TRUE | wye
30 | LV_4871-2_0_3_load_26 | 45 | 0.0026223 | 0.0006572 | 0 | 0 |  | 1 | TRUE | wye
31 | LV_4871-2_0_3_load_28 | 47 | 0.0069198 | 0.0017343 | 0 | 0 |  | 1 | TRUE | wye
32 | LV_4871-2_0_3_load_29 | 48 | 0.0029901 | 0.00074938 | 0 | 0 |  | 1 | TRUE | wye
33 | LV_4871-2_0_3_load_30 | 49 | 0.0020602 | 0.00051632 | 0 | 0 |  | 1 | TRUE | wye
34 | LV_4871-2_0_3_load_56 | 50 | 0.0098697 | 0.0024736 | 0 | 0 |  | 1 | TRUE | wye
35 | LV_4871-2_0_3_load_57 | 53 | 0.0012404 | 0.00031086 | 0 | 0 |  | 1 | TRUE | wye
36 | LV_4871-2_0_3_load_44 | 54 | 0.0019155 | 0.00048008 | 0 | 0 |  | 1 | TRUE | wye
37 | LV_4871-2_0_3_load_45 | 55 | 0.0032638 | 0.00081799 | 0 | 0 |  | 1 | TRUE | wye
38 | LV_4871-2_0_3_load_160 | 56 | 0.0014239 | 0.00035686 | 0 | 0 |  | 1 | TRUE | wye
39 | LV_4871-2_0_3_load_32 | 58 | 0.000474 | 0.0001188 | 0 | 0 |  | 1 | TRUE | wye
40 | LV_4871-2_0_3_load_49 | 60 | 0.00011442 | 2.8675e-05 | 0 | 0 |  | 1 | TRUE | wye
41 | LV_4871-2_0_3_load_52 | 62 | 0.00014966 | 3.7508e-05 | 0 | 0 |  | 1 | TRUE | wye
42 | LV_4871-2_0_3_load_72 | 64 | 0.0011236 | 0.00028159 | 0 | 0 |  | 1 | TRUE | wye
43 | LV_4871-2_0_3_load_35 | 67 | 0.0010521 | 0.00026368 | 0 | 0 |  | 1 | TRUE | wye
44 | LV_4871-2_0_3_load_36 | 68 | 0.0016637 | 0.00041695 | 0 | 0 |  | 1 | TRUE | wye
45 | LV_4871-2_0_3_load_37 | 69 | 0.0028757 | 0.00072071 | 0 | 0 |  | 1 | TRUE | wye
46 | LV_4871-2_0_3_load_39 | 70 | 0.00097274 | 0.00024379 | 0 | 0 |  | 1 | TRUE | wye
47 | LV_4871-2_0_3_load_40 | 71 | 0.0018995 | 0.00047607 | 0 | 0 |  | 1 | TRUE | wye
48 | LV_4871-2_0_3_load_73 | 72 | 0.00025214 | 6.3191e-05 | 0 | 0 |  | 1 | TRUE | wye
49 | LV_4871-2_0_3_load_58 | 73 | 0.00038178 | 9.5684e-05 | 0 | 0 |  | 1 | TRUE | wye
50 | LV_4871-2_0_3_load_41 | 74 | 0.0013056 | 0.00032722 | 0 | 0 |  | 1 | TRUE | wye
51 | LV_4871-2_0_3_load_42 | 75 | 0.0089619 | 0.0022461 | 0 | 0 |  | 1 | TRUE | wye
52 | LV_4871-2_0_3_load_50 | 76 | 0.0025481 | 0.00063861 | 0 | 0 |  | 1 | TRUE | wye
53 | LV_4871-2_0_3_load_154 | 77 | 0.0038414 | 0.00096275 | 0 | 0 |  | 1 | TRUE | wye
54 | LV_4871-2_0_3_load_153 | 78 | 0.0011402 | 0.00028577 | 0 | 0 |  | 1 | TRUE | wye
55 | LV_4871-2_0_3_load_74 | 79 | 0.0014848 | 0.00037213 | 0 | 0 |  | 1 | TRUE | wye
56 | LV_4871-2_0_3_load_70 | 80 | 0.0016977 | 0.00042549 | 0 | 0 |  | 1 | TRUE | wye
57 | LV_4871-2_0_3_load_53 | 81 | 0.00026342 | 6.602e-05 | 0 | 0 |  | 1 | TRUE | wye
58 | LV_4871-2_0_3_load_131 | 90 | 0.0022126 | 0.00055452 | 0 | 0 |  | 1 | TRUE | wye
59 | LV_4871-2_0_3_load_146 | 91 | 0.0029052 | 0.00072811 | 0 | 0 |  | 1 | TRUE | wye
60 | LV_4871-2_0_3_load_66 | 92 | 0.00028557 | 7.1572e-05 | 0 | 0 |  | 1 | TRUE | wye
61 | LV_4871-2_0_3_load_67 | 93 | 0.00020415 | 5.1166e-05 | 0 | 0 |  | 1 | TRUE | wye
62 | LV_4871-2_0_3_load_68 | 94 | 0.0005509 | 0.00013807 | 0 | 0 |  | 1 | TRUE | wye
63 | LV_4871-2_0_3_load_71 | 95 | 0.0025035 | 0.00062743 | 0 | 0 |  | 1 | TRUE | wye
64 | LV_4871-2_0_3_load_69 | 96 | 0.002879 | 0.00072154 | 0 | 0 |  | 1 | TRUE | wye
65 | LV_4871-2_0_3_load_145 | 97 | 0.0026068 | 0.00065333 | 0 | 0 |  | 1 | TRUE | wye
66 | LV_4871-2_0_3_load_142 | 98 | 0.0020193 | 0.00050608 | 0 | 0 |  | 1 | TRUE | wye
67 | LV_4871-2_0_3_load_141 | 100 | 0.00055642 | 0.00013945 | 0 | 0 |  | 1 | TRUE | wye
68 | LV_4871-2_0_3_load_139 | 101 | 0.0031588 | 0.00079167 | 0 | 0 |  | 1 | TRUE | wye
69 | LV_4871-2_0_3_load_127 | 102 | 0.0013258 | 0.00033228 | 0 | 0 |  | 1 | TRUE | wye
70 | LV_4871-2_0_3_load_75 | 103 | 0.0013651 | 0.00034213 | 0 | 0 |  | 1 | TRUE | wye
71 | LV_4871-2_0_3_load_76 | 104 | 0.0063977 | 0.0016034 | 0 | 0 |  | 1 | TRUE | wye
72 | LV_4871-2_0_3_load_81 | 105 | 0.00086221 | 0.00021609 | 0 | 0 |  | 1 | TRUE | wye
73 | LV_4871-2_0_3_load_83 | 106 | 0.00086307 | 0.0002163 | 0 | 0 |  | 1 | TRUE | wye
74 | LV_4871-2_0_3_load_107 | 107 | 0.00015343 | 3.8453e-05 | 0 | 0 |  | 1 | TRUE | wye
75 | LV_4871-2_0_3_load_95 | 108 | 0.0034452 | 0.00086345 | 0 | 0 |  | 1 | TRUE | wye
76 | LV_4871-2_0_3_load_86 | 110 | 0.00062621 | 0.00015694 | 0 | 0 |  | 1 | TRUE | wye
77 | LV_4871-2_0_3_load_87 | 111 | 0.0014193 | 0.00035572 | 0 | 0 |  | 1 | TRUE | wye
78 | LV_4871-2_0_3_load_88 | 112 | 0.00099744 | 0.00024998 | 0 | 0 |  | 1 | TRUE | wye
79 | LV_4871-2_0_3_load_90 | 113 | 0.00060803 | 0.00015239 | 0 | 0 |  | 1 | TRUE | wye
80 | LV_4871-2_0_3_load_118 | 114 | 0.0014088 | 0.00035307 | 0 | 0 |  | 1 | TRUE | wye
81 | LV_4871-2_0_3_load_134 | 115 | 0.0010659 | 0.00026714 | 0 | 0 |  | 1 | TRUE | wye
82 | LV_4871-2_0_3_load_105 | 116 | 0.00019931 | 4.9952e-05 | 0 | 0 |  | 1 | TRUE | wye
83 | LV_4871-2_0_3_load_132 | 117 | 0.00032528 | 8.1522e-05 | 0 | 0 |  | 1 | TRUE | wye
84 | LV_4871-2_0_3_load_99 | 119 | 0.00076949 | 0.00019285 | 0 | 0 |  | 1 | TRUE | wye
85 | LV_4871-2_0_3_load_101 | 120 | 0.0040574 | 0.0010169 | 0 | 0 |  | 1 | TRUE | wye
86 | LV_4871-2_0_3_load_138 | 121 | 0.0012331 | 0.00030904 | 0 | 0 |  | 1 | TRUE | wye
87 | LV_4871-2_0_3_load_102 | 122 | 0.00013129 | 3.2905e-05 | 0 | 0 |  | 1 | TRUE | wye
88 | LV_4871-2_0_3_load_103 | 123 | 0.0001541 | 3.862e-05 | 0 | 0 |  | 1 | TRUE | wye
89 | LV_4871-2_0_3_load_104 | 124 | 0.0011443 | 0.00028679 | 0 | 0 |  | 1 | TRUE | wye
90 | LV_4871-2_0_3_load_106 | 125 | 0.00065024 | 0.00016297 | 0 | 0 |  | 1 | TRUE | wye
91 | LV_4871-2_0_3_load_108 | 126 | 0.0030902 | 0.00077448 | 0 | 0 |  | 1 | TRUE | wye
92 | LV_4871-2_0_3_load_109 | 127 | 0.0010567 | 0.00026483 | 0 | 0 |  | 1 | TRUE | wye
93 | LV_4871-2_0_3_load_129 | 128 | 0.0011066 | 0.00027734 | 0 | 0 |  | 1 | TRUE | wye
94 | LV_4871-2_0_3_load_111 | 129 | 0.0049112 | 0.0012309 | 0 | 0 |  | 1 | TRUE | wye
95 | LV_4871-2_0_3_load_112 | 130 | 0.004572 | 0.0011458 | 0 | 0 |  | 1 | TRUE | wye
96 | LV_4871-2_0_3_load_114 | 131 | 0.0010662 | 0.00026722 | 0 | 0 |  | 1 | TRUE | wye
97 | LV_4871-2_0_3_load_115 | 132 | 0.0024951 | 0.00062534 | 0 | 0 |  | 1 | TRUE | wye
98 | LV_4871-2_0_3_load_117 | 133 | 0.0011003 | 0.00027577 | 0 | 0 |  | 1 | TRUE | wye
99 | LV_4871-2_0_3_load_135 | 135 | 0.00093359 | 0.00023398 | 0 | 0 |  | 1 | TRUE | wye
100 | LV_4871-2_0_3_load_123 | 136 | 0.0022531 | 0.00056469 | 0 | 0 |  | 1 | TRUE | wye
101 | LV_4871-2_0_3_load_119 | 137 | 0.0024024 | 0.0006021 | 0 | 0 |  | 1 | TRUE | wye
102 | LV_4871-2_0_3_load_120 | 138 | 0.00098969 | 0.00024804 | 0 | 0 |  | 1 | TRUE | wye
103 | LV_4871-2_0_3_load_121 | 139 | 0.002371 | 0.00059424 | 0 | 0 |  | 1 | TRUE | wye
104 | LV_4871-2_0_3_load_122 | 140 | 0.005226 | 0.0013098 | 0 | 0 |  | 1 | TRUE | wye
105 | LV_4871-2_0_3_load_124 | 141 | 0.0011746 | 0.00029439 | 0 | 0 |  | 1 | TRUE | wye
106 | LV_4871-2_0_3_load_125 | 142 | 0.0010539 | 0.00026412 | 0 | 0 |  | 1 | TRUE | wye
107 | LV_4871-2_0_3_load_126 | 143 | 0.0021453 | 0.00053767 | 0 | 0 |  | 1 | TRUE | wye
108 | LV_4871-2_0_3_load_128 | 144 | 0.0014325 | 0.00035903 | 0 | 0 |  | 1 | TRUE | wye
109 | LV_4871-2_0_3_load_133 | 145 | 0.00059629 | 0.00014944 | 0 | 0 |  | 1 | TRUE | wye
110 | LV_4871-2_0_3_load_143 | 146 | 0.0015043 | 0.00037701 | 0 | 0 |  | 1 | TRUE | wye
111 | LV_4871-2_0_3_load_155 | 147 | 0.0016138 | 0.00040446 | 0 | 0 |  | 1 | TRUE | wye
112 | LV_4871-2_0_3_load_156 | 148 | 0.00082371 | 0.00020644 | 0 | 0 |  | 1 | TRUE | wye
113 | LV_4871-2_0_3_load_147 | 149 | 0.0017349 | 0.00043481 | 0 | 0 |  | 1 | TRUE | wye
114 | LV_4871-2_0_3_load_148 | 150 | 0.0019896 | 0.00049865 | 0 | 0 |  | 1 | TRUE | wye
115 | LV_4871-2_0_3_load_150 | 151 | 0.0018374 | 0.0004605 | 0 | 0 |  | 1 | TRUE | wye
116 | LV_4871-2_0_3_load_152 | 152 | 0.0017399 | 0.00043606 | 0 | 0 |  | 1 | TRUE | wye
117 | LV_4871-2_0_3_load_164 | 153 | 0.0021072 | 0.00052812 | 0 | 0 |  | 1 | TRUE | wye
118 | LV_4871-2_0_3_load_163 | 155 | 0.0014399 | 0.00036087 | 0 | 0 |  | 1 | TRUE | wye
119 | LV_4871-2_0_3_load_159 | 156 | 0.0021598 | 0.0005413 | 0 | 0 |  | 1 | TRUE | wye
120 | LV_4871-2_0_3_load_158 | 157 | 0.0021567 | 0.00054052 | 0 | 0 |  | 1 | TRUE | wye
121 | LV_4871-2_0_3_load_165 | 158 | 0.0011782 | 0.00029528 | 0 | 0 |  | 1 | TRUE | wye
122 | LV_4871-2_0_3_load_166 | 159 | 0.0020335 | 0.00050965 | 0 | 0 |  | 1 | TRUE | wye
123 | LV_4871-2_0_3_load_167 | 160 | 0.0020681 | 0.00051831 | 0 | 0 |  | 1 | TRUE | wye
124 | LV_4871-2_0_3_load_161 | 161 | 0.0024042 | 0.00060255 | 0 | 0 |  | 1 | TRUE | wye
125 | LV_4871-2_0_3_load_162 | 162 | 0.0018654 | 0.00046751 | 0 | 0 |  | 1 | TRUE | wye
126 | LV_4871-2_0_3_load_171 | 165 | 0.00047045 | 0.0001179 | 0 | 0 |  | 1 | TRUE | wye
127 | LV_4871-2_0_3_load_169 | 166 | 0.0012903 | 0.00032338 | 0 | 0 |  | 1 | TRUE | wye

## ext_grid
| name | bus | vm_pu | va_degree | slack_weight | in_service
0 |  | 100 | 1 | 0 | 1 | TRUE

## line
| name | std_type | from_bus | to_bus | length_km | r_ohm_per_km | x_ohm_per_km | c_nf_per_km | g_us_per_km | max_i_ka | df | parallel | type | in_service
0 | LV_4871-2_0_3_line_0 | NAYY 4x150 SE | 0 | 1 | 0.062483 | 0.208 | 0.08 | 261 | 0 | 0.27 | 1 | 1 | cs | TRUE
1 | LV_4871-2_0_3_line_1 | NAYY 4x150 SE | 1 | 2 | 0.071881 | 0.208 | 0.08 | 261 | 0 | 0.27 | 1 | 1 | cs | TRUE
2 | LV_4871-2_0_3_line_2 | NAYY 4x150 SE | 2 | 3 | 0.02059 | 0.208 | 0.08 | 261 | 0 | 0.27 | 1 | 1 | cs | TRUE
3 | LV_4871-2_0_3_line_3 | NAYY 4x150 SE | 3 | 4 | 0.032539 | 0.208 | 0.08 | 261 | 0 | 0.27 | 1 | 1 | cs | TRUE
4 | LV_4871-2_0_3_line_4 | NAYY 4x150 SE | 3 | 5 | 0.025721 | 0.208 | 0.08 | 261 | 0 | 0.27 | 1 | 1 | cs | TRUE
5 | LV_4871-2_0_3_line_5 | NAYY 4x150 SE | 3 | 6 | 0.12313 | 0.208 | 0.08 | 261 | 0 | 0.27 | 1 | 1 | cs | TRUE
6 | LV_4871-2_0_3_line_6 | NAYY 4x150 SE | 4 | 40 | 0.0035162 | 0.208 | 0.08 | 261 | 0 | 0.27 | 1 | 1 | cs | TRUE
7 | LV_4871-2_0_3_line_7 | NAYY 4x150 SE | 5 | 41 | 0.025642 | 0.208 | 0.08 | 261 | 0 | 0.27 | 1 | 1 | cs | TRUE
8 | LV_4871-2_0_3_line_8 | NAYY 4x150 SE | 6 | 36 | 0.017864 | 0.208 | 0.08 | 261 | 0 | 0.27 | 1 | 1 | cs | TRUE
9 | LV_4871-2_0_3_line_9 | NAYY 4x150 SE | 6 | 32 | 0.018733 | 0.208 | 0.08 | 261 | 0 | 0.27 | 1 | 1 | cs | TRUE
10 | LV_4871-2_0_3_line_10 | NAYY 4x150 SE | 7 | 8 | 0.041798 | 0.208 | 0.08 | 261 | 0 | 0.27 | 1 | 1 | cs | TRUE
11 | LV_4871-2_0_3_line_11 | NAYY 4x150 SE | 8 | 9 | 0.063931 | 0.208 | 0.08 | 261 | 0 | 0.27 | 1 | 1 | cs | TRUE
12 | LV_4871-2_0_3_line_12 | NAYY 4x150 SE | 9 | 10 | 0.091555 | 0.208 | 0.08 | 261 | 0 | 0.27 | 1 | 1 | cs | TRUE
13 | LV_4871-2_0_3_line_13 | NAYY 4x150 SE | 9 | 11 | 0.036963 | 0.208 | 0.08 | 261 | 0 | 0.27 | 1 | 1 | cs | TRUE
14 | LV_4871-2_0_3_line_14 | NAYY 4x150 SE | 10 | 12 | 0.088391 | 0.208 | 0.08 | 261 | 0 | 0.27 | 1 | 1 | cs | TRUE
15 | LV_4871-2_0_3_line_15 | NAYY 4x150 SE | 10 | 13 | 0.028605 | 0.208 | 0.08 | 261 | 0 | 0.27 | 1 | 1 | cs | TRUE
16 | LV_4871-2_0_3_line_16 | NAYY 4x150 SE | 12 | 14 | 0.0023111 | 0.208 | 0.08 | 261 | 0 | 0.27 | 1 | 1 | cs | TRUE
17 | LV_4871-2_0_3_line_17 | NAYY 4x150 SE | 13 | 18 | 0.031162 | 0.208 | 0.08 | 261 | 0 | 0.27 | 1 | 1 | cs | TRUE
18 | LV_4871-2_0_3_line_18 | NAYY 4x150 SE | 14 | 106 | 0.031352 | 0.208 | 0.08 | 261 | 0 | 0.27 | 1 | 1 | cs | TRUE
19 | LV_4871-2_0_3_line_19 | NAYY 4x150 SE | 15 | 16 | 0.024779 | 0.208 | 0.08 | 261 | 0 | 0.27 | 1 | 1 | cs | TRUE
20 | LV_4871-2_0_3_line_20 | NAYY 4x150 SE | 15 | 17 | 0.0064781 | 0.208 | 0.08 | 261 | 0 | 0.27 | 1 | 1 | cs | TRUE
21 | LV_4871-2_0_3_line_21 | NAYY 4x150 SE | 16 | 107 | 0.0095977 | 0.208 | 0.08 | 261 | 0 | 0.27 | 1 | 1 | cs | TRUE
22 | LV_4871-2_0_3_line_22 | NAYY 4x150 SE | 17 | 105 | 0.029939 | 0.208 | 0.08 | 261 | 0 | 0.27 | 1 | 1 | cs | TRUE
23 | LV_4871-2_0_3_line_23 | NAYY 4x150 SE | 19 | 20 | 0.14881 | 0.208 | 0.08 | 261 | 0 | 0.27 | 1 | 1 | cs | TRUE
24 | LV_4871-2_0_3_line_24 | NAYY 4x150 SE | 19 | 21 | 0.035951 | 0.208 | 0.08 | 261 | 0 | 0.27 | 1 | 1 | cs | TRUE
25 | LV_4871-2_0_3_line_25 | NAYY 4x150 SE | 20 | 22 | 0.13825 | 0.208 | 0.08 | 261 | 0 | 0.27 | 1 | 1 | cs | TRUE
26 | LV_4871-2_0_3_line_26 | NAYY 4x150 SE | 21 | 23 | 0.20206 | 0.208 | 0.08 | 261 | 0 | 0.27 | 1 | 1 | cs | TRUE
27 | LV_4871-2_0_3_line_27 | NAYY 4x150 SE | 22 | 24 | 0.089919 | 0.208 | 0.08 | 261 | 0 | 0.27 | 1 | 1 | cs | TRUE
28 | LV_4871-2_0_3_line_28 | NAYY 4x150 SE | 23 | 25 | 0.011427 | 0.208 | 0.08 | 261 | 0 | 0.27 | 1 | 1 | cs | TRUE
29 | LV_4871-2_0_3_line_29 | NAYY 4x150 SE | 24 | 26 | 0.03024 | 0.208 | 0.08 | 261 | 0 | 0.27 | 1 | 1 | cs | TRUE
30 | LV_4871-2_0_3_line_30 | NAYY 4x150 SE | 25 | 27 | 0.026447 | 0.208 | 0.08 | 261 | 0 | 0.27 | 1 | 1 | cs | TRUE
31 | LV_4871-2_0_3_line_31 | NAYY 4x150 SE | 26 | 42 | 0.12737 | 0.208 | 0.08 | 261 | 0 | 0.27 | 1 | 1 | cs | TRUE
32 | LV_4871-2_0_3_line_32 | NAYY 4x150 SE | 27 | 58 | 0.022327 | 0.208 | 0.08 | 261 | 0 | 0.27 | 1 | 1 | cs | TRUE
33 | LV_4871-2_0_3_line_33 | NAYY 4x150 SE | 28 | 29 | 0.0091641 | 0.208 | 0.08 | 261 | 0 | 0.27 | 1 | 1 | cs | TRUE
34 | LV_4871-2_0_3_line_34 | NAYY 4x150 SE | 29 | 73 | 0.023137 | 0.208 | 0.08 | 261 | 0 | 0.27 | 1 | 1 | cs | TRUE
35 | LV_4871-2_0_3_line_35 | NAYY 4x150 SE | 30 | 31 | 0.042562 | 0.208 | 0.08 | 261 | 0 | 0.27 | 1 | 1 | cs | TRUE
36 | LV_4871-2_0_3_line_36 | NAYY 4x150 SE | 31 | 32 | 0.011013 | 0.208 | 0.08 | 261 | 0 | 0.27 | 1 | 1 | cs | TRUE
37 | LV_4871-2_0_3_line_37 | NAYY 4x150 SE | 33 | 34 | 0.032623 | 0.208 | 0.08 | 261 | 0 | 0.27 | 1 | 1 | cs | TRUE
38 | LV_4871-2_0_3_line_38 | NAYY 4x150 SE | 33 | 35 | 0.064259 | 0.208 | 0.08 | 261 | 0 | 0.27 | 1 | 1 | cs | TRUE
39 | LV_4871-2_0_3_line_39 | NAYY 4x150 SE | 34 | 37 | 0.033179 | 0.208 | 0.08 | 261 | 0 | 0.27 | 1 | 1 | cs | TRUE
40 | LV_4871-2_0_3_line_40 | NAYY 4x150 SE | 35 | 38 | 0.019797 | 0.208 | 0.08 | 261 | 0 | 0.27 | 1 | 1 | cs | TRUE
41 | LV_4871-2_0_3_line_41 | NAYY 4x150 SE | 36 | 39 | 0.020919 | 0.208 | 0.08 | 261 | 0 | 0.27 | 1 | 1 | cs | TRUE
42 | LV_4871-2_0_3_line_42 | NAYY 4x150 SE | 37 | 104 | 0.03678 | 0.208 | 0.08 | 261 | 0 | 0.27 | 1 | 1 | cs | TRUE
43 | LV_4871-2_0_3_line_43 | NAYY 4x150 SE | 38 | 111 | 0.012275 | 0.208 | 0.08 | 261 | 0 | 0.27 | 1 | 1 | cs | TRUE
44 | LV_4871-2_0_3_line_44 | NAYY 4x150 SE | 41 | 104 | 0.073024 | 0.208 | 0.08 | 261 | 0 | 0.27 | 1 | 1 | cs | TRUE
45 | LV_4871-2_0_3_line_45 | NAYY 4x150 SE | 42 | 43 | 0.27295 | 0.208 | 0.08 | 261 | 0 | 0.27 | 1 | 1 | cs | TRUE
46 | LV_4871-2_0_3_line_46 | NAYY 4x150 SE | 44 | 45 | 0.0092821 | 0.208 | 0.08 | 261 | 0 | 0.27 | 1 | 3 | cs | TRUE
47 | LV_4871-2_0_3_line_47 | NAYY 4x150 SE | 44 | 46 | 0.0020561 | 0.208 | 0.08 | 261 | 0 | 0.27 | 1 | 3 | cs | TRUE
48 | LV_4871-2_0_3_line_48 | NAYY 4x150 SE | 45 | 47 | 0.0049952 | 0.208 | 0.08 | 261 | 0 | 0.27 | 1 | 3 | cs | TRUE
49 | LV_4871-2_0_3_line_49 | NAYY 4x150 SE | 46 | 48 | 0.035498 | 0.208 | 0.08 | 261 | 0 | 0.27 | 1 | 3 | cs | TRUE
50 | LV_4871-2_0_3_line_50 | NAYY 4x150 SE | 46 | 49 | 0.015105 | 0.208 | 0.08 | 261 | 0 | 0.27 | 1 | 1 | cs | TRUE
51 | LV_4871-2_0_3_line_51 | NAYY 4x150 SE | 47 | 50 | 0.017596 | 0.208 | 0.08 | 261 | 0 | 0.27 | 1 | 3 | cs | TRUE
52 | LV_4871-2_0_3_line_52 | NAYY 4x150 SE | 48 | 51 | 0.0043021 | 0.208 | 0.08 | 261 | 0 | 0.27 | 1 | 3 | cs | TRUE
53 | LV_4871-2_0_3_line_53 | NAYY 4x150 SE | 49 | 52 | 0.013283 | 0.208 | 0.08 | 261 | 0 | 0.27 | 1 | 1 | cs | TRUE
54 | LV_4871-2_0_3_line_54 | NAYY 4x150 SE | 50 | 53 | 0.032902 | 0.208 | 0.08 | 261 | 0 | 0.27 | 1 | 3 | cs | TRUE
55 | LV_4871-2_0_3_line_55 | NAYY 4x150 SE | 51 | 54 | 0.047442 | 0.208 | 0.08 | 261 | 0 | 0.27 | 1 | 1 | cs | TRUE
56 | LV_4871-2_0_3_line_56 | NAYY 4x150 SE | 51 | 55 | 0.030425 | 0.208 | 0.08 | 261 | 0 | 0.27 | 1 | 3 | cs | TRUE
57 | LV_4871-2_0_3_line_57 | NAYY 4x150 SE | 52 | 56 | 0.030604 | 0.208 | 0.08 | 261 | 0 | 0.27 | 1 | 1 | cs | TRUE
58 | LV_4871-2_0_3_line_58 | NAYY 4x150 SE | 52 | 57 | 0.006942 | 0.208 | 0.08 | 261 | 0 | 0.27 | 1 | 1 | cs | TRUE
59 | LV_4871-2_0_3_line_59 | NAYY 4x150 SE | 53 | 83 | 0.056181 | 0.208 | 0.08 | 261 | 0 | 0.27 | 1 | 3 | cs | TRUE
60 | LV_4871-2_0_3_line_60 | NAYY 4x150 SE | 55 | 77 | 0.0049268 | 0.208 | 0.08 | 261 | 0 | 0.27 | 1 | 3 | cs | TRUE
61 | LV_4871-2_0_3_line_61 | NAYY 4x150 SE | 56 | 156 | 0.0019978 | 0.208 | 0.08 | 261 | 0 | 0.27 | 1 | 1 | cs | TRUE
62 | LV_4871-2_0_3_line_62 | NAYY 4x150 SE | 57 | 152 | 0.02973 | 0.208 | 0.08 | 261 | 0 | 0.27 | 1 | 1 | cs | TRUE
63 | LV_4871-2_0_3_line_63 | NAYY 4x150 SE | 57 | 149 | 0.026788 | 0.208 | 0.08 | 261 | 0 | 0.27 | 1 | 1 | cs | TRUE
64 | LV_4871-2_0_3_line_64 | NAYY 4x150 SE | 58 | 59 | 0.039319 | 0.208 | 0.08 | 261 | 0 | 0.27 | 1 | 1 | cs | TRUE
65 | LV_4871-2_0_3_line_65 | NAYY 4x150 SE | 59 | 60 | 0.020457 | 0.208 | 0.08 | 261 | 0 | 0.27 | 1 | 1 | cs | TRUE
66 | LV_4871-2_0_3_line_66 | NAYY 4x150 SE | 59 | 61 | 0.021821 | 0.208 | 0.08 | 261 | 0 | 0.27 | 1 | 1 | cs | TRUE
67 | LV_4871-2_0_3_line_67 | NAYY 4x150 SE | 60 | 62 | 0.035256 | 0.208 | 0.08 | 261 | 0 | 0.27 | 1 | 1 | cs | TRUE
68 | LV_4871-2_0_3_line_68 | NAYY 4x150 SE | 61 | 63 | 0.012876 | 0.208 | 0.08 | 261 | 0 | 0.27 | 1 | 1 | cs | TRUE
69 | LV_4871-2_0_3_line_69 | NAYY 4x150 SE | 61 | 64 | 0.061438 | 0.208 | 0.08 | 261 | 0 | 0.27 | 1 | 1 | cs | TRUE
70 | LV_4871-2_0_3_line_70 | NAYY 4x150 SE | 61 | 65 | 0.013006 | 0.208 | 0.08 | 261 | 0 | 0.27 | 1 | 3 | cs | TRUE
71 | LV_4871-2_0_3_line_71 | NAYY 4x150 SE | 61 | 66 | 0.012432 | 0.208 | 0.08 | 261 | 0 | 0.27 | 1 | 3 | cs | TRUE
72 | LV_4871-2_0_3_line_72 | NAYY 4x150 SE | 62 | 81 | 0.029239 | 0.208 | 0.08 | 261 | 0 | 0.27 | 1 | 1 | cs | TRUE
73 | LV_4871-2_0_3_line_73 | NAYY 4x150 SE | 63 | 73 | 0.026946 | 0.208 | 0.08 | 261 | 0 | 0.27 | 1 | 1 | cs | TRUE
74 | LV_4871-2_0_3_line_74 | NAYY 4x150 SE | 64 | 80 | 0.036603 | 0.208 | 0.08 | 261 | 0 | 0.27 | 1 | 1 | cs | TRUE
75 | LV_4871-2_0_3_line_75 | NAYY 4x150 SE | 65 | 68 | 0.022971 | 0.208 | 0.08 | 261 | 0 | 0.27 | 1 | 2 | cs | TRUE
76 | LV_4871-2_0_3_line_76 | NAYY 4x150 SE | 66 | 72 | 0.013631 | 0.208 | 0.08 | 261 | 0 | 0.27 | 1 | 3 | cs | TRUE
77 | LV_4871-2_0_3_line_77 | NAYY 4x150 SE | 67 | 68 | 0.0098146 | 0.208 | 0.08 | 261 | 0 | 0.27 | 1 | 1 | cs | TRUE
78 | LV_4871-2_0_3_line_78 | NAYY 4x150 SE | 67 | 69 | 0.028111 | 0.208 | 0.08 | 261 | 0 | 0.27 | 1 | 1 | cs | TRUE
79 | LV_4871-2_0_3_line_79 | NAYY 4x150 SE | 69 | 70 | 0.0090856 | 0.208 | 0.08 | 261 | 0 | 0.27 | 1 | 1 | cs | TRUE
80 | LV_4871-2_0_3_line_80 | NAYY 4x150 SE | 70 | 71 | 0.014658 | 0.208 | 0.08 | 261 | 0 | 0.27 | 1 | 1 | cs | TRUE
81 | LV_4871-2_0_3_line_81 | NAYY 4x150 SE | 71 | 74 | 0.031328 | 0.208 | 0.08 | 261 | 0 | 0.27 | 1 | 1 | cs | TRUE
82 | LV_4871-2_0_3_line_82 | NAYY 4x150 SE | 72 | 79 | 0.040269 | 0.208 | 0.08 | 261 | 0 | 0.27 | 1 | 3 | cs | TRUE
83 | LV_4871-2_0_3_line_83 | NAYY 4x150 SE | 74 | 75 | 0.015964 | 0.208 | 0.08 | 261 | 0 | 0.27 | 1 | 1 | cs | TRUE
84 | LV_4871-2_0_3_line_84 | NAYY 4x150 SE | 75 | 76 | 0.015486 | 0.208 | 0.08 | 261 | 0 | 0.27 | 1 | 1 | cs | TRUE
85 | LV_4871-2_0_3_line_85 | NAYY 4x150 SE | 77 | 78 | 0.016327 | 0.208 | 0.08 | 261 | 0 | 0.27 | 1 | 3 | cs | TRUE
86 | LV_4871-2_0_3_line_86 | NAYY 4x150 SE | 78 | 103 | 0.023434 | 0.208 | 0.08 | 261 | 0 | 0.27 | 1 | 3 | cs | TRUE
87 | LV_4871-2_0_3_line_87 | NAYY 4x150 SE | 79 | 103 | 0.019149 | 0.208 | 0.08 | 261 | 0 | 0.27 | 1 | 3 | cs | TRUE
88 | LV_4871-2_0_3_line_88 | NAYY 4x150 SE | 80 | 96 | 0.029157 | 0.208 | 0.08 | 261 | 0 | 0.27 | 1 | 1 | cs | TRUE
89 | LV_4871-2_0_3_line_89 | NAYY 4x150 SE | 81 | 92 | 0.0042758 | 0.208 | 0.08 | 261 | 0 | 0.27 | 1 | 1 | cs | TRUE
90 | LV_4871-2_0_3_line_90 | NAYY 4x150 SE | 82 | 83 | 0.022541 | 0.208 | 0.08 | 261 | 0 | 0.27 | 1 | 3 | cs | TRUE
91 | LV_4871-2_0_3_line_91 | NAYY 4x150 SE | 82 | 84 | 0.004139 | 0.208 | 0.08 | 261 | 0 | 0.27 | 1 | 3 | cs | TRUE
92 | LV_4871-2_0_3_line_92 | NAYY 4x150 SE | 84 | 85 | 0.034487 | 0.208 | 0.08 | 261 | 0 | 0.27 | 1 | 3 | cs | TRUE
93 | LV_4871-2_0_3_line_93 | NAYY 4x150 SE | 84 | 86 | 0.21054 | 0.208 | 0.08 | 261 | 0 | 0.27 | 1 | 1 | cs | TRUE
94 | LV_4871-2_0_3_line_94 | NAYY 4x150 SE | 85 | 91 | 0.11146 | 0.208 | 0.08 | 261 | 0 | 0.27 | 1 | 3 | cs | TRUE
95 | LV_4871-2_0_3_line_95 | NAYY 4x150 SE | 86 | 97 | 0.039112 | 0.208 | 0.08 | 261 | 0 | 0.27 | 1 | 1 | cs | TRUE
96 | LV_4871-2_0_3_line_96 | NAYY 4x150 SE | 86 | 98 | 0.017663 | 0.208 | 0.08 | 261 | 0 | 0.27 | 1 | 1 | cs | TRUE
97 | LV_4871-2_0_3_line_97 | NAYY 4x150 SE | 87 | 88 | 0.004208 | 0.208 | 0.08 | 261 | 0 | 0.27 | 1 | 3 | cs | TRUE
98 | LV_4871-2_0_3_line_98 | NAYY 4x150 SE | 87 | 89 | 0.003562 | 0.208 | 0.08 | 261 | 0 | 0.27 | 1 | 3 | cs | TRUE
99 | LV_4871-2_0_3_line_99 | NAYY 4x150 SE | 87 | 90 | 0.021639 | 0.208 | 0.08 | 261 | 0 | 0.27 | 1 | 3 | cs | TRUE
100 | LV_4871-2_0_3_line_100 | NAYY 4x150 SE | 88 | 91 | 0.035565 | 0.208 | 0.08 | 261 | 0 | 0.27 | 1 | 3 | cs | TRUE
101 | LV_4871-2_0_3_line_101 | NAYY 4x150 SE | 88 | 99 | 0.02267 | 0.208 | 0.08 | 261 | 0 | 0.27 | 1 | 1 | cs | TRUE
102 | LV_4871-2_0_3_line_102 | NAYY 4x150 SE | 89 | 100 | 0.030825 | 0.208 | 0.08 | 261 | 0 | 0.27 | 1 | 3 | cs | TRUE
103 | LV_4871-2_0_3_line_103 | NAYY 4x150 SE | 89 | 101 | 0.021974 | 0.208 | 0.08 | 261 | 0 | 0.27 | 1 | 1 | cs | TRUE
104 | LV_4871-2_0_3_line_104 | NAYY 4x150 SE | 90 | 102 | 0.027138 | 0.208 | 0.08 | 261 | 0 | 0.27 | 1 | 3 | cs | TRUE
105 | LV_4871-2_0_3_line_105 | NAYY 4x150 SE | 92 | 93 | 0.0044871 | 0.208 | 0.08 | 261 | 0 | 0.27 | 1 | 1 | cs | TRUE
106 | LV_4871-2_0_3_line_106 | NAYY 4x150 SE | 93 | 94 | 0.00060599 | 0.208 | 0.08 | 261 | 0 | 0.27 | 1 | 1 | cs | TRUE
107 | LV_4871-2_0_3_line_107 | NAYY 4x150 SE | 95 | 96 | 0.042902 | 0.208 | 0.08 | 261 | 0 | 0.27 | 1 | 1 | cs | TRUE
108 | LV_4871-2_0_3_line_108 | NAYY 4x150 SE | 97 | 147 | 0.038492 | 0.208 | 0.08 | 261 | 0 | 0.27 | 1 | 1 | cs | TRUE
109 | LV_4871-2_0_3_line_109 | NAYY 4x150 SE | 98 | 146 | 0.025402 | 0.208 | 0.08 | 261 | 0 | 0.27 | 1 | 1 | cs | TRUE
110 | LV_4871-2_0_3_line_110 | NAYY 4x150 SE | 99 | 132 | 0.011201 | 0.208 | 0.08 | 261 | 0 | 0.27 | 1 | 1 | cs | TRUE
111 | LV_4871-2_0_3_line_111 | NAYY 4x150 SE | 99 | 129 | 0.01119 | 0.208 | 0.08 | 261 | 0 | 0.27 | 1 | 1 | cs | TRUE
112 | LV_4871-2_0_3_line_112 | NAYY 4x150 SE | 101 | 121 | 0.023318 | 0.208 | 0.08 | 261 | 0 | 0.27 | 1 | 1 | cs | TRUE
113 | LV_4871-2_0_3_line_113 | NAYY 4x150 SE | 102 | 142 | 0.0080921 | 0.208 | 0.08 | 261 | 0 | 0.27 | 1 | 3 | cs | TRUE
114 | LV_4871-2_0_3_line_114 | NAYY 4x150 SE | 105 | 106 | 0.0010637 | 0.208 | 0.08 | 261 | 0 | 0.27 | 1 | 1 | cs | TRUE
115 | LV_4871-2_0_3_line_115 | NAYY 4x150 SE | 107 | 116 | 0.0091322 | 0.208 | 0.08 | 261 | 0 | 0.27 | 1 | 1 | cs | TRUE
116 | LV_4871-2_0_3_line_116 | NAYY 4x150 SE | 108 | 109 | 0.038311 | 0.208 | 0.08 | 261 | 0 | 0.27 | 1 | 1 | cs | TRUE
117 | LV_4871-2_0_3_line_117 | NAYY 4x150 SE | 109 | 115 | 0.011527 | 0.208 | 0.08 | 261 | 0 | 0.27 | 1 | 3 | cs | TRUE
118 | LV_4871-2_0_3_line_118 | NAYY 4x150 SE | 109 | 117 | 0.026077 | 0.208 | 0.08 | 261 | 0 | 0.27 | 1 | 3 | cs | TRUE
119 | LV_4871-2_0_3_line_119 | NAYY 4x150 SE | 109 | 118 | 0.018204 | 0.208 | 0.08 | 261 | 0 | 0.27 | 1 | 1 | cs | TRUE
120 | LV_4871-2_0_3_line_120 | NAYY 4x150 SE | 110 | 111 | 0.0064364 | 0.208 | 0.08 | 261 | 0 | 0.27 | 1 | 1 | cs | TRUE
121 | LV_4871-2_0_3_line_121 | NAYY 4x150 SE | 110 | 112 | 0.01309 | 0.208 | 0.08 | 261 | 0 | 0.27 | 1 | 1 | cs | TRUE
122 | LV_4871-2_0_3_line_122 | NAYY 4x150 SE | 112 | 113 | 0.020104 | 0.208 | 0.08 | 261 | 0 | 0.27 | 1 | 2 | cs | TRUE
123 | LV_4871-2_0_3_line_123 | NAYY 4x150 SE | 113 | 114 | 0.0048224 | 0.208 | 0.08 | 261 | 0 | 0.27 | 1 | 3 | cs | TRUE
124 | LV_4871-2_0_3_line_124 | NAYY 4x150 SE | 114 | 115 | 0.0049149 | 0.208 | 0.08 | 261 | 0 | 0.27 | 1 | 3 | cs | TRUE
125 | LV_4871-2_0_3_line_125 | NAYY 4x150 SE | 116 | 123 | 0.0034788 | 0.208 | 0.08 | 261 | 0 | 0.27 | 1 | 1 | cs | TRUE
126 | LV_4871-2_0_3_line_126 | NAYY 4x150 SE | 117 | 145 | 0.016497 | 0.208 | 0.08 | 261 | 0 | 0.27 | 1 | 3 | cs | TRUE
127 | LV_4871-2_0_3_line_127 | NAYY 4x150 SE | 118 | 128 | 0.010717 | 0.208 | 0.08 | 261 | 0 | 0.27 | 1 | 1 | cs | TRUE
128 | LV_4871-2_0_3_line_128 | NAYY 4x150 SE | 118 | 127 | 0.02026 | 0.208 | 0.08 | 261 | 0 | 0.27 | 1 | 1 | cs | TRUE
129 | LV_4871-2_0_3_line_129 | NAYY 4x150 SE | 119 | 120 | 0.0021164 | 0.208 | 0.08 | 261 | 0 | 0.27 | 1 | 1 | cs | TRUE
130 | LV_4871-2_0_3_line_130 | NAYY 4x150 SE | 120 | 121 | 0.011835 | 0.208 | 0.08 | 261 | 0 | 0.27 | 1 | 1 | cs | TRUE
131 | LV_4871-2_0_3_line_131 | NAYY 4x150 SE | 122 | 123 | 0.007119 | 0.208 | 0.08 | 261 | 0 | 0.27 | 1 | 1 | cs | TRUE
132 | LV_4871-2_0_3_line_132 | NAYY 4x150 SE | 122 | 124 | 0.010662 | 0.208 | 0.08 | 261 | 0 | 0.27 | 1 | 1 | cs | TRUE
133 | LV_4871-2_0_3_line_133 | NAYY 4x150 SE | 124 | 125 | 0.0047803 | 0.208 | 0.08 | 261 | 0 | 0.27 | 1 | 1 | cs | TRUE
134 | LV_4871-2_0_3_line_134 | NAYY 4x150 SE | 125 | 126 | 0.024047 | 0.208 | 0.08 | 261 | 0 | 0.27 | 1 | 1 | cs | TRUE
135 | LV_4871-2_0_3_line_135 | NAYY 4x150 SE | 126 | 127 | 0.05247 | 0.208 | 0.08 | 261 | 0 | 0.27 | 1 | 1 | cs | TRUE
136 | LV_4871-2_0_3_line_136 | NAYY 4x150 SE | 129 | 130 | 0.0026775 | 0.208 | 0.08 | 261 | 0 | 0.27 | 1 | 1 | cs | TRUE
137 | LV_4871-2_0_3_line_137 | NAYY 4x150 SE | 130 | 131 | 0.01332 | 0.208 | 0.08 | 261 | 0 | 0.27 | 1 | 1 | cs | TRUE
138 | LV_4871-2_0_3_line_138 | NAYY 4x150 SE | 131 | 133 | 0.0015755 | 0.208 | 0.08 | 261 | 0 | 0.27 | 1 | 1 | cs | TRUE
139 | LV_4871-2_0_3_line_139 | NAYY 4x150 SE | 132 | 134 | 0.011299 | 0.208 | 0.08 | 261 | 0 | 0.27 | 1 | 1 | cs | TRUE
140 | LV_4871-2_0_3_line_140 | NAYY 4x150 SE | 133 | 135 | 0.054866 | 0.208 | 0.08 | 261 | 0 | 0.27 | 1 | 1 | cs | TRUE
141 | LV_4871-2_0_3_line_141 | NAYY 4x150 SE | 134 | 136 | 0.025251 | 0.208 | 0.08 | 261 | 0 | 0.27 | 1 | 1 | cs | TRUE
142 | LV_4871-2_0_3_line_142 | NAYY 4x150 SE | 136 | 139 | 0.014094 | 0.208 | 0.08 | 261 | 0 | 0.27 | 1 | 1 | cs | TRUE
143 | LV_4871-2_0_3_line_143 | NAYY 4x150 SE | 137 | 138 | 0.015504 | 0.208 | 0.08 | 261 | 0 | 0.27 | 1 | 1 | cs | TRUE
144 | LV_4871-2_0_3_line_144 | NAYY 4x150 SE | 137 | 139 | 0.010131 | 0.208 | 0.08 | 261 | 0 | 0.27 | 1 | 1 | cs | TRUE
145 | LV_4871-2_0_3_line_145 | NAYY 4x150 SE | 138 | 140 | 0.013906 | 0.208 | 0.08 | 261 | 0 | 0.27 | 1 | 1 | cs | TRUE
146 | LV_4871-2_0_3_line_146 | NAYY 4x150 SE | 141 | 142 | 0.026215 | 0.208 | 0.08 | 261 | 0 | 0.27 | 1 | 3 | cs | TRUE
147 | LV_4871-2_0_3_line_147 | NAYY 4x150 SE | 141 | 143 | 0.024309 | 0.208 | 0.08 | 261 | 0 | 0.27 | 1 | 3 | cs | TRUE
148 | LV_4871-2_0_3_line_148 | NAYY 4x150 SE | 143 | 144 | 0.0042299 | 0.208 | 0.08 | 261 | 0 | 0.27 | 1 | 3 | cs | TRUE
149 | LV_4871-2_0_3_line_149 | NAYY 4x150 SE | 144 | 145 | 0.011757 | 0.208 | 0.08 | 261 | 0 | 0.27 | 1 | 3 | cs | TRUE
150 | LV_4871-2_0_3_line_150 | NAYY 4x150 SE | 147 | 148 | 0.024433 | 0.208 | 0.08 | 261 | 0 | 0.27 | 1 | 1 | cs | TRUE
151 | LV_4871-2_0_3_line_151 | NAYY 4x150 SE | 148 | 158 | 0.001464 | 0.208 | 0.08 | 261 | 0 | 0.27 | 1 | 1 | cs | TRUE
152 | LV_4871-2_0_3_line_152 | NAYY 4x150 SE | 149 | 150 | 0.013167 | 0.208 | 0.08 | 261 | 0 | 0.27 | 1 | 1 | cs | TRUE
153 | LV_4871-2_0_3_line_153 | NAYY 4x150 SE | 150 | 151 | 0.019034 | 0.208 | 0.08 | 261 | 0 | 0.27 | 1 | 1 | cs | TRUE
154 | LV_4871-2_0_3_line_154 | NAYY 4x150 SE | 151 | 153 | 0.00020758 | 0.208 | 0.08 | 261 | 0 | 0.27 | 1 | 1 | cs | TRUE
155 | LV_4871-2_0_3_line_155 | NAYY 4x150 SE | 152 | 154 | 0.046348 | 0.208 | 0.08 | 261 | 0 | 0.27 | 1 | 1 | cs | TRUE
156 | LV_4871-2_0_3_line_156 | NAYY 4x150 SE | 153 | 155 | 0.022195 | 0.208 | 0.08 | 261 | 0 | 0.27 | 1 | 1 | cs | TRUE
157 | LV_4871-2_0_3_line_157 | NAYY 4x150 SE | 154 | 157 | 0.026025 | 0.208 | 0.08 | 261 | 0 | 0.27 | 1 | 1 | cs | TRUE
158 | LV_4871-2_0_3_line_158 | NAYY 4x150 SE | 155 | 162 | 0.0027585 | 0.208 | 0.08 | 261 | 0 | 0.27 | 1 | 1 | cs | TRUE
159 | LV_4871-2_0_3_line_159 | NAYY 4x150 SE | 156 | 161 | 0.015553 | 0.208 | 0.08 | 261 | 0 | 0.27 | 1 | 1 | cs | TRUE
160 | LV_4871-2_0_3_line_160 | NAYY 4x150 SE | 157 | 159 | 0.022854 | 0.208 | 0.08 | 261 | 0 | 0.27 | 1 | 1 | cs | TRUE
161 | LV_4871-2_0_3_line_161 | NAYY 4x150 SE | 159 | 160 | 0.026219 | 0.208 | 0.08 | 261 | 0 | 0.27 | 1 | 1 | cs | TRUE
162 | LV_4871-2_0_3_line_162 | NAYY 4x150 SE | 160 | 163 | 0.11278 | 0.208 | 0.08 | 261 | 0 | 0.27 | 1 | 1 | cs | TRUE
163 | LV_4871-2_0_3_line_163 | NAYY 4x150 SE | 163 | 164 | 0.19844 | 0.208 | 0.08 | 261 | 0 | 0.27 | 1 | 1 | cs | TRUE
164 | LV_4871-2_0_3_line_164 | NAYY 4x150 SE | 164 | 165 | 0.10174 | 0.208 | 0.08 | 261 | 0 | 0.27 | 1 | 1 | cs | TRUE
165 | LV_4871-2_0_3_line_165 | NAYY 4x150 SE | 164 | 166 | 0.048182 | 0.208 | 0.08 | 261 | 0 | 0.27 | 1 | 1 | cs | TRUE

## trafo
| name | std_type | hv_bus | lv_bus | sn_mva | vn_hv_kv | vn_lv_kv | vk_percent | vkr_percent | pfe_kw | i0_percent | shift_degree | tap_side | tap_neutral | tap_min | tap_max | tap_step_percent | tap_step_degree | tap_pos | tap_phase_shifter | parallel | df | in_service
0 | LV_4871-2_0_3_trafo_141 | 0.25 MVA 20/0.4 kV | 167 | 100 | 0.25 | 20 | 0.4 | 6 | 1.44 | 0.8 | 0.32 | 150 | hv | 0 | -2 | 2 | 2.5 | 0 | 0 | FALSE | 1 | 1 | TRUE

## line_geodata
| x0 | y0 | x1 | y1 | x2 | y2 | x3 | y3 | x4 | y4 | x5 | y5 | x6 | y6 | x7 | y7 | x8 | y8 | x9 | y9 | x10 | y10 | x11 | y11 | x12 | y12 | x13 | y13 | x14 | y14 | x15 | y15 | x16 | y16 | x17 | y17 | x18 | y18 | x19 | y19 | x20 | y20
0 | 2705503.4096 | 1279190.3356 | 2705472.4218 | 1279136.0778
1 | 2705503.4096 | 1279190.3356 | 2705566.3087 | 1279155.5429
2 | 2705584.3259 | 1279145.5767 | 2705566.3087 | 1279155.5429
3 | 2705584.3259 | 1279145.5767 | 2705564.9586 | 1279119.4286
4 | 2705584.3259 | 1279145.5767 | 2705606.6828 | 1279132.8592
5 | 2705584.3259 | 1279145.5767 | 2705597.0826 | 1279164.5665 | 2705644.3445 | 1279253.0922
6 | 2705564.9586 | 1279119.4286 | 2705562.8658 | 1279116.603
7 | 2705628.971 | 1279120.1809 | 2705606.6828 | 1279132.8592
8 | 2705644.3445 | 1279253.0922 | 2705652.543 | 1279268.9634
9 | 2705644.3445 | 1279253.0922 | 2705660.9752 | 1279244.4708
10 | 2706045.127 | 1278740.4907 | 2706066.364 | 1278776.4914
11 | 2705994.2497 | 1278755.7233 | 2706037.8235 | 1278729.5941 | 2706040.5004 | 1278733.2566 | 2706045.127 | 1278740.4907
12 | 2705994.2497 | 1278755.7233 | 2705915.5508 | 1278802.8964
13 | 2705994.2497 | 1278755.7233 | 2705986.0261 | 1278745.4219 | 2705965.7551 | 1278757.8584
14 | 2705915.5508 | 1278802.8964 | 2705853.944 | 1278839.8682 | 2705839.7017 | 1278848.2813
15 | 2705915.5508 | 1278802.8964 | 2705901.5086 | 1278777.9753
16 | 2705839.7017 | 1278848.2813 | 2705837.7118 | 1278849.4568
17 | 2705886.2112 | 1278750.8268 | 2705901.5086 | 1278777.9753
18 | 2705810.7177 | 1278865.4026 | 2705837.7118 | 1278849.4568
19 | 2705784.8006 | 1278885.6577 | 2705762.4521 | 1278896.3609
20 | 2705784.8006 | 1278885.6577 | 2705782.424 | 1278881.1666 | 2705783.6614 | 1278880.5185
21 | 2705753.7222 | 1278900.3486 | 2705761.4783 | 1278896.8273 | 2705762.4521 | 1278896.3609
22 | 2705809.8019 | 1278865.9436 | 2705796.6093 | 1278873.7366 | 2705783.6614 | 1278880.5185
23 | 2704789.1657 | 1279131.2396 | 2704857.8798 | 1279078.1355 | 2704861.5561 | 1279072.9629 | 2704862.3433 | 1279068.4172 | 2704862.0158 | 1279062.7508 | 2704858.4322 | 1279056.3814 | 2704837.0806 | 1279029.9894 | 2704835.0077 | 1279026.4748
24 | 2704816.7443 | 1278995.5083 | 2704835.0077 | 1279026.4748
25 | 2704700.9802 | 1279025.9573 | 2704704.3912 | 1279029.3654 | 2704707.3804 | 1279031.5648 | 2704717.0349 | 1279037.1301 | 2704789.1657 | 1279131.2396
26 | 2704816.7443 | 1278995.5083 | 2704804.0991 | 1278974.7317 | 2704803.582 | 1278972.9654 | 2704803.8121 | 1278971.4348 | 2704804.9822 | 1278968.5975 | 2704806.3912 | 1278967.1101 | 2704808.0968 | 1278966.273 | 2704819.1548 | 1278963.0666 | 2704826.5453 | 1278961.5744 | 2704835.5117 | 1278960.1991 | 2704842.24 | 1278959.6071 | 2704850.8427 | 1278959.6712 | 2704859.7072 | 1278959.8066 | 2704863.4447 | 1278957.5266 | 2704958.2593 | 1278982.0348 | 2704959.8275 | 1278983.008 | 2704960.5841 | 1278984.4005 | 2704960.6508 | 1278989.0948 | 2704960.9985 | 1278989.8238 | 2704961.7871 | 1278990.2716 | 2704964.5902 | 1278990.6774
27 | 2704700.9802 | 1279025.9573 | 2704681.5437 | 1279042.3048 | 2704661.6959 | 1279058.1223 | 2704645.3739 | 1279070.4659 | 2704630.1929 | 1279081.3471
28 | 2704964.5902 | 1278990.6774 | 2704966.3617 | 1278979.3877
29 | 2704605.6143 | 1279098.9639 | 2704630.1929 | 1279081.3471
30 | 2704966.3617 | 1278979.3877 | 2704971.2659 | 1278980.3759 | 2704983.5747 | 1278983.3087 | 2704989.8083 | 1278984.7542 | 2704992.1433 | 1278985.2709
31 | 2704501.2917 | 1279162.3603 | 2704499.0248 | 1279157.1488 | 2704523.3227 | 1279146.6922 | 2704547.6498 | 1279134.5903 | 2704567.8481 | 1279123.127 | 2704587.2274 | 1279111.2377 | 2704605.6143 | 1279098.9639
32 | 2705013.9428 | 1278990.0945 | 2704992.1433 | 1278985.2709
33 | 2705008.3335 | 1278993.0819 | 2705017.2734 | 1278995.097
34 | 2705039.8747 | 1279000.0483 | 2705020.4871 | 1278995.8214 | 2705017.2734 | 1278995.097
35 | 2705708.5388 | 1279219.8139 | 2705670.7527 | 1279239.4022
36 | 2705660.9752 | 1279244.4708 | 2705670.7527 | 1279239.4022
37 | 2705781.6085 | 1279033.3551 | 2705753.2526 | 1279049.485
38 | 2705781.6085 | 1279033.3551 | 2705755.9066 | 1279018.8813 | 2705736.2124 | 1279008.3744 | 2705724.8303 | 1279003.3548
39 | 2705753.2526 | 1279049.485 | 2705724.4131 | 1279065.8899
40 | 2705724.8303 | 1279003.3548 | 2705715.9713 | 1278999.448 | 2705706.3126 | 1278996.4437
41 | 2705652.543 | 1279268.9634 | 2705662.1438 | 1279287.5494
42 | 2705692.4439 | 1279084.0752 | 2705724.4131 | 1279065.8899
43 | 2705706.3126 | 1278996.4437 | 2705694.5919 | 1278992.7979
44 | 2705692.4439 | 1279084.0752 | 2705628.971 | 1279120.1809
45 | 2704501.2917 | 1279162.3603 | 2704576.3343 | 1279424.7937
46 | 2705220.8813 | 1279078.3027 | 2705224.7081 | 1279075.8436 | 2705228.5319 | 1279073.0539
47 | 2705219.1515 | 1279079.4143 | 2705220.8813 | 1279078.3027
48 | 2705232.9451 | 1279070.7825 | 2705229.9308 | 1279072.0333 | 2705228.5319 | 1279073.0539
49 | 2705219.1515 | 1279079.4143 | 2705212.9505 | 1279082.0394 | 2705206.6155 | 1279083.3387 | 2705187.1514 | 1279083.058 | 2705184.4177 | 1279082.3206
50 | 2705219.1515 | 1279079.4143 | 2705225.9151 | 1279092.9201
51 | 2705232.9451 | 1279070.7825 | 2705238.7956 | 1279068.3549 | 2705245.1079 | 1279067.0663 | 2705249.9147 | 1279066.7173
52 | 2705180.264 | 1279081.2002 | 2705184.4177 | 1279082.3206
53 | 2705231.863 | 1279104.7971 | 2705225.9151 | 1279092.9201
54 | 2705249.9147 | 1279066.7173 | 2705252.361 | 1279066.5397 | 2705257.9512 | 1279065.2939 | 2705262.4871 | 1279062.9172 | 2705266.1746 | 1279058.8238 | 2705273.5379 | 1279046.8087
55 | 2705180.264 | 1279081.2002 | 2705177.3665 | 1279086.5088 | 2705139.5871 | 1279103.684
56 | 2705180.264 | 1279081.2002 | 2705175.8936 | 1279078.0972 | 2705173.0334 | 1279074.5764 | 2705169.1633 | 1279067.4343 | 2705164.8103 | 1279061.2512 | 2705161.0132 | 1279058.2435
57 | 2705231.863 | 1279104.7971 | 2705259.5731 | 1279091.8066
58 | 2705231.863 | 1279104.7971 | 2705225.5369 | 1279107.698
59 | 2705300.6425 | 1278997.8177 | 2705298.9412 | 1279003.0364 | 2705296.8719 | 1279008.2486 | 2705294.2652 | 1279013.251 | 2705280.0288 | 1279036.2174 | 2705273.5379 | 1279046.8087
60 | 2705156.767 | 1279055.802 | 2705159.6681 | 1279057.1781 | 2705161.0132 | 1279058.2435
61 | 2705261.382 | 1279090.9586 | 2705259.5731 | 1279091.8066
62 | 2705225.5369 | 1279107.698 | 2705224.0272 | 1279111.8748 | 2705220.3243 | 1279117.258 | 2705220.2822 | 1279119.6149 | 2705223.9705 | 1279121.7827 | 2705225.8046 | 1279123.428 | 2705225.7647 | 1279125.6626 | 2705219.8464 | 1279130.1388
63 | 2705225.5369 | 1279107.698 | 2705217.2487 | 1279111.498 | 2705210.3404 | 1279112.4979 | 2705199.6527 | 1279112.2758
64 | 2705052.587 | 1278997.1386 | 2705045.4102 | 1278996.3323 | 2705035.6148 | 1278994.8899 | 2705013.9428 | 1278990.0945
65 | 2705052.587 | 1278997.1386 | 2705052.2386 | 1279008.676 | 2705056.5146 | 1279016.4982
66 | 2705074.4392 | 1278996.6718 | 2705067.6736 | 1278997.2518 | 2705060.4861 | 1278997.4684 | 2705052.587 | 1278997.1386
67 | 2705056.5146 | 1279016.4982 | 2705058.6786 | 1279020.4568 | 2705059.1992 | 1279027.9283 | 2705056.2384 | 1279036.372 | 2705049.3204 | 1279041.2866 | 2705044.2493 | 1279042.4973 | 2705043.7364 | 1279042.171
68 | 2705066.7136 | 1279001.7832 | 2705075.1815 | 1279000.9778 | 2705074.4392 | 1278996.6718
69 | 2705074.4392 | 1278996.6718 | 2705081.4413 | 1278995.4733 | 2705097.6831 | 1278991.4813 | 2705118.0248 | 1278984.7043 | 2705133.3224 | 1278979.4718
70 | 2705083.6777 | 1278999.4278 | 2705075.1815 | 1279000.9778 | 2705074.4392 | 1278996.6718
71 | 2705076.5653 | 1279008.9207 | 2705076.2382 | 1279007.0354 | 2705075.1815 | 1279000.9778 | 2705074.4392 | 1278996.6718
72 | 2705043.7364 | 1279042.171 | 2705038.5134 | 1279038.8475 | 2705034.5065 | 1279032.6261 | 2705019.8303 | 1279038.0547
73 | 2705066.7136 | 1279001.7832 | 2705057.8961 | 1279001.9708 | 2705049.6673 | 1279001.168 | 2705040.2629 | 1279000.1329 | 2705039.8747 | 1279000.0483
74 | 2705168.1794 | 1278968.39 | 2705159.4634 | 1278970.5303 | 2705133.3224 | 1278979.4718
75 | 2705083.6777 | 1278999.4278 | 2705090.2071 | 1278997.7648 | 2705103.1862 | 1278993.8592 | 2705105.7222 | 1278992.9965
76 | 2705076.5653 | 1279008.9207 | 2705079.6107 | 1279021.0191 | 2705079.9589 | 1279022.121
77 | 2705105.7222 | 1278992.9965 | 2705115.0138 | 1278989.8355
78 | 2705141.6264 | 1278980.782 | 2705115.0138 | 1278989.8355
79 | 2705150.2937 | 1278978.0602 | 2705144.0941 | 1278979.9425 | 2705141.6264 | 1278980.782
80 | 2705164.3192 | 1278973.8018 | 2705150.2937 | 1278978.0602
81 | 2705164.3192 | 1278973.8018 | 2705168.1725 | 1278972.6319 | 2705193.7783 | 1278967.7396 | 2705195.007 | 1278967.6421
82 | 2705079.9589 | 1279022.121 | 2705081.2965 | 1279026.3539 | 2705083.7431 | 1279031.1573 | 2705099.4161 | 1279053.5788 | 2705101.6082 | 1279055.7471
83 | 2705210.921 | 1278966.3796 | 2705195.007 | 1278967.6421
84 | 2705210.921 | 1278966.3796 | 2705214.8331 | 1278966.0692 | 2705226.3939 | 1278966.1654
85 | 2705140.9227 | 1279053.5377 | 2705145.5851 | 1279053.0456 | 2705153.1633 | 1279054.0927 | 2705156.767 | 1279055.802
86 | 2705140.9227 | 1279053.5377 | 2705139.1861 | 1279053.721 | 2705133.7595 | 1279055.4814 | 2705126.251 | 1279059.7959 | 2705120.4265 | 1279061.5381 | 2705119.1836 | 1279061.5593
87 | 2705119.1836 | 1279061.5593 | 2705114.0526 | 1279061.6468 | 2705108.3233 | 1279060.1545 | 2705103.2631 | 1279057.3841 | 2705101.6082 | 1279055.7471
88 | 2705168.1794 | 1278968.39 | 2705172.2562 | 1278967.3889 | 2705186.1814 | 1278964.7904 | 2705196.8898 | 1278963.4366
89 | 2705015.8201 | 1279039.5381 | 2705019.8303 | 1279038.0547
90 | 2705303.5887 | 1278975.4947 | 2705303.4209 | 1278978.1608 | 2705302.0791 | 1278990.5924 | 2705300.6425 | 1278997.8177
91 | 2705303.5887 | 1278975.4947 | 2705303.5049 | 1278971.3562
92 | 2705303.5049 | 1278971.3562 | 2705314.9406 | 1278973.0953 | 2705337.6025 | 1278976.5252
93 | 2705211.3992 | 1278865.0398 | 2705279.6005 | 1278838.5107 | 2705289.3812 | 1278864.3417 | 2705292.2048 | 1278873.7004 | 2705293.9519 | 1278882.7397 | 2705296.2911 | 1278899.0183 | 2705297.7549 | 1278911.7224 | 2705298.4376 | 1278923.9789 | 2705298.5155 | 1278937.7037 | 2705301.7302 | 1278939.8853 | 2705301.8236 | 1278948.5391 | 2705302.1015 | 1278964.525 | 2705302.5448 | 1278967.8915 | 2705303.5049 | 1278971.3562
94 | 2705337.6025 | 1278976.5252 | 2705400.6767 | 1278985.8046 | 2705429.2948 | 1278988.9522 | 2705442.464 | 1278989.9774 | 2705448.172 | 1278990.1324
95 | 2705211.3992 | 1278865.0398 | 2705175.0273 | 1278879.4225
96 | 2705211.3992 | 1278865.0398 | 2705217.6777 | 1278881.5496
97 | 2705483.9711 | 1278993.0111 | 2705483.678 | 1278988.8132
98 | 2705483.9711 | 1278993.0111 | 2705484.2306 | 1278996.5634
99 | 2705483.9711 | 1278993.0111 | 2705505.3512 | 1278989.6748
100 | 2705483.678 | 1278988.8132 | 2705470.8229 | 1278989.9733 | 2705455.6752 | 1278990.3361 | 2705448.172 | 1278990.1324
101 | 2705498.1021 | 1278971.3667 | 2705487.0863 | 1278983.5361 | 2705483.678 | 1278988.8132
102 | 2705484.2306 | 1278996.5634 | 2705464.7524 | 1279007.9698 | 2705457.63 | 1279012.1395
103 | 2705484.2306 | 1278996.5634 | 2705490.6756 | 1279003.407 | 2705496.7993 | 1279010.1448 | 2705498.6863 | 1279013.0546
104 | 2705532.0449 | 1278984.7876 | 2705528.4641 | 1278985.4001 | 2705506.6674 | 1278989.4694 | 2705505.3512 | 1278989.6748
105 | 2705015.8201 | 1279039.5381 | 2705011.6116 | 1279041.0948
106 | 2705011.6116 | 1279041.0948 | 2705011.0433 | 1279041.305
107 | 2705239.7034 | 1278962.5182 | 2705236.2207 | 1278962.1694 | 2705218.29 | 1278961.8382 | 2705201.5979 | 1278962.8414 | 2705196.8898 | 1278963.4366
108 | 2705165.1465 | 1278903.9218 | 2705157.0699 | 1278886.5236 | 2705175.0273 | 1278879.4225
109 | 2705226.7068 | 1278905.2925 | 2705217.6777 | 1278881.5496
110 | 2705498.1021 | 1278971.3667 | 2705507.4945 | 1278977.4698
111 | 2705498.1021 | 1278971.3667 | 2705490.707 | 1278965.1288 | 2705489.5479 | 1278964.1526
112 | 2705509.3103 | 1279033.7918 | 2705502.8222 | 1279020.4173 | 2705500.1849 | 1279015.3656 | 2705498.6863 | 1279013.0546
113 | 2705540.0212 | 1278983.4234 | 2705532.0449 | 1278984.7876
114 | 2705809.8019 | 1278865.9436 | 2705810.7177 | 1278865.4026
115 | 2705753.7222 | 1278900.3486 | 2705745.4069 | 1278904.1237
116 | 2705639.8764 | 1278968.735 | 2705643.1089 | 1278967.4028 | 2705640.4804 | 1278961.0278 | 2705639.9743 | 1278958.661 | 2705640.373 | 1278956.1215 | 2705641.492 | 1278954.0619 | 2705643.3759 | 1278952.5053 | 2705660.09 | 1278945.4538
117 | 2705639.8764 | 1278968.735 | 2705647.8348 | 1278977.0739
118 | 2705639.8764 | 1278968.735 | 2705636.6421 | 1278969.7446 | 2705633.658 | 1278963.5078 | 2705632.8632 | 1278961.7365 | 2705631.6192 | 1278960.7133 | 2705629.6859 | 1278959.9891 | 2705627.86 | 1278959.5671 | 2705625.9488 | 1278959.7108 | 2705620.0001 | 1278961.9834
119 | 2705639.8764 | 1278968.735 | 2705632.3664 | 1278952.1412
120 | 2705688.4459 | 1278990.8862 | 2705694.5919 | 1278992.7979
121 | 2705688.4459 | 1278990.8862 | 2705675.9469 | 1278986.9984
122 | 2705675.9469 | 1278986.9984 | 2705659.5532 | 1278981.8992 | 2705656.8386 | 1278980.7814
123 | 2705656.8386 | 1278980.7814 | 2705652.3795 | 1278978.9452
124 | 2705652.3795 | 1278978.9452 | 2705647.8348 | 1278977.0739 | 2705647.8348 | 1278977.0739
125 | 2705742.2213 | 1278905.5209 | 2705743.7577 | 1278904.8724 | 2705745.4069 | 1278904.1237
126 | 2705620.0001 | 1278961.9834 | 2705609.5152 | 1278965.9889 | 2705604.5498 | 1278967.7629
127 | 2705632.3664 | 1278952.1412 | 2705622.4615 | 1278956.2342
128 | 2705632.3664 | 1278952.1412 | 2705650.996 | 1278944.179
129 | 2705515.3997 | 1279046.3443 | 2705514.476 | 1279044.4402
130 | 2705509.3103 | 1279033.7918 | 2705514.476 | 1279044.4402
131 | 2705735.6627 | 1278908.2894 | 2705742.2213 | 1278905.5209
132 | 2705735.6627 | 1278908.2894 | 2705725.84 | 1278912.4356
133 | 2705725.84 | 1278912.4356 | 2705721.4359 | 1278914.2945
134 | 2705721.4359 | 1278914.2945 | 2705699.2814 | 1278923.6461
135 | 2705699.2814 | 1278923.6461 | 2705679.6406 | 1278931.9365 | 2705650.996 | 1278944.179
136 | 2705489.5479 | 1278964.1526 | 2705487.5 | 1278962.4278
137 | 2705487.5 | 1278962.4278 | 2705480.2248 | 1278956.3002 | 2705478.4927 | 1278954.8345 | 2705477.4432 | 1278953.7083
138 | 2705477.4432 | 1278953.7083 | 2705476.3692 | 1278952.5556
139 | 2705516.9689 | 1278983.6262 | 2705507.4945 | 1278977.4698
140 | 2705456.9584 | 1278902.1178 | 2705466.6448 | 1278937.4961 | 2705470.4417 | 1278946.194 | 2705476.3692 | 1278952.5556
141 | 2705516.9689 | 1278983.6262 | 2705541.8118 | 1278979.1068
142 | 2705541.8118 | 1278979.1068 | 2705555.2587 | 1278976.6606 | 2705555.6749 | 1278976.5694
143 | 2705565.5705 | 1278974.4002 | 2705575.5669 | 1278972.209 | 2705580.6333 | 1278970.7566
144 | 2705565.5705 | 1278974.4002 | 2705555.6749 | 1278976.5694
145 | 2705580.6333 | 1278970.7566 | 2705590.7561 | 1278967.8547 | 2705593.9543 | 1278966.776
146 | 2705565.7893 | 1278978.6233 | 2705554.3021 | 1278980.9807 | 2705540.0212 | 1278983.4234
147 | 2705565.7893 | 1278978.6233 | 2705573.1421 | 1278977.1144 | 2705589.348 | 1278972.6764
148 | 2705593.4276 | 1278971.5592 | 2705589.348 | 1278972.6764
149 | 2705593.4276 | 1278971.5592 | 2705595.5544 | 1278970.9767 | 2705604.5498 | 1278967.7629
150 | 2705165.1465 | 1278903.9218 | 2705175.4344 | 1278926.0835
151 | 2705175.4344 | 1278926.0835 | 2705176.0508 | 1278927.4114
152 | 2705186.7191 | 1279113.8903 | 2705188.3352 | 1279113.1393 | 2705195.145 | 1279112.1821 | 2705199.6527 | 1279112.2758
153 | 2705169.4577 | 1279121.9117 | 2705186.7191 | 1279113.8903
154 | 2705169.2694 | 1279121.9992 | 2705169.4577 | 1279121.9117
155 | 2705244.1199 | 1279143.4282 | 2705241.9474 | 1279141.3765 | 2705232.4184 | 1279143.1303 | 2705231.08 | 1279141.4938 | 2705237.1793 | 1279134.0404 | 2705235.9766 | 1279131.5389 | 2705222.2664 | 1279133.8964 | 2705220.1687 | 1279133.125 | 2705219.8464 | 1279130.1388
156 | 2705169.2694 | 1279121.9992 | 2705149.1411 | 1279131.3528
157 | 2705244.1199 | 1279143.4282 | 2705222.0479 | 1279157.2165
158 | 2705146.6395 | 1279132.5152 | 2705149.1411 | 1279131.3528
159 | 2705275.4643 | 1279084.3568 | 2705261.382 | 1279090.9586
160 | 2705202.6655 | 1279169.3246 | 2705222.0479 | 1279157.2165
161 | 2705202.6655 | 1279169.3246 | 2705180.4291 | 1279183.2156
162 | 2705084.7828 | 1279242.9654 | 2705180.4291 | 1279183.2156
163 | 2705084.7828 | 1279242.9654 | 2705192.8907 | 1279409.3748
164 | 2705192.8907 | 1279409.3748 | 2705220.764 | 1279395.2148 | 2705234.2229 | 1279393.0085 | 2705246.7048 | 1279393.3426 | 2705260.8718 | 1279398.1887 | 2705282.0382 | 1279407.4303 | 2705287.7855 | 1279409.9634
165 | 2705192.8907 | 1279409.3748 | 2705212.5094 | 1279443.4442 | 2705216.9327 | 1279451.1295

## bus_geodata
| x | y | coords
0 | 2705472.4218 | 1279136.0778
1 | 2705503.4096 | 1279190.3356
2 | 2705566.3087 | 1279155.5429
3 | 2705584.3259 | 1279145.5767
4 | 2705564.9586 | 1279119.4286
5 | 2705606.6828 | 1279132.8592
6 | 2705644.3445 | 1279253.0922
7 | 2706066.364 | 1278776.4914
8 | 2706045.127 | 1278740.4907
9 | 2705994.2497 | 1278755.7233
10 | 2705915.5508 | 1278802.8964
11 | 2705965.7551 | 1278757.8584
12 | 2705839.7017 | 1278848.2813
13 | 2705901.5086 | 1278777.9753
14 | 2705837.7118 | 1278849.4568
15 | 2705784.8006 | 1278885.6577
16 | 2705762.4521 | 1278896.3609
17 | 2705783.6614 | 1278880.5185
18 | 2705886.2112 | 1278750.8268
19 | 2704835.0077 | 1279026.4748
20 | 2704789.1657 | 1279131.2396
21 | 2704816.7443 | 1278995.5083
22 | 2704700.9802 | 1279025.9573
23 | 2704964.5902 | 1278990.6774
24 | 2704630.1929 | 1279081.3471
25 | 2704966.3617 | 1278979.3877
26 | 2704605.6143 | 1279098.9639
27 | 2704992.1433 | 1278985.2709
28 | 2705008.3335 | 1278993.0819
29 | 2705017.2734 | 1278995.097
30 | 2705708.5388 | 1279219.8139
31 | 2705670.7527 | 1279239.4022
32 | 2705660.9752 | 1279244.4708
33 | 2705781.6085 | 1279033.3551
34 | 2705753.2526 | 1279049.485
35 | 2705724.8303 | 1279003.3548
36 | 2705652.543 | 1279268.9634
37 | 2705724.4131 | 1279065.8899
38 | 2705706.3126 | 1278996.4437
39 | 2705662.1438 | 1279287.5494
40 | 2705562.8658 | 1279116.603
41 | 2705628.971 | 1279120.1809
42 | 2704501.2917 | 1279162.3603
43 | 2704576.3343 | 1279424.7937
44 | 2705220.8813 | 1279078.3027
45 | 2705228.5319 | 1279073.0539
46 | 2705219.1515 | 1279079.4143
47 | 2705232.9451 | 1279070.7825
48 | 2705184.4177 | 1279082.3206
49 | 2705225.9151 | 1279092.9201
50 | 2705249.9147 | 1279066.7173
51 | 2705180.264 | 1279081.2002
52 | 2705231.863 | 1279104.7971
53 | 2705273.5379 | 1279046.8087
54 | 2705139.5871 | 1279103.684
55 | 2705161.0132 | 1279058.2435
56 | 2705259.5731 | 1279091.8066
57 | 2705225.5369 | 1279107.698
58 | 2705013.9428 | 1278990.0945
59 | 2705052.587 | 1278997.1386
60 | 2705056.5146 | 1279016.4982
61 | 2705074.4392 | 1278996.6718
62 | 2705043.7364 | 1279042.171
63 | 2705066.7136 | 1279001.7832
64 | 2705133.3224 | 1278979.4718
65 | 2705083.6777 | 1278999.4277
66 | 2705076.5653 | 1279008.9207
67 | 2705115.0138 | 1278989.8355
68 | 2705105.7222 | 1278992.9965
69 | 2705141.6264 | 1278980.782
70 | 2705150.2937 | 1278978.0602
71 | 2705164.3192 | 1278973.8018
72 | 2705079.9589 | 1279022.121
73 | 2705039.8747 | 1279000.0483
74 | 2705195.007 | 1278967.6421
75 | 2705210.921 | 1278966.3796
76 | 2705226.3939 | 1278966.1654
77 | 2705156.767 | 1279055.802
78 | 2705140.9227 | 1279053.5377
79 | 2705101.6082 | 1279055.7471
80 | 2705168.1794 | 1278968.39
81 | 2705019.8303 | 1279038.0547
82 | 2705303.5887 | 1278975.4947
83 | 2705300.6425 | 1278997.8177
84 | 2705303.5049 | 1278971.3562
85 | 2705337.6025 | 1278976.5252
86 | 2705211.3992 | 1278865.0398
87 | 2705483.9711 | 1278993.0111
88 | 2705483.678 | 1278988.8132
89 | 2705484.2306 | 1278996.5634
90 | 2705505.3512 | 1278989.6748
91 | 2705448.172 | 1278990.1324
92 | 2705015.8201 | 1279039.5381
93 | 2705011.6116 | 1279041.0948
94 | 2705011.0433 | 1279041.305
95 | 2705239.7034 | 1278962.5182
96 | 2705196.8898 | 1278963.4366
97 | 2705175.0273 | 1278879.4225
98 | 2705217.6777 | 1278881.5496
99 | 2705498.1021 | 1278971.3667
100 | 2705457.63 | 1279012.1395
101 | 2705498.6863 | 1279013.0546
102 | 2705532.0449 | 1278984.7876
103 | 2705119.1836 | 1279061.5593
104 | 2705692.4439 | 1279084.0752
105 | 2705809.8019 | 1278865.9436
106 | 2705810.7177 | 1278865.4026
107 | 2705753.7222 | 1278900.3486
108 | 2705660.09 | 1278945.4538
109 | 2705639.8764 | 1278968.735
110 | 2705688.4459 | 1278990.8862
111 | 2705694.5919 | 1278992.7979
112 | 2705675.9469 | 1278986.9984
113 | 2705656.8386 | 1278980.7814
114 | 2705652.3795 | 1278978.9452
115 | 2705647.8348 | 1278977.0739
116 | 2705745.4069 | 1278904.1237
117 | 2705620.0001 | 1278961.9834
118 | 2705632.3664 | 1278952.1412
119 | 2705515.3997 | 1279046.3443
120 | 2705514.476 | 1279044.4402
121 | 2705509.3103 | 1279033.7918
122 | 2705735.6627 | 1278908.2894
123 | 2705742.2213 | 1278905.5209
124 | 2705725.84 | 1278912.4356
125 | 2705721.4359 | 1278914.2945
126 | 2705699.2814 | 1278923.6461
127 | 2705650.996 | 1278944.179
128 | 2705622.4615 | 1278956.2342
129 | 2705489.5479 | 1278964.1526
130 | 2705487.5 | 1278962.4278
131 | 2705477.4432 | 1278953.7083
132 | 2705507.4945 | 1278977.4698
133 | 2705476.3692 | 1278952.5556
134 | 2705516.9689 | 1278983.6262
135 | 2705456.9584 | 1278902.1178
136 | 2705541.8118 | 1278979.1068
137 | 2705565.5705 | 1278974.4002
138 | 2705580.6333 | 1278970.7566
139 | 2705555.6749 | 1278976.5694
140 | 2705593.9543 | 1278966.776
141 | 2705565.7893 | 1278978.6233
142 | 2705540.0212 | 1278983.4234
143 | 2705589.348 | 1278972.6764
144 | 2705593.4276 | 1278971.5592
145 | 2705604.5498 | 1278967.7629
146 | 2705226.7068 | 1278905.2925
147 | 2705165.1465 | 1278903.9218
148 | 2705175.4344 | 1278926.0835
149 | 2705199.6527 | 1279112.2758
150 | 2705186.7191 | 1279113.8903
151 | 2705169.4577 | 1279121.9117
152 | 2705219.8464 | 1279130.1388
153 | 2705169.2694 | 1279121.9992
154 | 2705244.1199 | 1279143.4282
155 | 2705149.1411 | 1279131.3528
156 | 2705261.382 | 1279090.9586
157 | 2705222.0479 | 1279157.2165
158 | 2705176.0508 | 1278927.4114
159 | 2705202.6655 | 1279169.3246
160 | 2705180.4291 | 1279183.2156
161 | 2705275.4643 | 1279084.3568
162 | 2705146.6395 | 1279132.5152
163 | 2705084.7828 | 1279242.9654
164 | 2705192.8907 | 1279409.3748
165 | 2705287.7855 | 1279409.9634
166 | 2705216.9327 | 1279451.1295
167 | 2705484.2306 | 1278996.5634

## line_std_types
| c_nf_per_km | r_ohm_per_km | x_ohm_per_km | max_i_ka | type | q_mm2 | alpha | voltage_rating
NAYY 4x50 SE | 210 | 0.642 | 0.083 | 0.142 | cs | 50 | 0.00403 | LV
NAYY 4x120 SE | 264 | 0.225 | 0.08 | 0.242 | cs | 120 | 0.00403 | LV
NAYY 4x150 SE | 261 | 0.208 | 0.08 | 0.27 | cs | 150 | 0.00403 | LV
NA2XS2Y 1x95 RM/25 12/20 kV | 216 | 0.313 | 0.132 | 0.252 | cs | 95 | 0.00403 | MV
NA2XS2Y 1x185 RM/25 12/20 kV | 273 | 0.161 | 0.117 | 0.362 | cs | 185 | 0.00403 | MV
NA2XS2Y 1x240 RM/25 12/20 kV | 304 | 0.122 | 0.112 | 0.421 | cs | 240 | 0.00403 | MV
NA2XS2Y 1x95 RM/25 6/10 kV | 315 | 0.313 | 0.123 | 0.249 | cs | 95 | 0.00403 | MV
NA2XS2Y 1x185 RM/25 6/10 kV | 406 | 0.161 | 0.11 | 0.358 | cs | 185 | 0.00403 | MV
NA2XS2Y 1x240 RM/25 6/10 kV | 456 | 0.122 | 0.105 | 0.416 | cs | 240 | 0.00403 | MV
NA2XS2Y 1x150 RM/25 12/20 kV | 250 | 0.206 | 0.116 | 0.319 | cs | 150 | 0.00403 | MV
NA2XS2Y 1x120 RM/25 12/20 kV | 230 | 0.253 | 0.119 | 0.283 | cs | 120 | 0.00403 | MV
NA2XS2Y 1x70 RM/25 12/20 kV | 190 | 0.443 | 0.132 | 0.22 | cs | 70 | 0.00403 | MV
NA2XS2Y 1x150 RM/25 6/10 kV | 360 | 0.206 | 0.11 | 0.315 | cs | 150 | 0.00403 | MV
NA2XS2Y 1x120 RM/25 6/10 kV | 340 | 0.253 | 0.113 | 0.28 | cs | 120 | 0.00403 | MV
NA2XS2Y 1x70 RM/25 6/10 kV | 280 | 0.443 | 0.123 | 0.217 | cs | 70 | 0.00403 | MV
N2XS(FL)2Y 1x120 RM/35 64/110 kV | 112 | 0.153 | 0.166 | 0.366 | cs | 120 | 0.00393 | HV
N2XS(FL)2Y 1x185 RM/35 64/110 kV | 125 | 0.099 | 0.156 | 0.457 | cs | 185 | 0.00393 | HV
N2XS(FL)2Y 1x240 RM/35 64/110 kV | 135 | 0.075 | 0.149 | 0.526 | cs | 240 | 0.00393 | HV
N2XS(FL)2Y 1x300 RM/35 64/110 kV | 144 | 0.06 | 0.144 | 0.588 | cs | 300 | 0.00393 | HV
15-AL1/3-ST1A 0.4 | 11 | 1.8769 | 0.35 | 0.105 | ol | 16 | 0.00403 | LV
24-AL1/4-ST1A 0.4 | 11.25 | 1.2012 | 0.335 | 0.14 | ol | 24 | 0.00403 | LV
48-AL1/8-ST1A 0.4 | 12.2 | 0.5939 | 0.3 | 0.21 | ol | 48 | 0.00403 | LV
94-AL1/15-ST1A 0.4 | 13.2 | 0.306 | 0.29 | 0.35 | ol | 94 | 0.00403 | LV
34-AL1/6-ST1A 10.0 | 9.7 | 0.8342 | 0.36 | 0.17 | ol | 34 | 0.00403 | MV
48-AL1/8-ST1A 10.0 | 10.1 | 0.5939 | 0.35 | 0.21 | ol | 48 | 0.00403 | MV
70-AL1/11-ST1A 10.0 | 10.4 | 0.4132 | 0.339 | 0.29 | ol | 70 | 0.00403 | MV
94-AL1/15-ST1A 10.0 | 10.75 | 0.306 | 0.33 | 0.35 | ol | 94 | 0.00403 | MV
122-AL1/20-ST1A 10.0 | 11.1 | 0.2376 | 0.323 | 0.41 | ol | 122 | 0.00403 | MV
149-AL1/24-ST1A 10.0 | 11.25 | 0.194 | 0.315 | 0.47 | ol | 149 | 0.00403 | MV
34-AL1/6-ST1A 20.0 | 9.15 | 0.8342 | 0.382 | 0.17 | ol | 34 | 0.00403 | MV
48-AL1/8-ST1A 20.0 | 9.5 | 0.5939 | 0.372 | 0.21 | ol | 48 | 0.00403 | MV
70-AL1/11-ST1A 20.0 | 9.7 | 0.4132 | 0.36 | 0.29 | ol | 70 | 0.00403 | MV
94-AL1/15-ST1A 20.0 | 10 | 0.306 | 0.35 | 0.35 | ol | 94 | 0.00403 | MV
122-AL1/20-ST1A 20.0 | 10.3 | 0.2376 | 0.344 | 0.41 | ol | 122 | 0.00403 | MV
149-AL1/24-ST1A 20.0 | 10.5 | 0.194 | 0.337 | 0.47 | ol | 149 | 0.00403 | MV
184-AL1/30-ST1A 20.0 | 10.75 | 0.1571 | 0.33 | 0.535 | ol | 184 | 0.00403 | MV
243-AL1/39-ST1A 20.0 | 11 | 0.1188 | 0.32 | 0.645 | ol | 243 | 0.00403 | MV
48-AL1/8-ST1A 110.0 | 8 | 0.5939 | 0.46 | 0.21 | ol | 48 | 0.00403 | HV
70-AL1/11-ST1A 110.0 | 8.4 | 0.4132 | 0.45 | 0.29 | ol | 70 | 0.00403 | HV
94-AL1/15-ST1A 110.0 | 8.65 | 0.306 | 0.44 | 0.35 | ol | 94 | 0.00403 | HV
122-AL1/20-ST1A 110.0 | 8.5 | 0.2376 | 0.43 | 0.41 | ol | 122 | 0.00403 | HV
149-AL1/24-ST1A 110.0 | 8.75 | 0.194 | 0.41 | 0.47 | ol | 149 | 0.00403 | HV
184-AL1/30-ST1A 110.0 | 8.8 | 0.1571 | 0.4 | 0.535 | ol | 184 | 0.00403 | HV
243-AL1/39-ST1A 110.0 | 9 | 0.1188 | 0.39 | 0.645 | ol | 243 | 0.00403 | HV
305-AL1/39-ST1A 110.0 | 9.2 | 0.0949 | 0.38 | 0.74 | ol | 305 | 0.00403 | HV
490-AL1/64-ST1A 110.0 | 9.75 | 0.059 | 0.37 | 0.96 | ol | 490 | 0.00403 | HV
679-AL1/86-ST1A 110.0 | 9.95 | 0.042 | 0.36 | 1.15 | ol | 679 | 0.00403 | HV
490-AL1/64-ST1A 220.0 | 10 | 0.059 | 0.285 | 0.96 | ol | 490 | 0.00403 | HV
679-AL1/86-ST1A 220.0 | 11.7 | 0.042 | 0.275 | 1.15 | ol | 679 | 0.00403 | HV
490-AL1/64-ST1A 380.0 | 11 | 0.059 | 0.253 | 0.96 | ol | 490 | 0.00403 | HV
679-AL1/86-ST1A 380.0 | 14.6 | 0.042 | 0.25 | 1.15 | ol | 679 | 0.00403 | HV

## trafo_std_types
| i0_percent | pfe_kw | vkr_percent | sn_mva | vn_lv_kv | vn_hv_kv | vk_percent | shift_degree | vector_group | tap_side | tap_neutral | tap_min | tap_max | tap_step_degree | tap_step_percent | tap_phase_shifter
160 MVA 380/110 kV | 0.06 | 60 | 0.25 | 160 | 110 | 380 | 12.2 | 0 | Yy0 | hv | 0 | -9 | 9 | 0 | 1.5 | FALSE
100 MVA 220/110 kV | 0.06 | 55 | 0.26 | 100 | 110 | 220 | 12 | 0 | Yy0 | hv | 0 | -9 | 9 | 0 | 1.5 | FALSE
63 MVA 110/20 kV | 0.04 | 22 | 0.32 | 63 | 20 | 110 | 18 | 150 | YNd5 | hv | 0 | -9 | 9 | 0 | 1.5 | FALSE
40 MVA 110/20 kV | 0.05 | 18 | 0.34 | 40 | 20 | 110 | 16.2 | 150 | YNd5 | hv | 0 | -9 | 9 | 0 | 1.5 | FALSE
25 MVA 110/20 kV | 0.07 | 14 | 0.41 | 25 | 20 | 110 | 12 | 150 | YNd5 | hv | 0 | -9 | 9 | 0 | 1.5 | FALSE
63 MVA 110/10 kV | 0.04 | 22 | 0.32 | 63 | 10 | 110 | 18 | 150 | YNd5 | hv | 0 | -9 | 9 | 0 | 1.5 | FALSE
40 MVA 110/10 kV | 0.05 | 18 | 0.34 | 40 | 10 | 110 | 16.2 | 150 | YNd5 | hv | 0 | -9 | 9 | 0 | 1.5 | FALSE
25 MVA 110/10 kV | 0.07 | 14 | 0.41 | 25 | 10 | 110 | 12 | 150 | YNd5 | hv | 0 | -9 | 9 | 0 | 1.5 | FALSE
0.25 MVA 20/0.4 kV | 0.32 | 0.8 | 1.44 | 0.25 | 0.4 | 20 | 6 | 150 | Yzn5 | hv | 0 | -2 | 2 | 0 | 2.5 | FALSE
0.4 MVA 20/0.4 kV | 0.3375 | 1.35 | 1.425 | 0.4 | 0.4 | 20 | 6 | 150 | Dyn5 | hv | 0 | -2 | 2 | 0 | 2.5 | FALSE
0.63 MVA 20/0.4 kV | 0.2619 | 1.65 | 1.206 | 0.63 | 0.4 | 20 | 6 | 150 | Dyn5 | hv | 0 | -2 | 2 | 0 | 2.5 | FALSE
0.25 MVA 10/0.4 kV | 0.24 | 0.6 | 1.2 | 0.25 | 0.4 | 10 | 4 | 150 | Dyn5 | hv | 0 | -2 | 2 | 0 | 2.5 | FALSE
0.4 MVA 10/0.4 kV | 0.2375 | 0.95 | 1.325 | 0.4 | 0.4 | 10 | 4 | 150 | Dyn5 | hv | 0 | -2 | 2 | 0 | 2.5 | FALSE
0.63 MVA 10/0.4 kV | 0.1873 | 1.18 | 1.0794 | 0.63 | 0.4 | 10 | 4 | 150 | Dyn5 | hv | 0 | -2 | 2 | 0 | 2.5 | FALSE

## trafo3w_std_types
| sn_hv_mva | sn_mv_mva | sn_lv_mva | vn_hv_kv | vn_mv_kv | vn_lv_kv | vk_hv_percent | vk_mv_percent | vk_lv_percent | vkr_hv_percent | vkr_mv_percent | vkr_lv_percent | pfe_kw | i0_percent | shift_mv_degree | shift_lv_degree | vector_group | tap_side | tap_neutral | tap_min | tap_max | tap_step_percent
63/25/38 MVA 110/20/10 kV | 63 | 25 | 38 | 110 | 20 | 10 | 10.4 | 10.4 | 10.4 | 0.28 | 0.32 | 0.35 | 35 | 0.89 | 0 | 0 | YN0yn0yn0 | hv | 0 | -10 | 10 | 1.2
63/25/38 MVA 110/10/10 kV | 63 | 25 | 38 | 110 | 10 | 10 | 10.4 | 10.4 | 10.4 | 0.28 | 0.32 | 0.35 | 35 | 0.89 | 0 | 0 | YN0yn0yn0 | hv | 0 | -10 | 10 | 1.2

## fuse_std_types
| fuse_type | i_rated_a | t_avg | t_min | t_total | x_avg | x_min | x_total
HV 100A | HV 100A | 100 | 0 | [10.0, 3.64, 0.854, 0.281, 0.1, 0.0531, 0.022, 0.01] | [10.0, 4.267, 1.21, 0.403, 0.1, 0.058, 0.022, 0.01] | 0 | [300.0, 350.0, 450.0, 550.0, 700.0, 850.0, 1200.0, 1752.0] | [600.0, 700.0, 900.0, 1150.0, 1665.0, 2000.0, 3000.0, 4313.0]
HV 10A | HV 10A | 10 | 0 | [10.0, 1675.0, 0.344, 0.156, 0.1, 0.0417, 0.0171, 0.01] | [10.0, 1.3, 0.3, 0.155, 0.1, 0.0555, 0.023, 0.01] | 0 | [30.0, 32.0, 35.0, 37.0, 39.0, 50.0, 70.0, 88.0] | [60.0, 70.0, 80.0, 87.0, 94.0, 110.0, 150.0, 216.0]
HV 125A | HV 125A | 125 | 0 | [10.0, 1.82, 0.344, 0.1, 0.0467, 0.0269, 0.01] | [10.0, 2.478, 0.426, 0.1, 0.0427, 0.0211, 0.01] | 0 | [375.0, 500.0, 700.0, 925.0, 1200.0, 1500.0, 2341.0] | [750.0, 1000.0, 1500.0, 2200.0, 3000.0, 4000.0, 5765.0]
HV 160A | HV 160A | 160 | 0 | [10.0, 4.15, 1.03, 0.198, 0.1, 0.051, 0.0172, 0.01] | [10.0, 2.3, 0.734, 0.274, 0.1, 0.046, 0.0177, 0.01] | 0 | [480.0, 550.0, 700.0, 1000.0, 1260.0, 1600.0, 2500.0, 3227.0] | [960.0, 1300.0, 1700.0, 2200.0, 2996.0, 4000.0, 6000.0, 7946.0]
HV 16A | HV 16A | 16 | 0 | [10.0, 0.352, 0.164, 0.1, 0.0649, 0.0342, 0.01] | [10.0, 2.34, 0.722, 0.181, 0.1, 0.055, 0.0296, 0.01] | 0 | [48.0, 60.0, 65.0, 71.0, 80.0, 100.0, 162.0] | [96.0, 110.0, 125.0, 150.0, 168.0, 200.0, 250.0, 398.0]
HV 200A | HV 200A | 200 | 0 | [10.0, 4.267, 1.21, 0.403, 0.1, 0.058, 0.022, 0.01] | [10.0, 3.73, 1.654, 0.328, 0.1, 0.0531, 0.019, 0.01] | 0 | [600.0, 700.0, 900.0, 1150.0, 1665.0, 2000.0, 3000.0, 4313.0] | [1200.0, 1500.0, 1800.0, 2700.0, 3960.0, 5000.0, 7500.0, 10620.0]
HV 20A | HV 20A | 20 | 0 | [10.0, 1.3, 0.3, 0.155, 0.1, 0.0555, 0.023, 0.01] | [10.0, 1.3, 0.161, 0.1, 0.0611, 0.0399, 0.0141, 0.01] | 0 | [60.0, 70.0, 80.0, 87.0, 94.0, 110.0, 150.0, 216.0] | [120.0, 150.0, 200.0, 223.0, 260.0, 300.0, 450.0, 532.0]
HV 25A | HV 25A | 25 | 0 | [10.0, 2.512, 0.833, 0.299, 0.1, 0.0372, 0.0223, 0.01] | [10.0, 3.125, 0.597, 0.198, 0.1, 0.0378, 0.022, 0.01] | 0 | [75.0, 82.0, 90.0, 100.0, 124.0, 170.0, 200.0, 289.0] | [150.0, 170.0, 210.0, 250.0, 294.0, 400.0, 500.0, 711.0]
HV 31.5A | HV 31.5A | 31.5 | 0 | [10.0, 2.34, 0.722, 0.181, 0.1, 0.055, 0.0296, 0.01] | [10.0, 2.84, 0.368, 0.164, 0.1, 0.0621, 0.0378, 0.0195, 0.01] | 0 | [95.0, 110.0, 125.0, 150.0, 165.0, 200.0, 250.0, 390.0] | [189.0, 220.0, 300.0, 350.0, 393.0, 450.0, 530.0, 700.0, 960.0]
HV 40A | HV 40A | 40 | 0 | [10.0, 1.3, 0.161, 0.1, 0.0611, 0.0399, 0.0141, 0.01] | [10.0, 2.05, 0.369, 0.198, 0.1, 0.051, 0.0298, 0.01] | 0 | [120.0, 150.0, 200.0, 223.0, 260.0, 300.0, 450.0, 532.0] | [240.0, 300.0, 400.0, 450.0, 530.0, 650.0, 800.0, 1311.0]
HV 50A | HV 50A | 50 | 0 | [10.0, 3.215, 0.597, 0.198, 0.1, 0.0378, 0.022, 0.01] | [10.0, 3.64, 0.854, 0.281, 0.1, 0.0531, 0.022, 0.01] | 0 | [150.0, 170.0, 210.0, 250.0, 294.0, 400.0, 500.0, 711.0] | [300.0, 350.0, 450.0, 550.0, 700.0, 850.0, 1200.0, 1752.0]
HV 6.3A | HV 6.3A | 6.3 | 0 | [10.0, 1.39, 0.344, 0.168, 0.1, 0.056, 0.0263, 0.01] | [10.0, 1.711, 0.516, 0.198, 0.1, 0.0634, 0.0303, 0.01] | 0 | [19.0, 19.5, 20.4, 20.8, 22.0, 25.0, 32.0, 48.0] | [38.0, 40.0, 43.0, 48.0, 53.0, 60.0, 75.0, 118.0]
HV 63A | HV 63A | 63 | 0 | [10.0, 2.84, 0.368, 0.164, 0.1, 0.0621, 0.0378, 0.0195, 0.01] | [10.0, 1.82, 0.344, 0.1, 0.0467, 0.0269, 0.01] | 0 | [189.0, 220.0, 300.0, 350.0, 393.0, 450.0, 530.0, 700.0, 961.0] | [378.0, 500.0, 700.0, 934.0, 1200.0, 1500.0, 2366.0]
HV 80A | HV 80A | 80 | 0 | [10.0, 2.05, 0.369, 0.198, 0.1, 0.051, 0.0298, 0.01] | [10.0, 4.15, 1.03, 0.198, 0.1, 0.051, 0.0172, 0.01] | 0 | [240.0, 300.0, 400.0, 450.0, 530.0, 650.0, 800.0, 1311.0] | [480.0, 550.0, 700.0, 1000.0, 1260.0, 1600.0, 2500.0, 3227.0]
Siemens NH-1-100 | Siemens NH-1-100 | 100 | [5400.0, 2000.0, 400.0, 20.0, 1.0, 0.2, 0.012, 0.004] | 0 | 0 | [150.0, 190.0, 250.0, 430.0, 900.0, 1250.0, 2700.0, 3600.0] | 0 | 0
Siemens NH-1-125 | Siemens NH-1-125 | 125 | [4800.0, 120.0, 7.0, 0.1, 0.004] | 0 | 0 | [180.0, 400.0, 740.0, 2000.0, 4250.0] | 0 | 0
Siemens NH-1-16 | Siemens NH-1-16 | 16 | [4000.0, 400.0, 2.0, 0.1, 0.04, 0.01] | 0 | 0 | [26.0, 35.0, 75.0, 150.0, 200.0, 300.0] | 0 | 0
Siemens NH-1-160 | Siemens NH-1-160 | 160 | [4800.0, 120.0, 7.0, 0.1, 0.004] | 0 | 0 | [210.0, 500.0, 900.0, 2300.0, 5000.0] | 0 | 0
Siemens NH-1-25 | Siemens NH-1-25 | 25 | [4000.0, 1000.0, 10.0, 0.2, 0.02, 0.01] | 0 | 0 | [40.0, 50.0, 100.0, 210.0, 400.0, 500.0] | 0 | 0
Siemens NH-1-50 | Siemens NH-1-50 | 50 | [4000.0, 40.0, 4.0, 1.0, 0.02, 0.01] | 0 | 0 | [86.0, 200.0, 300.0, 400.0, 1000.0, 1280.0] | 0 | 0
Siemens NH-1-63 | Siemens NH-1-63 | 63 | [4000.0, 100.0, 10.0, 2.0, 0.04, 0.01] | 0 | 0 | [100.0, 200.0, 300.0, 400.0, 1000.0, 1500.0] | 0 | 0
Siemens NH-1-80 | Siemens NH-1-80 | 80 | [4800.0, 120.0, 7.0, 0.1, 0.01] | 0 | 0 | [150.58, 250.0, 450.0, 1150.0, 2470.0] | 0 | 0
Siemens NH-2-1000 | Siemens NH-2-1000 | 1000 | [4800.0, 120.0, 7.0, 0.1, 0.004] | 0 | 0 | [1900.0, 3500.0, 8400.0, 24000.0, 52000.0] | 0 | 0
Siemens NH-2-200 | Siemens NH-2-200 | 200 | [4800.0, 120.0, 7.0, 0.1, 0.004] | 0 | 0 | [280.0, 650.0, 1200.0, 3000.0, 7000.0] | 0 | 0
Siemens NH-2-224 | Siemens NH-2-224 | 224 | [4800.0, 120.0, 7.0, 0.2, 0.04, 0.004] | 0 | 0 | [400.0, 750.0, 1453.0, 3025.0, 4315.0, 7600.0] | 0 | 0
Siemens NH-2-250 | Siemens NH-2-250 | 250 | [4800.0, 120.0, 7.0, 0.1, 0.004] | 0 | 0 | [450.0, 800.0, 1650.0, 4000.0, 8500.0] | 0 | 0
Siemens NH-2-315 | Siemens NH-2-315 | 315 | [4800.0, 120.0, 7.0, 0.1, 0.004] | 0 | 0 | [550.0, 920.0, 1900.0, 5000.0, 11000.0] | 0 | 0
Siemens NH-2-355 | Siemens NH-2-355 | 355 | [4800.0, 120.0, 6.0, 0.1, 0.004] | 0 | 0 | [650.0, 1116.27, 2350.0, 5840.0, 12790.0] | 0 | 0
Siemens NH-2-400 | Siemens NH-2-400 | 400 | [4800.0, 120.0, 7.0, 0.1, 0.004] | 0 | 0 | [720.0, 1350.0, 2800.0, 6500.0, 15000.0] | 0 | 0
Siemens NH-2-425 | Siemens NH-2-425 | 425 | [4800.0, 120.0, 7.0, 0.1, 0.004] | 0 | 0 | [850.0, 1500.0, 3050.0, 7500.0, 16500.0] | 0 | 0
Siemens NH-2-630 | Siemens NH-2-630 | 630 | [4800.0, 120.0, 7.0, 0.1, 0.004] | 0 | 0 | [1200.0, 2000.0, 4800.0, 12000.0, 26000.0] | 0 | 0

## dtypes
| element | column | dtype
0 | bus | name | object
1 | bus | vn_kv | float64
2 | bus | type | object
3 | bus | zone | object
4 | bus | in_service | bool
5 | load | name | object
6 | load | bus | uint32
7 | load | p_mw | float64
8 | load | q_mvar | float64
9 | load | const_z_percent | float64
10 | load | const_i_percent | float64
11 | load | sn_mva | float64
12 | load | scaling | float64
13 | load | in_service | bool
14 | load | type | object
15 | ext_grid | name | object
16 | ext_grid | bus | uint32
17 | ext_grid | vm_pu | float64
18 | ext_grid | va_degree | float64
19 | ext_grid | slack_weight | float64
20 | ext_grid | in_service | bool
21 | line | name | object
22 | line | std_type | object
23 | line | from_bus | uint32
24 | line | to_bus | uint32
25 | line | length_km | float64
26 | line | r_ohm_per_km | float64
27 | line | x_ohm_per_km | float64
28 | line | c_nf_per_km | float64
29 | line | g_us_per_km | float64
30 | line | max_i_ka | float64
31 | line | df | float64
32 | line | parallel | uint32
33 | line | type | object
34 | line | in_service | bool
35 | trafo | name | object
36 | trafo | std_type | object
37 | trafo | hv_bus | uint32
38 | trafo | lv_bus | uint32
39 | trafo | sn_mva | float64
40 | trafo | vn_hv_kv | float64
41 | trafo | vn_lv_kv | float64
42 | trafo | vk_percent | float64
43 | trafo | vkr_percent | float64
44 | trafo | pfe_kw | float64
45 | trafo | i0_percent | float64
46 | trafo | shift_degree | float64
47 | trafo | tap_side | object
48 | trafo | tap_neutral | int32
49 | trafo | tap_min | int32
50 | trafo | tap_max | int32
51 | trafo | tap_step_percent | float64
52 | trafo | tap_step_degree | float64
53 | trafo | tap_pos | int32
54 | trafo | tap_phase_shifter | bool
55 | trafo | parallel | uint32
56 | trafo | df | float64
57 | trafo | in_service | bool
58 | line_geodata | coords | object
59 | bus_geodata | x | float64
60 | bus_geodata | y | float64
61 | bus_geodata | coords | object

## parameters
| version | format_version | converged | OPF_converged | name | f_hz | sn_mva
0 | 2.14.6 | 2.14.0 | FALSE | FALSE |  | 50 | 1