## bus
| name | vn_kv | type | zone | in_service
0 | bus_LV_6417-6_1_6_node_14 | 0.4 | n |  | TRUE
1 | bus_LV_6417-6_1_6_node_15 | 0.4 | n |  | TRUE
2 | bus_LV_6417-6_1_6_node_17 | 0.4 | n |  | TRUE
3 | bus_LV_6417-6_1_6_node_19 | 0.4 | n |  | TRUE
4 | bus_LV_6417-6_1_6_node_18 | 0.4 | n |  | TRUE
5 | bus_LV_6417-6_1_6_node_300 | 0.4 | n |  | TRUE
6 | bus_LV_6417-6_1_6_node_301 | 0.4 | n |  | TRUE
7 | bus_LV_6417-6_1_6_node_249 | 0.4 | n |  | TRUE
8 | bus_LV_6417-6_1_6_node_274 | 0.4 | n |  | TRUE
9 | bus_LV_6417-6_1_6_node_20 | 0.4 | n |  | TRUE
10 | bus_LV_6417-6_1_6_node_268 | 0.4 | n |  | TRUE
11 | bus_LV_6417-6_1_6_node_43 | 0.4 | n |  | TRUE
12 | bus_LV_6417-6_1_6_node_44 | 0.4 | n |  | TRUE
13 | bus_LV_6417-6_1_6_node_22 | 0.4 | n |  | TRUE
14 | bus_LV_6417-6_1_6_node_24 | 0.4 | n |  | TRUE
15 | bus_LV_6417-6_1_6_node_27 | 0.4 | n |  | TRUE
16 | bus_LV_6417-6_1_6_node_28 | 0.4 | n |  | TRUE
17 | bus_LV_6417-6_1_6_node_25 | 0.4 | n |  | TRUE
18 | bus_LV_6417-6_1_6_node_26 | 0.4 | n |  | TRUE
19 | bus_LV_6417-6_1_6_node_233 | 0.4 | n |  | TRUE
20 | bus_LV_6417-6_1_6_node_75 | 0.4 | n |  | TRUE
21 | bus_LV_6417-6_1_6_node_91 | 0.4 | n |  | TRUE
22 | bus_LV_6417-6_1_6_node_290 | 0.4 | n |  | TRUE
23 | bus_LV_6417-6_1_6_node_296 | 0.4 | n |  | TRUE
24 | bus_LV_6417-6_1_6_node_30 | 0.4 | n |  | TRUE
25 | bus_LV_6417-6_1_6_node_29 | 0.4 | n |  | TRUE
26 | bus_LV_6417-6_1_6_node_31 | 0.4 | n |  | TRUE
27 | bus_LV_6417-6_1_6_node_37 | 0.4 | n |  | TRUE
28 | bus_LV_6417-6_1_6_node_32 | 0.4 | n |  | TRUE
29 | bus_LV_6417-6_1_6_node_297 | 0.4 | n |  | TRUE
30 | bus_LV_6417-6_1_6_node_38 | 0.4 | n |  | TRUE
31 | bus_LV_6417-6_1_6_node_39 | 0.4 | n |  | TRUE
32 | bus_LV_6417-6_1_6_node_40 | 0.4 | n |  | TRUE
33 | bus_LV_6417-6_1_6_node_41 | 0.4 | n |  | TRUE
34 | bus_LV_6417-6_1_6_node_267 | 0.4 | n |  | TRUE
35 | bus_LV_6417-6_1_6_node_46 | 0.4 | n |  | TRUE
36 | bus_LV_6417-6_1_6_node_58 | 0.4 | n |  | TRUE
37 | bus_LV_6417-6_1_6_node_242 | 0.4 | n |  | TRUE
38 | bus_LV_6417-6_1_6_node_48 | 0.4 | n |  | TRUE
39 | bus_LV_6417-6_1_6_node_61 | 0.4 | n |  | TRUE
40 | bus_LV_6417-6_1_6_node_60 | 0.4 | n |  | TRUE
41 | bus_LV_6417-6_1_6_node_49 | 0.4 | n |  | TRUE
42 | bus_LV_6417-6_1_6_node_293 | 0.4 | n |  | TRUE
43 | bus_LV_6417-6_1_6_node_306 | 0.4 | n |  | TRUE
44 | bus_LV_6417-6_1_6_node_50 | 0.4 | n |  | TRUE
45 | bus_LV_6417-6_1_6_node_51 | 0.4 | n |  | TRUE
46 | bus_LV_6417-6_1_6_node_52 | 0.4 | n |  | TRUE
47 | bus_LV_6417-6_1_6_node_53 | 0.4 | n |  | TRUE
48 | bus_LV_6417-6_1_6_node_54 | 0.4 | n |  | TRUE
49 | bus_LV_6417-6_1_6_node_55 | 0.4 | n |  | TRUE
50 | bus_LV_6417-6_1_6_node_57 | 0.4 | n |  | TRUE
51 | bus_LV_6417-6_1_6_node_56 | 0.4 | n |  | TRUE
52 | bus_LV_6417-6_1_6_node_59 | 0.4 | n |  | TRUE
53 | bus_LV_6417-6_1_6_node_71 | 0.4 | n |  | TRUE
54 | bus_LV_6417-6_1_6_node_62 | 0.4 | n |  | TRUE
55 | bus_LV_6417-6_1_6_node_302 | 0.4 | n |  | TRUE
56 | bus_LV_6417-6_1_6_node_244 | 0.4 | n |  | TRUE
57 | bus_LV_6417-6_1_6_node_70 | 0.4 | n |  | TRUE
58 | bus_LV_6417-6_1_6_node_292 | 0.4 | n |  | TRUE
59 | bus_LV_6417-6_1_6_node_95 | 0.4 | n |  | TRUE
60 | bus_LV_6417-6_1_6_node_73 | 0.4 | n |  | TRUE
61 | bus_LV_6417-6_1_6_node_235 | 0.4 | n |  | TRUE
62 | bus_LV_6417-6_1_6_node_72 | 0.4 | n |  | TRUE
63 | bus_LV_6417-6_1_6_node_77 | 0.4 | n |  | TRUE
64 | bus_LV_6417-6_1_6_node_276 | 0.4 | n |  | TRUE
65 | bus_LV_6417-6_1_6_node_258 | 0.4 | n |  | TRUE
66 | bus_LV_6417-6_1_6_node_87 | 0.4 | n |  | TRUE
67 | bus_LV_6417-6_1_6_node_76 | 0.4 | n |  | TRUE
68 | bus_LV_6417-6_1_6_node_304 | 0.4 | n |  | TRUE
69 | bus_LV_6417-6_1_6_node_230 | 0.4 | n |  | TRUE
70 | bus_LV_6417-6_1_6_node_227 | 0.4 | n |  | TRUE
71 | bus_LV_6417-6_1_6_node_88 | 0.4 | n |  | TRUE
72 | bus_LV_6417-6_1_6_node_89 | 0.4 | n |  | TRUE
73 | bus_LV_6417-6_1_6_node_92 | 0.4 | n |  | TRUE
74 | bus_LV_6417-6_1_6_node_90 | 0.4 | n |  | TRUE
75 | bus_LV_6417-6_1_6_node_289 | 0.4 | n |  | TRUE
76 | bus_LV_6417-6_1_6_node_284 | 0.4 | n |  | TRUE
77 | bus_LV_6417-6_1_6_node_232 | 0.4 | n |  | TRUE
78 | bus_LV_6417-6_1_6_node_93 | 0.4 | n |  | TRUE
79 | bus_LV_6417-6_1_6_node_94 | 0.4 | n |  | TRUE
80 | bus_LV_6417-6_1_6_node_219 | 0.4 | n |  | TRUE
81 | bus_LV_6417-6_1_6_node_220 | 0.4 | n |  | TRUE
82 | bus_LV_6417-6_1_6_node_221 | 0.4 | n |  | TRUE
83 | bus_LV_6417-6_1_6_node_222 | 0.4 | n |  | TRUE
84 | bus_LV_6417-6_1_6_node_226 | 0.4 | n |  | TRUE
85 | bus_LV_6417-6_1_6_node_223 | 0.4 | n |  | TRUE
86 | bus_LV_6417-6_1_6_node_257 | 0.4 | n |  | TRUE
87 | bus_LV_6417-6_1_6_node_224 | 0.4 | n |  | TRUE
88 | bus_LV_6417-6_1_6_node_225 | 0.4 | n |  | TRUE
89 | bus_LV_6417-6_1_6_node_228 | 0.4 | n |  | TRUE
90 | bus_LV_6417-6_1_6_node_229 | 0.4 | n |  | TRUE
91 | bus_LV_6417-6_1_6_node_269 | 0.4 | n |  | TRUE
92 | bus_LV_6417-6_1_6_node_231 | 0.4 | n |  | TRUE
93 | bus_LV_6417-6_1_6_node_234 | 0.4 | n |  | TRUE
94 | bus_LV_6417-6_1_6_node_236 | 0.4 | n |  | TRUE
95 | bus_LV_6417-6_1_6_node_237 | 0.4 | n |  | TRUE
96 | bus_LV_6417-6_1_6_node_238 | 0.4 | n |  | TRUE
97 | bus_LV_6417-6_1_6_node_239 | 0.4 | n |  | TRUE
98 | bus_LV_6417-6_1_6_node_240 | 0.4 | n |  | TRUE
99 | bus_LV_6417-6_1_6_node_241 | 0.4 | n |  | TRUE
100 | bus_LV_6417-6_1_6_node_254 | 0.4 | n |  | TRUE
101 | bus_LV_6417-6_1_6_node_243 | 0.4 | n |  | TRUE
102 | bus_LV_6417-6_1_6_node_245 | 0.4 | n |  | TRUE
103 | bus_LV_6417-6_1_6_node_246 | 0.4 | n |  | TRUE
104 | bus_LV_6417-6_1_6_node_247 | 0.4 | n |  | TRUE
105 | bus_LV_6417-6_1_6_node_248 | 0.4 | n |  | TRUE
106 | bus_LV_6417-6_1_6_node_259 | 0.4 | n |  | TRUE
107 | bus_LV_6417-6_1_6_node_250 | 0.4 | n |  | TRUE
108 | bus_LV_6417-6_1_6_node_251 | 0.4 | n |  | TRUE
109 | bus_LV_6417-6_1_6_node_252 | 0.4 | n |  | TRUE
110 | bus_LV_6417-6_1_6_node_253 | 0.4 | n |  | TRUE
111 | bus_LV_6417-6_1_6_node_272 | 0.4 | n |  | TRUE
112 | bus_LV_6417-6_1_6_node_255 | 0.4 | n |  | TRUE
113 | bus_LV_6417-6_1_6_node_256 | 0.4 | n |  | TRUE
114 | bus_LV_6417-6_1_6_node_264 | 0.4 | n |  | TRUE
115 | bus_LV_6417-6_1_6_node_265 | 0.4 | n |  | TRUE
116 | bus_LV_6417-6_1_6_node_270 | 0.4 | n |  | TRUE
117 | bus_LV_6417-6_1_6_node_271 | 0.4 | n |  | TRUE
118 | bus_LV_6417-6_1_6_node_273 | 0.4 | n |  | TRUE
119 | bus_LV_6417-6_1_6_node_275 | 0.4 | n |  | TRUE
120 | bus_LV_6417-6_1_6_node_277 | 0.4 | n |  | TRUE
121 | bus_LV_6417-6_1_6_node_278 | 0.4 | n |  | TRUE
122 | bus_LV_6417-6_1_6_node_279 | 0.4 | n |  | TRUE
123 | bus_LV_6417-6_1_6_node_280 | 0.4 | n |  | TRUE
124 | bus_LV_6417-6_1_6_node_282 | 0.4 | n |  | TRUE
125 | bus_LV_6417-6_1_6_node_281 | 0.4 | n |  | TRUE
126 | bus_LV_6417-6_1_6_node_285 | 0.4 | n |  | TRUE
127 | bus_LV_6417-6_1_6_node_283 | 0.4 | n |  | TRUE
128 | bus_LV_6417-6_1_6_node_288 | 0.4 | n |  | TRUE
129 | bus_LV_6417-6_1_6_node_286 | 0.4 | n |  | TRUE
130 | bus_LV_6417-6_1_6_node_287 | 0.4 | n |  | TRUE
131 | bus_LV_6417-6_1_6_node_291 | 0.4 | n |  | TRUE
132 | bus_LV_6417-6_1_6_node_303 | 0.4 | n |  | TRUE
133 | bus_MV_338_0_node_94 | 20 | n |  | TRUE

## load
| name | bus | p_mw | q_mvar | const_z_percent | const_i_percent | sn_mva | scaling | in_service | type
0 | LV_6417-6_1_6_load_14 | 0 | 0.0021263 | 0.00053289 | 0 | 0 |  | 1 | TRUE | wye
1 | LV_6417-6_1_6_load_17 | 2 | 0.00035494 | 8.8956e-05 | 0 | 0 |  | 1 | TRUE | wye
2 | LV_6417-6_1_6_load_300 | 5 | 0.00027646 | 6.9287e-05 | 0 | 0 |  | 1 | TRUE | wye
3 | LV_6417-6_1_6_load_274 | 8 | 0.00047805 | 0.00011981 | 0 | 0 |  | 1 | TRUE | wye
4 | LV_6417-6_1_6_load_268 | 10 | 0.00025212 | 6.3186e-05 | 0 | 0 |  | 1 | TRUE | wye
5 | LV_6417-6_1_6_load_43 | 11 | 0.00015086 | 3.7809e-05 | 0 | 0 |  | 1 | TRUE | wye
6 | LV_6417-6_1_6_load_22 | 13 | 0.00071235 | 0.00017853 | 0 | 0 |  | 1 | TRUE | wye
7 | LV_6417-6_1_6_load_233 | 19 | 0.00061526 | 0.0001542 | 0 | 0 |  | 1 | TRUE | wye
8 | LV_6417-6_1_6_load_290 | 22 | 0.00014555 | 3.6479e-05 | 0 | 0 |  | 1 | TRUE | wye
9 | LV_6417-6_1_6_load_296 | 23 | 0.00027214 | 6.8206e-05 | 0 | 0 |  | 1 | TRUE | wye
10 | LV_6417-6_1_6_load_29 | 25 | 0.0013387 | 0.0003355 | 0 | 0 |  | 1 | TRUE | wye
11 | LV_6417-6_1_6_load_37 | 27 | 0.00083482 | 0.00020923 | 0 | 0 |  | 1 | TRUE | wye
12 | LV_6417-6_1_6_load_297 | 29 | 0.0016438 | 0.00041198 | 0 | 0 |  | 1 | TRUE | wye
13 | LV_6417-6_1_6_load_38 | 30 | 0.00026123 | 6.547e-05 | 0 | 0 |  | 1 | TRUE | wye
14 | LV_6417-6_1_6_load_39 | 31 | 0.00023559 | 5.9044e-05 | 0 | 0 |  | 1 | TRUE | wye
15 | LV_6417-6_1_6_load_40 | 32 | 0.00010137 | 2.5406e-05 | 0 | 0 |  | 1 | TRUE | wye
16 | LV_6417-6_1_6_load_41 | 33 | 0.00017418 | 4.3654e-05 | 0 | 0 |  | 1 | TRUE | wye
17 | LV_6417-6_1_6_load_267 | 34 | 0.00010355 | 2.5953e-05 | 0 | 0 |  | 1 | TRUE | wye
18 | LV_6417-6_1_6_load_242 | 37 | 0.0005919 | 0.00014834 | 0 | 0 |  | 1 | TRUE | wye
19 | LV_6417-6_1_6_load_60 | 40 | 0.00015791 | 3.9575e-05 | 0 | 0 |  | 1 | TRUE | wye
20 | LV_6417-6_1_6_load_293 | 42 | 0.00020169 | 5.0549e-05 | 0 | 0 |  | 1 | TRUE | wye
21 | LV_6417-6_1_6_load_306 | 43 | 0.00033327 | 8.3525e-05 | 0 | 0 |  | 1 | TRUE | wye
22 | LV_6417-6_1_6_load_50 | 44 | 0.00019121 | 4.7922e-05 | 0 | 0 |  | 1 | TRUE | wye
23 | LV_6417-6_1_6_load_51 | 45 | 0.00031319 | 7.8492e-05 | 0 | 0 |  | 1 | TRUE | wye
24 | LV_6417-6_1_6_load_54 | 48 | 0.00034457 | 8.6358e-05 | 0 | 0 |  | 1 | TRUE | wye
25 | LV_6417-6_1_6_load_55 | 49 | 0.00022937 | 5.7487e-05 | 0 | 0 |  | 1 | TRUE | wye
26 | LV_6417-6_1_6_load_57 | 50 | 0.00016078 | 4.0296e-05 | 0 | 0 |  | 1 | TRUE | wye
27 | LV_6417-6_1_6_load_56 | 51 | 0.00016168 | 4.052e-05 | 0 | 0 |  | 1 | TRUE | wye
28 | LV_6417-6_1_6_load_59 | 52 | 0.00032144 | 8.056e-05 | 0 | 0 |  | 1 | TRUE | wye
29 | LV_6417-6_1_6_load_302 | 55 | 0.0005562 | 0.0001394 | 0 | 0 |  | 1 | TRUE | wye
30 | LV_6417-6_1_6_load_292 | 58 | 0.011749 | 0.0029447 | 0 | 0 |  | 1 | TRUE | wye
31 | LV_6417-6_1_6_load_95 | 59 | 0.0015027 | 0.00037661 | 0 | 0 |  | 1 | TRUE | wye
32 | LV_6417-6_1_6_load_235 | 61 | 0.00033715 | 8.4499e-05 | 0 | 0 |  | 1 | TRUE | wye
33 | LV_6417-6_1_6_load_276 | 64 | 0.00019403 | 4.8629e-05 | 0 | 0 |  | 1 | TRUE | wye
34 | LV_6417-6_1_6_load_258 | 65 | 0.00099465 | 0.00024928 | 0 | 0 |  | 1 | TRUE | wye
35 | LV_6417-6_1_6_load_87 | 66 | 0.0040245 | 0.0010086 | 0 | 0 |  | 1 | TRUE | wye
36 | LV_6417-6_1_6_load_304 | 68 | 0.00047898 | 0.00012004 | 0 | 0 |  | 1 | TRUE | wye
37 | LV_6417-6_1_6_load_227 | 70 | 0.001192 | 0.00029874 | 0 | 0 |  | 1 | TRUE | wye
38 | LV_6417-6_1_6_load_88 | 71 | 0.001361 | 0.0003411 | 0 | 0 |  | 1 | TRUE | wye
39 | LV_6417-6_1_6_load_89 | 72 | 0.00067498 | 0.00016916 | 0 | 0 |  | 1 | TRUE | wye
40 | LV_6417-6_1_6_load_92 | 73 | 0.0068878 | 0.0017263 | 0 | 0 |  | 1 | TRUE | wye
41 | LV_6417-6_1_6_load_289 | 75 | 0.00020867 | 5.2298e-05 | 0 | 0 |  | 1 | TRUE | wye
42 | LV_6417-6_1_6_load_284 | 76 | 0.00022153 | 5.552e-05 | 0 | 0 |  | 1 | TRUE | wye
43 | LV_6417-6_1_6_load_232 | 77 | 0.00023053 | 5.7776e-05 | 0 | 0 |  | 1 | TRUE | wye
44 | LV_6417-6_1_6_load_93 | 78 | 0.0019897 | 0.00049865 | 0 | 0 |  | 1 | TRUE | wye
45 | LV_6417-6_1_6_load_94 | 79 | 0.0020556 | 0.00051518 | 0 | 0 |  | 1 | TRUE | wye
46 | LV_6417-6_1_6_load_219 | 80 | 0.00073572 | 0.00018439 | 0 | 0 |  | 1 | TRUE | wye
47 | LV_6417-6_1_6_load_222 | 83 | 0.00098042 | 0.00024572 | 0 | 0 |  | 1 | TRUE | wye
48 | LV_6417-6_1_6_load_226 | 84 | 0.00054838 | 0.00013744 | 0 | 0 |  | 1 | TRUE | wye
49 | LV_6417-6_1_6_load_223 | 85 | 0.00068601 | 0.00017193 | 0 | 0 |  | 1 | TRUE | wye
50 | LV_6417-6_1_6_load_225 | 88 | 0.00012603 | 3.1587e-05 | 0 | 0 |  | 1 | TRUE | wye
51 | LV_6417-6_1_6_load_228 | 89 | 0.00012561 | 3.1481e-05 | 0 | 0 |  | 1 | TRUE | wye
52 | LV_6417-6_1_6_load_229 | 90 | 0.00061678 | 0.00015458 | 0 | 0 |  | 1 | TRUE | wye
53 | LV_6417-6_1_6_load_269 | 91 | 0.00040017 | 0.00010029 | 0 | 0 |  | 1 | TRUE | wye
54 | LV_6417-6_1_6_load_231 | 92 | 0.0023052 | 0.00057774 | 0 | 0 |  | 1 | TRUE | wye
55 | LV_6417-6_1_6_load_234 | 93 | 0.00062244 | 0.000156 | 0 | 0 |  | 1 | TRUE | wye
56 | LV_6417-6_1_6_load_236 | 94 | 0.00031863 | 7.9856e-05 | 0 | 0 |  | 1 | TRUE | wye
57 | LV_6417-6_1_6_load_237 | 95 | 0.00075743 | 0.00018983 | 0 | 0 |  | 1 | TRUE | wye
58 | LV_6417-6_1_6_load_238 | 96 | 0.00052232 | 0.00013091 | 0 | 0 |  | 1 | TRUE | wye
59 | LV_6417-6_1_6_load_239 | 97 | 0.00044409 | 0.0001113 | 0 | 0 |  | 1 | TRUE | wye
60 | LV_6417-6_1_6_load_240 | 98 | 0.00047823 | 0.00011986 | 0 | 0 |  | 1 | TRUE | wye
61 | LV_6417-6_1_6_load_241 | 99 | 0.00048916 | 0.0001226 | 0 | 0 |  | 1 | TRUE | wye
62 | LV_6417-6_1_6_load_243 | 101 | 0.00068571 | 0.00017186 | 0 | 0 |  | 1 | TRUE | wye
63 | LV_6417-6_1_6_load_246 | 103 | 0.0015776 | 0.00039539 | 0 | 0 |  | 1 | TRUE | wye
64 | LV_6417-6_1_6_load_247 | 104 | 0.00050215 | 0.00012585 | 0 | 0 |  | 1 | TRUE | wye
65 | LV_6417-6_1_6_load_248 | 105 | 0.00049786 | 0.00012478 | 0 | 0 |  | 1 | TRUE | wye
66 | LV_6417-6_1_6_load_259 | 106 | 0.00030293 | 7.5922e-05 | 0 | 0 |  | 1 | TRUE | wye
67 | LV_6417-6_1_6_load_250 | 107 | 0.00048667 | 0.00012197 | 0 | 0 |  | 1 | TRUE | wye
68 | LV_6417-6_1_6_load_252 | 109 | 0.00049609 | 0.00012433 | 0 | 0 |  | 1 | TRUE | wye
69 | LV_6417-6_1_6_load_253 | 110 | 0.00097559 | 0.00024451 | 0 | 0 |  | 1 | TRUE | wye
70 | LV_6417-6_1_6_load_272 | 111 | 0.00085877 | 0.00021523 | 0 | 0 |  | 1 | TRUE | wye
71 | LV_6417-6_1_6_load_255 | 112 | 0.00059451 | 0.000149 | 0 | 0 |  | 1 | TRUE | wye
72 | LV_6417-6_1_6_load_256 | 113 | 0.00028524 | 7.1488e-05 | 0 | 0 |  | 1 | TRUE | wye
73 | LV_6417-6_1_6_load_264 | 114 | 0.00081576 | 0.00020445 | 0 | 0 |  | 1 | TRUE | wye
74 | LV_6417-6_1_6_load_265 | 115 | 8.696e-05 | 2.1794e-05 | 0 | 0 |  | 1 | TRUE | wye
75 | LV_6417-6_1_6_load_270 | 116 | 0.00059347 | 0.00014874 | 0 | 0 |  | 1 | TRUE | wye
76 | LV_6417-6_1_6_load_271 | 117 | 0.000554 | 0.00013885 | 0 | 0 |  | 1 | TRUE | wye
77 | LV_6417-6_1_6_load_273 | 118 | 0.0016072 | 0.00040281 | 0 | 0 |  | 1 | TRUE | wye
78 | LV_6417-6_1_6_load_275 | 119 | 0.0037386 | 0.00093698 | 0 | 0 |  | 1 | TRUE | wye
79 | LV_6417-6_1_6_load_278 | 121 | 0.00030621 | 7.6744e-05 | 0 | 0 |  | 1 | TRUE | wye
80 | LV_6417-6_1_6_load_279 | 122 | 0.000238 | 5.9649e-05 | 0 | 0 |  | 1 | TRUE | wye
81 | LV_6417-6_1_6_load_280 | 123 | 0.00014399 | 3.6088e-05 | 0 | 0 |  | 1 | TRUE | wye
82 | LV_6417-6_1_6_load_281 | 125 | 0.00012533 | 3.1411e-05 | 0 | 0 |  | 1 | TRUE | wye
83 | LV_6417-6_1_6_load_285 | 126 | 0.0001347 | 3.376e-05 | 0 | 0 |  | 1 | TRUE | wye
84 | LV_6417-6_1_6_load_283 | 127 | 0.00023237 | 5.8239e-05 | 0 | 0 |  | 1 | TRUE | wye
85 | LV_6417-6_1_6_load_288 | 128 | 0.00077274 | 0.00019367 | 0 | 0 |  | 1 | TRUE | wye
86 | LV_6417-6_1_6_load_286 | 129 | 0.00025675 | 6.4347e-05 | 0 | 0 |  | 1 | TRUE | wye
87 | LV_6417-6_1_6_load_287 | 130 | 0.0002785 | 6.9798e-05 | 0 | 0 |  | 1 | TRUE | wye
88 | LV_6417-6_1_6_load_291 | 131 | 0.00028511 | 7.1455e-05 | 0 | 0 |  | 1 | TRUE | wye
89 | LV_6417-6_1_6_load_303 | 132 | 0.00099258 | 0.00024876 | 0 | 0 |  | 1 | TRUE | wye

## ext_grid
| name | bus | vm_pu | va_degree | slack_weight | in_service
0 |  | 67 | 1 | 0 | 1 | TRUE

## line
| name | std_type | from_bus | to_bus | length_km | r_ohm_per_km | x_ohm_per_km | c_nf_per_km | g_us_per_km | max_i_ka | df | parallel | type | in_service
0 | LV_6417-6_1_6_line_0 | NAYY 4x150 SE | 0 | 1 | 0.02523 | 0.208 | 0.08 | 261 | 0 | 0.27 | 1 | 1 | cs | TRUE
1 | LV_6417-6_1_6_line_1 | NAYY 4x150 SE | 1 | 2 | 0.04716 | 0.208 | 0.08 | 261 | 0 | 0.27 | 1 | 1 | cs | TRUE
2 | LV_6417-6_1_6_line_2 | NAYY 4x150 SE | 1 | 3 | 0.56063 | 0.208 | 0.08 | 261 | 0 | 0.27 | 1 | 1 | cs | TRUE
3 | LV_6417-6_1_6_line_3 | NAYY 4x150 SE | 3 | 7 | 0.044349 | 0.208 | 0.08 | 261 | 0 | 0.27 | 1 | 1 | cs | TRUE
4 | LV_6417-6_1_6_line_4 | NAYY 4x150 SE | 3 | 8 | 0.072524 | 0.208 | 0.08 | 261 | 0 | 0.27 | 1 | 1 | cs | TRUE
5 | LV_6417-6_1_6_line_5 | NAYY 4x150 SE | 3 | 4 | 0.32537 | 0.208 | 0.08 | 261 | 0 | 0.27 | 1 | 1 | cs | TRUE
6 | LV_6417-6_1_6_line_6 | NAYY 4x150 SE | 4 | 5 | 0.061693 | 0.208 | 0.08 | 261 | 0 | 0.27 | 1 | 1 | cs | TRUE
7 | LV_6417-6_1_6_line_7 | NAYY 4x150 SE | 4 | 6 | 0.029246 | 0.208 | 0.08 | 261 | 0 | 0.27 | 1 | 1 | cs | TRUE
8 | LV_6417-6_1_6_line_8 | NAYY 4x150 SE | 6 | 132 | 0.034077 | 0.208 | 0.08 | 261 | 0 | 0.27 | 1 | 1 | cs | TRUE
9 | LV_6417-6_1_6_line_9 | NAYY 4x150 SE | 6 | 67 | 0.30637 | 0.208 | 0.08 | 261 | 0 | 0.27 | 1 | 2 | cs | TRUE
10 | LV_6417-6_1_6_line_10 | NAYY 4x150 SE | 7 | 107 | 0.066006 | 0.208 | 0.08 | 261 | 0 | 0.27 | 1 | 1 | cs | TRUE
11 | LV_6417-6_1_6_line_11 | NAYY 4x150 SE | 7 | 98 | 0.054884 | 0.208 | 0.08 | 261 | 0 | 0.27 | 1 | 1 | cs | TRUE
12 | LV_6417-6_1_6_line_12 | NAYY 4x150 SE | 8 | 118 | 0.041783 | 0.208 | 0.08 | 261 | 0 | 0.27 | 1 | 1 | cs | TRUE
13 | LV_6417-6_1_6_line_13 | NAYY 4x150 SE | 9 | 10 | 0.36231 | 0.208 | 0.08 | 261 | 0 | 0.27 | 1 | 1 | cs | TRUE
14 | LV_6417-6_1_6_line_14 | NAYY 4x150 SE | 9 | 11 | 0.2611 | 0.208 | 0.08 | 261 | 0 | 0.27 | 1 | 1 | cs | TRUE
15 | LV_6417-6_1_6_line_15 | NAYY 4x150 SE | 9 | 12 | 0.27039 | 0.208 | 0.08 | 261 | 0 | 0.27 | 1 | 1 | cs | TRUE
16 | LV_6417-6_1_6_line_16 | NAYY 4x150 SE | 10 | 88 | 0.014802 | 0.208 | 0.08 | 261 | 0 | 0.27 | 1 | 1 | cs | TRUE
17 | LV_6417-6_1_6_line_17 | NAYY 4x150 SE | 11 | 33 | 0.020877 | 0.208 | 0.08 | 261 | 0 | 0.27 | 1 | 1 | cs | TRUE
18 | LV_6417-6_1_6_line_18 | NAYY 4x150 SE | 12 | 34 | 0.040654 | 0.208 | 0.08 | 261 | 0 | 0.27 | 1 | 1 | cs | TRUE
19 | LV_6417-6_1_6_line_19 | NAYY 4x150 SE | 13 | 14 | 0.013404 | 0.208 | 0.08 | 261 | 0 | 0.27 | 1 | 1 | cs | TRUE
20 | LV_6417-6_1_6_line_20 | NAYY 4x150 SE | 14 | 15 | 0.14005 | 0.208 | 0.08 | 261 | 0 | 0.27 | 1 | 1 | cs | TRUE
21 | LV_6417-6_1_6_line_21 | NAYY 4x150 SE | 14 | 16 | 0.095573 | 0.208 | 0.08 | 261 | 0 | 0.27 | 1 | 1 | cs | TRUE
22 | LV_6417-6_1_6_line_22 | NAYY 4x150 SE | 15 | 21 | 0.12172 | 0.208 | 0.08 | 261 | 0 | 0.27 | 1 | 1 | cs | TRUE
23 | LV_6417-6_1_6_line_23 | NAYY 4x150 SE | 15 | 22 | 0.0095587 | 0.208 | 0.08 | 261 | 0 | 0.27 | 1 | 1 | cs | TRUE
24 | LV_6417-6_1_6_line_24 | NAYY 4x150 SE | 16 | 23 | 0.11873 | 0.208 | 0.08 | 261 | 0 | 0.27 | 1 | 1 | cs | TRUE
25 | LV_6417-6_1_6_line_25 | NAYY 4x150 SE | 16 | 24 | 0.007103 | 0.208 | 0.08 | 261 | 0 | 0.27 | 1 | 1 | cs | TRUE
26 | LV_6417-6_1_6_line_26 | NAYY 4x150 SE | 17 | 18 | 0.026447 | 0.208 | 0.08 | 261 | 0 | 0.27 | 1 | 3 | cs | TRUE
27 | LV_6417-6_1_6_line_27 | NAYY 4x150 SE | 17 | 19 | 0.028926 | 0.208 | 0.08 | 261 | 0 | 0.27 | 1 | 3 | cs | TRUE
28 | LV_6417-6_1_6_line_28 | NAYY 4x150 SE | 18 | 20 | 1.0382 | 0.208 | 0.08 | 261 | 0 | 0.27 | 1 | 2 | cs | TRUE
29 | LV_6417-6_1_6_line_29 | NAYY 4x150 SE | 19 | 92 | 0.025377 | 0.208 | 0.08 | 261 | 0 | 0.27 | 1 | 3 | cs | TRUE
30 | LV_6417-6_1_6_line_30 | NAYY 4x150 SE | 20 | 66 | 0.066574 | 0.208 | 0.08 | 261 | 0 | 0.27 | 1 | 1 | cs | TRUE
31 | LV_6417-6_1_6_line_31 | NAYY 4x150 SE | 21 | 77 | 0.092061 | 0.208 | 0.08 | 261 | 0 | 0.27 | 1 | 3 | cs | TRUE
32 | LV_6417-6_1_6_line_32 | NAYY 4x150 SE | 21 | 74 | 0.14916 | 0.208 | 0.08 | 261 | 0 | 0.27 | 1 | 3 | cs | TRUE
33 | LV_6417-6_1_6_line_33 | NAYY 4x150 SE | 22 | 131 | 0.048531 | 0.208 | 0.08 | 261 | 0 | 0.27 | 1 | 1 | cs | TRUE
34 | LV_6417-6_1_6_line_34 | NAYY 4x150 SE | 24 | 25 | 0.039533 | 0.208 | 0.08 | 261 | 0 | 0.27 | 1 | 1 | cs | TRUE
35 | LV_6417-6_1_6_line_35 | NAYY 4x150 SE | 25 | 26 | 0.039743 | 0.208 | 0.08 | 261 | 0 | 0.27 | 1 | 1 | cs | TRUE
36 | LV_6417-6_1_6_line_36 | NAYY 4x150 SE | 26 | 27 | 0.020512 | 0.208 | 0.08 | 261 | 0 | 0.27 | 1 | 1 | cs | TRUE
37 | LV_6417-6_1_6_line_37 | NAYY 4x150 SE | 26 | 28 | 0.24095 | 0.208 | 0.08 | 261 | 0 | 0.27 | 1 | 1 | cs | TRUE
38 | LV_6417-6_1_6_line_38 | NAYY 4x150 SE | 28 | 29 | 0.10652 | 0.208 | 0.08 | 261 | 0 | 0.27 | 1 | 1 | cs | TRUE
39 | LV_6417-6_1_6_line_39 | NAYY 4x150 SE | 30 | 31 | 0.031598 | 0.208 | 0.08 | 261 | 0 | 0.27 | 1 | 1 | cs | TRUE
40 | LV_6417-6_1_6_line_40 | NAYY 4x150 SE | 30 | 32 | 0.084697 | 0.208 | 0.08 | 261 | 0 | 0.27 | 1 | 1 | cs | TRUE
41 | LV_6417-6_1_6_line_41 | NAYY 4x150 SE | 31 | 33 | 0.014715 | 0.208 | 0.08 | 261 | 0 | 0.27 | 1 | 1 | cs | TRUE
42 | LV_6417-6_1_6_line_42 | NAYY 4x150 SE | 34 | 115 | 0.0048774 | 0.208 | 0.08 | 261 | 0 | 0.27 | 1 | 1 | cs | TRUE
43 | LV_6417-6_1_6_line_43 | NAYY 4x150 SE | 35 | 36 | 0.1387 | 0.208 | 0.08 | 261 | 0 | 0.27 | 1 | 1 | cs | TRUE
44 | LV_6417-6_1_6_line_44 | NAYY 4x150 SE | 35 | 37 | 0.29985 | 0.208 | 0.08 | 261 | 0 | 0.27 | 1 | 1 | cs | TRUE
45 | LV_6417-6_1_6_line_45 | NAYY 4x150 SE | 36 | 52 | 0.14192 | 0.208 | 0.08 | 261 | 0 | 0.27 | 1 | 1 | cs | TRUE
46 | LV_6417-6_1_6_line_46 | NAYY 4x150 SE | 36 | 47 | 0.20308 | 0.208 | 0.08 | 261 | 0 | 0.27 | 1 | 1 | cs | TRUE
47 | LV_6417-6_1_6_line_47 | NAYY 4x150 SE | 38 | 39 | 0.16069 | 0.208 | 0.08 | 261 | 0 | 0.27 | 1 | 1 | cs | TRUE
48 | LV_6417-6_1_6_line_48 | NAYY 4x150 SE | 38 | 40 | 0.16617 | 0.208 | 0.08 | 261 | 0 | 0.27 | 1 | 1 | cs | TRUE
49 | LV_6417-6_1_6_line_49 | NAYY 4x150 SE | 39 | 53 | 0.23036 | 0.208 | 0.08 | 261 | 0 | 0.27 | 1 | 1 | cs | TRUE
50 | LV_6417-6_1_6_line_50 | NAYY 4x150 SE | 39 | 42 | 0.015149 | 0.208 | 0.08 | 261 | 0 | 0.27 | 1 | 1 | cs | TRUE
51 | LV_6417-6_1_6_line_51 | NAYY 4x150 SE | 40 | 48 | 0.013802 | 0.208 | 0.08 | 261 | 0 | 0.27 | 1 | 1 | cs | TRUE
52 | LV_6417-6_1_6_line_52 | NAYY 4x150 SE | 41 | 42 | 0.75481 | 0.208 | 0.08 | 261 | 0 | 0.27 | 1 | 1 | cs | TRUE
53 | LV_6417-6_1_6_line_53 | NAYY 4x150 SE | 41 | 43 | 1.1853 | 0.208 | 0.08 | 261 | 0 | 0.27 | 1 | 1 | cs | TRUE
54 | LV_6417-6_1_6_line_54 | NAYY 4x150 SE | 44 | 45 | 0.0188 | 0.208 | 0.08 | 261 | 0 | 0.27 | 1 | 1 | cs | TRUE
55 | LV_6417-6_1_6_line_55 | NAYY 4x150 SE | 44 | 46 | 0.021724 | 0.208 | 0.08 | 261 | 0 | 0.27 | 1 | 1 | cs | TRUE
56 | LV_6417-6_1_6_line_56 | NAYY 4x150 SE | 45 | 47 | 0.1082 | 0.208 | 0.08 | 261 | 0 | 0.27 | 1 | 1 | cs | TRUE
57 | LV_6417-6_1_6_line_57 | NAYY 4x150 SE | 46 | 48 | 0.023171 | 0.208 | 0.08 | 261 | 0 | 0.27 | 1 | 1 | cs | TRUE
58 | LV_6417-6_1_6_line_58 | NAYY 4x150 SE | 46 | 49 | 0.019985 | 0.208 | 0.08 | 261 | 0 | 0.27 | 1 | 1 | cs | TRUE
59 | LV_6417-6_1_6_line_59 | NAYY 4x150 SE | 49 | 50 | 0.0034051 | 0.208 | 0.08 | 261 | 0 | 0.27 | 1 | 1 | cs | TRUE
60 | LV_6417-6_1_6_line_60 | NAYY 4x150 SE | 50 | 51 | 0.023873 | 0.208 | 0.08 | 261 | 0 | 0.27 | 1 | 1 | cs | TRUE
61 | LV_6417-6_1_6_line_61 | NAYY 4x150 SE | 53 | 60 | 0.23519 | 0.208 | 0.08 | 261 | 0 | 0.27 | 1 | 1 | cs | TRUE
62 | LV_6417-6_1_6_line_62 | NAYY 4x150 SE | 53 | 61 | 0.11424 | 0.208 | 0.08 | 261 | 0 | 0.27 | 1 | 1 | cs | TRUE
63 | LV_6417-6_1_6_line_63 | NAYY 4x150 SE | 53 | 57 | 0.49157 | 0.208 | 0.08 | 261 | 0 | 0.27 | 1 | 1 | cs | TRUE
64 | LV_6417-6_1_6_line_64 | NAYY 4x150 SE | 54 | 55 | 0.14186 | 0.208 | 0.08 | 261 | 0 | 0.27 | 1 | 1 | cs | TRUE
65 | LV_6417-6_1_6_line_65 | NAYY 4x150 SE | 54 | 56 | 0.061954 | 0.208 | 0.08 | 261 | 0 | 0.27 | 1 | 1 | cs | TRUE
66 | LV_6417-6_1_6_line_66 | NAYY 4x150 SE | 56 | 103 | 0.018414 | 0.208 | 0.08 | 261 | 0 | 0.27 | 1 | 1 | cs | TRUE
67 | LV_6417-6_1_6_line_67 | NAYY 4x150 SE | 56 | 101 | 0.0087272 | 0.208 | 0.08 | 261 | 0 | 0.27 | 1 | 1 | cs | TRUE
68 | LV_6417-6_1_6_line_68 | NAYY 4x150 SE | 57 | 58 | 0.059915 | 0.208 | 0.08 | 261 | 0 | 0.27 | 1 | 1 | cs | TRUE
69 | LV_6417-6_1_6_line_69 | NAYY 4x150 SE | 57 | 59 | 0.036463 | 0.208 | 0.08 | 261 | 0 | 0.27 | 1 | 1 | cs | TRUE
70 | LV_6417-6_1_6_line_70 | NAYY 4x150 SE | 59 | 79 | 0.02305 | 0.208 | 0.08 | 261 | 0 | 0.27 | 1 | 1 | cs | TRUE
71 | LV_6417-6_1_6_line_71 | NAYY 4x150 SE | 60 | 65 | 0.042691 | 0.208 | 0.08 | 261 | 0 | 0.27 | 1 | 1 | cs | TRUE
72 | LV_6417-6_1_6_line_72 | NAYY 4x150 SE | 60 | 62 | 0.22233 | 0.208 | 0.08 | 261 | 0 | 0.27 | 1 | 2 | cs | TRUE
73 | LV_6417-6_1_6_line_73 | NAYY 4x150 SE | 61 | 93 | 0.026816 | 0.208 | 0.08 | 261 | 0 | 0.27 | 1 | 1 | cs | TRUE
74 | LV_6417-6_1_6_line_74 | NAYY 4x150 SE | 62 | 63 | 0.1606 | 0.208 | 0.08 | 261 | 0 | 0.27 | 1 | 3 | cs | TRUE
75 | LV_6417-6_1_6_line_75 | NAYY 4x150 SE | 62 | 64 | 0.22317 | 0.208 | 0.08 | 261 | 0 | 0.27 | 1 | 3 | cs | TRUE
76 | LV_6417-6_1_6_line_76 | NAYY 4x150 SE | 63 | 69 | 0.047719 | 0.208 | 0.08 | 261 | 0 | 0.27 | 1 | 1 | cs | TRUE
77 | LV_6417-6_1_6_line_77 | NAYY 4x150 SE | 63 | 70 | 0.0038327 | 0.208 | 0.08 | 261 | 0 | 0.27 | 1 | 1 | cs | TRUE
78 | LV_6417-6_1_6_line_78 | NAYY 4x150 SE | 63 | 67 | 0.055062 | 0.208 | 0.08 | 261 | 0 | 0.27 | 1 | 3 | cs | TRUE
79 | LV_6417-6_1_6_line_79 | NAYY 4x150 SE | 64 | 120 | 0.019068 | 0.208 | 0.08 | 261 | 0 | 0.27 | 1 | 3 | cs | TRUE
80 | LV_6417-6_1_6_line_80 | NAYY 4x150 SE | 66 | 71 | 0.017967 | 0.208 | 0.08 | 261 | 0 | 0.27 | 1 | 1 | cs | TRUE
81 | LV_6417-6_1_6_line_81 | NAYY 4x150 SE | 67 | 68 | 0.027868 | 0.208 | 0.08 | 261 | 0 | 0.27 | 1 | 1 | cs | TRUE
82 | LV_6417-6_1_6_line_82 | NAYY 4x150 SE | 69 | 91 | 0.023492 | 0.208 | 0.08 | 261 | 0 | 0.27 | 1 | 1 | cs | TRUE
83 | LV_6417-6_1_6_line_83 | NAYY 4x150 SE | 70 | 89 | 0.0050074 | 0.208 | 0.08 | 261 | 0 | 0.27 | 1 | 1 | cs | TRUE
84 | LV_6417-6_1_6_line_84 | NAYY 4x150 SE | 71 | 72 | 0.001273 | 0.208 | 0.08 | 261 | 0 | 0.27 | 1 | 1 | cs | TRUE
85 | LV_6417-6_1_6_line_85 | NAYY 4x150 SE | 72 | 73 | 0.051157 | 0.208 | 0.08 | 261 | 0 | 0.27 | 1 | 1 | cs | TRUE
86 | LV_6417-6_1_6_line_86 | NAYY 4x150 SE | 73 | 78 | 0.043735 | 0.208 | 0.08 | 261 | 0 | 0.27 | 1 | 1 | cs | TRUE
87 | LV_6417-6_1_6_line_87 | NAYY 4x150 SE | 74 | 75 | 0.02503 | 0.208 | 0.08 | 261 | 0 | 0.27 | 1 | 1 | cs | TRUE
88 | LV_6417-6_1_6_line_88 | NAYY 4x150 SE | 74 | 76 | 0.020239 | 0.208 | 0.08 | 261 | 0 | 0.27 | 1 | 3 | cs | TRUE
89 | LV_6417-6_1_6_line_89 | NAYY 4x150 SE | 76 | 124 | 0.074866 | 0.208 | 0.08 | 261 | 0 | 0.27 | 1 | 3 | cs | TRUE
90 | LV_6417-6_1_6_line_90 | NAYY 4x150 SE | 77 | 92 | 0.029788 | 0.208 | 0.08 | 261 | 0 | 0.27 | 1 | 3 | cs | TRUE
91 | LV_6417-6_1_6_line_91 | NAYY 4x150 SE | 80 | 81 | 0.089541 | 0.208 | 0.08 | 261 | 0 | 0.27 | 1 | 1 | cs | TRUE
92 | LV_6417-6_1_6_line_92 | NAYY 4x150 SE | 81 | 82 | 0.21491 | 0.208 | 0.08 | 261 | 0 | 0.27 | 1 | 1 | cs | TRUE
93 | LV_6417-6_1_6_line_93 | NAYY 4x150 SE | 81 | 83 | 0.096331 | 0.208 | 0.08 | 261 | 0 | 0.27 | 1 | 1 | cs | TRUE
94 | LV_6417-6_1_6_line_94 | NAYY 4x150 SE | 82 | 84 | 0.035994 | 0.208 | 0.08 | 261 | 0 | 0.27 | 1 | 1 | cs | TRUE
95 | LV_6417-6_1_6_line_95 | NAYY 4x150 SE | 82 | 85 | 0.0012937 | 0.208 | 0.08 | 261 | 0 | 0.27 | 1 | 1 | cs | TRUE
96 | LV_6417-6_1_6_line_96 | NAYY 4x150 SE | 83 | 86 | 0.18437 | 0.208 | 0.08 | 261 | 0 | 0.27 | 1 | 1 | cs | TRUE
97 | LV_6417-6_1_6_line_97 | NAYY 4x150 SE | 85 | 87 | 0.25177 | 0.208 | 0.08 | 261 | 0 | 0.27 | 1 | 1 | cs | TRUE
98 | LV_6417-6_1_6_line_98 | NAYY 4x150 SE | 86 | 100 | 0.049221 | 0.208 | 0.08 | 261 | 0 | 0.27 | 1 | 1 | cs | TRUE
99 | LV_6417-6_1_6_line_99 | NAYY 4x150 SE | 86 | 112 | 0.19921 | 0.208 | 0.08 | 261 | 0 | 0.27 | 1 | 1 | cs | TRUE
100 | LV_6417-6_1_6_line_100 | NAYY 4x150 SE | 87 | 88 | 0.13065 | 0.208 | 0.08 | 261 | 0 | 0.27 | 1 | 1 | cs | TRUE
101 | LV_6417-6_1_6_line_101 | NAYY 4x150 SE | 89 | 90 | 0.012867 | 0.208 | 0.08 | 261 | 0 | 0.27 | 1 | 1 | cs | TRUE
102 | LV_6417-6_1_6_line_102 | NAYY 4x150 SE | 93 | 94 | 0.0049759 | 0.208 | 0.08 | 261 | 0 | 0.27 | 1 | 1 | cs | TRUE
103 | LV_6417-6_1_6_line_103 | NAYY 4x150 SE | 95 | 96 | 0.023511 | 0.208 | 0.08 | 261 | 0 | 0.27 | 1 | 1 | cs | TRUE
104 | LV_6417-6_1_6_line_104 | NAYY 4x150 SE | 95 | 97 | 0.02527 | 0.208 | 0.08 | 261 | 0 | 0.27 | 1 | 1 | cs | TRUE
105 | LV_6417-6_1_6_line_105 | NAYY 4x150 SE | 96 | 98 | 0.031086 | 0.208 | 0.08 | 261 | 0 | 0.27 | 1 | 1 | cs | TRUE
106 | LV_6417-6_1_6_line_106 | NAYY 4x150 SE | 97 | 99 | 0.070896 | 0.208 | 0.08 | 261 | 0 | 0.27 | 1 | 1 | cs | TRUE
107 | LV_6417-6_1_6_line_107 | NAYY 4x150 SE | 99 | 100 | 0.04064 | 0.208 | 0.08 | 261 | 0 | 0.27 | 1 | 1 | cs | TRUE
108 | LV_6417-6_1_6_line_108 | NAYY 4x150 SE | 100 | 111 | 0.023774 | 0.208 | 0.08 | 261 | 0 | 0.27 | 1 | 1 | cs | TRUE
109 | LV_6417-6_1_6_line_109 | NAYY 4x150 SE | 101 | 102 | 0.20593 | 0.208 | 0.08 | 261 | 0 | 0.27 | 1 | 1 | cs | TRUE
110 | LV_6417-6_1_6_line_110 | NAYY 4x150 SE | 102 | 104 | 0.055157 | 0.208 | 0.08 | 261 | 0 | 0.27 | 1 | 1 | cs | TRUE
111 | LV_6417-6_1_6_line_111 | NAYY 4x150 SE | 102 | 105 | 0.033464 | 0.208 | 0.08 | 261 | 0 | 0.27 | 1 | 1 | cs | TRUE
112 | LV_6417-6_1_6_line_112 | NAYY 4x150 SE | 103 | 106 | 0.010362 | 0.208 | 0.08 | 261 | 0 | 0.27 | 1 | 1 | cs | TRUE
113 | LV_6417-6_1_6_line_113 | NAYY 4x150 SE | 104 | 107 | 0.028384 | 0.208 | 0.08 | 261 | 0 | 0.27 | 1 | 1 | cs | TRUE
114 | LV_6417-6_1_6_line_114 | NAYY 4x150 SE | 105 | 108 | 0.0023172 | 0.208 | 0.08 | 261 | 0 | 0.27 | 1 | 1 | cs | TRUE
115 | LV_6417-6_1_6_line_115 | NAYY 4x150 SE | 108 | 109 | 0.017277 | 0.208 | 0.08 | 261 | 0 | 0.27 | 1 | 1 | cs | TRUE
116 | LV_6417-6_1_6_line_116 | NAYY 4x150 SE | 108 | 110 | 0.022719 | 0.208 | 0.08 | 261 | 0 | 0.27 | 1 | 1 | cs | TRUE
117 | LV_6417-6_1_6_line_117 | NAYY 4x150 SE | 111 | 116 | 0.031015 | 0.208 | 0.08 | 261 | 0 | 0.27 | 1 | 1 | cs | TRUE
118 | LV_6417-6_1_6_line_118 | NAYY 4x150 SE | 112 | 113 | 0.01936 | 0.208 | 0.08 | 261 | 0 | 0.27 | 1 | 1 | cs | TRUE
119 | LV_6417-6_1_6_line_119 | NAYY 4x150 SE | 114 | 115 | 0.03122 | 0.208 | 0.08 | 261 | 0 | 0.27 | 1 | 1 | cs | TRUE
120 | LV_6417-6_1_6_line_120 | NAYY 4x150 SE | 116 | 117 | 0.0044399 | 0.208 | 0.08 | 261 | 0 | 0.27 | 1 | 1 | cs | TRUE
121 | LV_6417-6_1_6_line_121 | NAYY 4x150 SE | 118 | 119 | 0.029912 | 0.208 | 0.08 | 261 | 0 | 0.27 | 1 | 1 | cs | TRUE
122 | LV_6417-6_1_6_line_122 | NAYY 4x150 SE | 120 | 121 | 0.06226 | 0.208 | 0.08 | 261 | 0 | 0.27 | 1 | 1 | cs | TRUE
123 | LV_6417-6_1_6_line_123 | NAYY 4x150 SE | 120 | 122 | 0.018022 | 0.208 | 0.08 | 261 | 0 | 0.27 | 1 | 3 | cs | TRUE
124 | LV_6417-6_1_6_line_124 | NAYY 4x150 SE | 121 | 123 | 0.016751 | 0.208 | 0.08 | 261 | 0 | 0.27 | 1 | 1 | cs | TRUE
125 | LV_6417-6_1_6_line_125 | NAYY 4x150 SE | 122 | 124 | 0.019376 | 0.208 | 0.08 | 261 | 0 | 0.27 | 1 | 3 | cs | TRUE
126 | LV_6417-6_1_6_line_126 | NAYY 4x150 SE | 123 | 125 | 0.0034044 | 0.208 | 0.08 | 261 | 0 | 0.27 | 1 | 1 | cs | TRUE
127 | LV_6417-6_1_6_line_127 | NAYY 4x150 SE | 124 | 127 | 0.040149 | 0.208 | 0.08 | 261 | 0 | 0.27 | 1 | 1 | cs | TRUE
128 | LV_6417-6_1_6_line_128 | NAYY 4x150 SE | 125 | 126 | 0.018189 | 0.208 | 0.08 | 261 | 0 | 0.27 | 1 | 1 | cs | TRUE
129 | LV_6417-6_1_6_line_129 | NAYY 4x150 SE | 126 | 129 | 0.0020618 | 0.208 | 0.08 | 261 | 0 | 0.27 | 1 | 1 | cs | TRUE
130 | LV_6417-6_1_6_line_130 | NAYY 4x150 SE | 127 | 128 | 0.056103 | 0.208 | 0.08 | 261 | 0 | 0.27 | 1 | 1 | cs | TRUE
131 | LV_6417-6_1_6_line_131 | NAYY 4x150 SE | 129 | 130 | 0.012177 | 0.208 | 0.08 | 261 | 0 | 0.27 | 1 | 1 | cs | TRUE

## trafo
| name | std_type | hv_bus | lv_bus | sn_mva | vn_hv_kv | vn_lv_kv | vk_percent | vkr_percent | pfe_kw | i0_percent | shift_degree | tap_side | tap_neutral | tap_min | tap_max | tap_step_percent | tap_step_degree | tap_pos | tap_phase_shifter | parallel | df | in_service
0 | LV_6417-6_1_6_trafo_76 | 0.25 MVA 20/0.4 kV | 133 | 67 | 0.25 | 20 | 0.4 | 6 | 1.44 | 0.8 | 0.32 | 150 | hv | 0 | -2 | 2 | 2.5 | 0 | 0 | FALSE | 1 | 1 | TRUE

## line_geodata
| x0 | y0 | x1 | y1 | x2 | y2 | x3 | y3 | x4 | y4 | x5 | y5 | x6 | y6 | x7 | y7 | x8 | y8 | x9 | y9 | x10 | y10 | x11 | y11 | x12 | y12 | x13 | y13 | x14 | y14 | x15 | y15 | x16 | y16 | x17 | y17 | x18 | y18 | x19 | y19 | x20 | y20 | x21 | y21 | x22 | y22 | x23 | y23 | x24 | y24 | x25 | y25 | x26 | y26 | x27 | y27 | x28 | y28 | x29 | y29 | x30 | y30 | x31 | y31 | x32 | y32 | x33 | y33 | x34 | y34 | x35 | y35 | x36 | y36 | x37 | y37 | x38 | y38 | x39 | y39 | x40 | y40 | x41 | y41 | x42 | y42 | x43 | y43 | x44 | y44 | x45 | y45 | x46 | y46 | x47 | y47 | x48 | y48 | x49 | y49 | x50 | y50 | x51 | y51 | x52 | y52 | x53 | y53 | x54 | y54
0 | 2548819.352 | 1195797.6921 | 2548804.4651 | 1195790.5491 | 2548796.2431 | 1195787.6487
1 | 2548819.352 | 1195797.6921 | 2548772.0869 | 1195795.9411
2 | 2548819.352 | 1195797.6921 | 2548833.4268 | 1195798.9722 | 2548905.2851 | 1195770.5738 | 2548920.3963 | 1195783.4406 | 2548978.2338 | 1195837.4875 | 2549015.2724 | 1195863.9526 | 2549026.074 | 1195867.3623 | 2549031.2876 | 1195922.0376 | 2549028.1024 | 1195938.0072 | 2549025.7354 | 1195945.3983 | 2549020.1491 | 1195951.4049 | 2549014.6559 | 1195954.9205 | 2549007.3803 | 1195957.5731 | 2548980.5453 | 1195955.4123 | 2548973.8205 | 1195960.117 | 2548971.8728 | 1195968.4272 | 2548975.2816 | 1195978.6261 | 2548979.1895 | 1195991.0664 | 2548977.6411 | 1195999.7512 | 2548977.4886 | 1196000.6197 | 2548972.4277 | 1196005.688 | 2548963.3998 | 1196008.3223 | 2548953.2887 | 1196008.1309 | 2548936.5708 | 1196006.8287 | 2548904.363 | 1196004.4142 | 2548887.3642 | 1196007.6838 | 2548876.1402 | 1196013.6389 | 2548864.9015 | 1196024.9749 | 2548858.715 | 1196036.4678
3 | 2548858.715 | 1196036.4678 | 2548856.2816 | 1196050.3076 | 2548860.2253 | 1196066.8943 | 2548862.4817 | 1196075.0574 | 2548863.7553 | 1196079.6602
4 | 2548858.715 | 1196036.4678 | 2548914.642 | 1196063.3484 | 2548924.792 | 1196065.9283
5 | 2548858.715 | 1196036.4678 | 2548864.9015 | 1196024.9749 | 2548876.1402 | 1196013.6389 | 2548887.3642 | 1196007.6838 | 2548904.363 | 1196004.4142 | 2548936.5708 | 1196006.8287 | 2548953.2887 | 1196008.1309 | 2548963.3998 | 1196008.3223 | 2548994.0987 | 1196013.3627 | 2549009.4359 | 1196019.7908 | 2549048.1953 | 1196034.7015 | 2549076.2794 | 1196043.1332 | 2549088.0219 | 1196051.4933 | 2549116.1169 | 1196085.3173 | 2549127.1043 | 1196092.7056 | 2549139.137 | 1196097.6058 | 2549142.6792 | 1196099.3544
6 | 2549142.6792 | 1196099.3544 | 2549155.1675 | 1196085.3178 | 2549175.0693 | 1196047.26
7 | 2549142.6792 | 1196099.3544 | 2549168.9656 | 1196112.3266
8 | 2549168.9656 | 1196112.3266 | 2549184.5606 | 1196082.01
9 | 2549269.3929 | 1196360.1347 | 2549266.9342 | 1196325.4248 | 2549265.6627 | 1196321.9225 | 2549257.5891 | 1196299.6897 | 2549257.2498 | 1196284.8842 | 2549275.2854 | 1196254.9138 | 2549279.8344 | 1196244.2914 | 2549282.1645 | 1196233.421 | 2549282.7917 | 1196224.7663 | 2549281.2952 | 1196217.1969 | 2549278.4739 | 1196208.8273 | 2549272.4517 | 1196201.1964 | 2549205.8974 | 1196136.3813 | 2549198.3961 | 1196131.309 | 2549174.0913 | 1196114.8622 | 2549168.9656 | 1196112.3266
10 | 2548863.7553 | 1196079.6602 | 2548867.1529 | 1196100.0871 | 2548876.3561 | 1196121.4759 | 2548885.0531 | 1196141.6987
11 | 2548863.7553 | 1196079.6602 | 2548855.648 | 1196087.4674 | 2548842.7561 | 1196094.3485 | 2548834.6032 | 1196108.3819 | 2548830.6502 | 1196120.5414
12 | 2548964.8346 | 1196077.699 | 2548949.762 | 1196072.2752 | 2548924.792 | 1196065.9283
13 | 2547910.6002 | 1196072.6556 | 2547924.0792 | 1196082.5325 | 2547936.4986 | 1196094.0751 | 2547954.5867 | 1196111.8385 | 2547961.9105 | 1196125.2489 | 2547968.105 | 1196141.0817 | 2547972.5476 | 1196147.3354 | 2547982.0764 | 1196150.6653 | 2547994.566 | 1196151.9461 | 2548013.9219 | 1196147.386 | 2548021.8881 | 1196147.1164 | 2548032.7911 | 1196149.9119 | 2548043.3714 | 1196158.5136 | 2548053.5388 | 1196166.0738 | 2548085.6838 | 1196185.8275 | 2548102.2034 | 1196191.5093 | 2548122.1979 | 1196204.3205 | 2548128.6972 | 1196206.1984 | 2548134.3907 | 1196204.7814 | 2548138.4845 | 1196200.7325 | 2548143.5655 | 1196192.8282 | 2548147.7065 | 1196184.5653 | 2548160.9506 | 1196159.6028 | 2548167.8154 | 1196150.0711 | 2548176.8313 | 1196139.9759 | 2548181.792 | 1196137.0579
14 | 2547910.6002 | 1196072.6556 | 2547916.6333 | 1196091.7916 | 2547922.2969 | 1196110.4861 | 2547926.6261 | 1196130.7932 | 2547926.0513 | 1196142.6161 | 2547919.998 | 1196156.9326 | 2547905.0554 | 1196183.5559 | 2547903.6609 | 1196198.3432 | 2547906.8824 | 1196208.6987 | 2547915.4569 | 1196220.5306 | 2547929.3411 | 1196234.9732 | 2547947.7551 | 1196258.6927 | 2547976.9463 | 1196284.7974 | 2547986.8592 | 1196293.6579
15 | 2547670.301 | 1196171.7921 | 2547685.3209 | 1196166.2461 | 2547706.068 | 1196155.3025 | 2547721.0552 | 1196150.3684 | 2547737.2737 | 1196147.7137 | 2547747.0294 | 1196148.2286 | 2547776.7232 | 1196153.2715 | 2547792.2433 | 1196152.6353 | 2547801.5448 | 1196149.1409 | 2547816.8749 | 1196139.846 | 2547848.3967 | 1196116.9685 | 2547874.2133 | 1196096.787 | 2547896.6379 | 1196080.7154 | 2547910.6002 | 1196072.6556
16 | 2548181.792 | 1196137.0579 | 2548183.9483 | 1196135.7895 | 2548193.2179 | 1196127.7044
17 | 2548001.6166 | 1196308.3967 | 2547992.8239 | 1196298.9893 | 2547986.8592 | 1196293.6579
18 | 2547670.301 | 1196171.7921 | 2547656.0076 | 1196166.3699 | 2547641.6201 | 1196158.903 | 2547635.0588 | 1196152.5154
19 | 2549487.8898 | 1195846.9461 | 2549499.7712 | 1195842.0539 | 2549500.3119 | 1195842.1763
20 | 2549487.8898 | 1195846.9461 | 2549495.2405 | 1195862.1147 | 2549502.9014 | 1195877.9254 | 2549511.6657 | 1195909.7915 | 2549510.9819 | 1195933.4107 | 2549510.9603 | 1195957.858 | 2549512.135 | 1195963.429 | 2549514.6663 | 1195975.3699 | 2549517.9828 | 1195981.0784
21 | 2549487.8898 | 1195846.9461 | 2549475.8356 | 1195821.556 | 2549463.4516 | 1195802.2054 | 2549461.4221 | 1195799.1542 | 2549453.6669 | 1195787.5133 | 2549438.7581 | 1195765.127
22 | 2549517.9828 | 1195981.0784 | 2549521.7555 | 1195987.5724 | 2549530.816 | 1196003.1602 | 2549534.403 | 1196009.3222 | 2549548.5482 | 1196030.7147 | 2549555.1421 | 1196041.1093 | 2549560.1541 | 1196051.8285 | 2549560.3769 | 1196059.2531 | 2549573.1759 | 1196044.8923 | 2549582.2082 | 1196040.0466 | 2549584.2786 | 1196038.9396
23 | 2549517.9828 | 1195981.0784 | 2549509.7707 | 1195985.9703
24 | 2549438.7581 | 1195765.127 | 2549439.2329 | 1195760.0201 | 2549441.3829 | 1195736.8443 | 2549447.1506 | 1195703.6322 | 2549452.1698 | 1195687.2804 | 2549455.6689 | 1195680.3358 | 2549458.1119 | 1195674.6341 | 2549457.5546 | 1195671.8038 | 2549455.4095 | 1195670.4101 | 2549447.3969 | 1195669.7665 | 2549442.4311 | 1195671.7541 | 2549436.9487 | 1195675.7028
25 | 2549434.8149 | 1195759.2126 | 2549438.7581 | 1195765.127
26 | 2549669.2695 | 1195956.1642 | 2549647.741 | 1195971.6101
27 | 2549647.741 | 1195971.6101 | 2549657.5154 | 1195998.8346
28 | 2549669.2695 | 1195956.1642 | 2549682.0276 | 1195966.707 | 2549693.9898 | 1195981.3255 | 2549713.0627 | 1196005.345 | 2549717.8078 | 1196011.5419 | 2549722.1853 | 1196019.3205 | 2549723.3374 | 1196030.3726 | 2549723.4288 | 1196042.1229 | 2549727.9033 | 1196049.6562 | 2549757.8197 | 1196075.8635 | 2549797.7601 | 1196106.4557 | 2549831.7263 | 1196128.7494 | 2549867.5508 | 1196148.2927 | 2549885.1109 | 1196158.3175 | 2549895.6584 | 1196164.2545 | 2549904.5851 | 1196169.5048 | 2549910.7149 | 1196179.1588 | 2549912.0068 | 1196193.2892 | 2549917.0365 | 1196206.2099 | 2549940.6075 | 1196236.2736 | 2549964.2236 | 1196257.2207 | 2549989.9682 | 1196280.3735 | 2550009.4411 | 1196296.9197 | 2550029.9194 | 1196314.3691 | 2550039.3106 | 1196322.3617 | 2550052.0813 | 1196336.396 | 2550068.7234 | 1196350.6204 | 2550081.8501 | 1196364.4183 | 2550091.8948 | 1196374.9625 | 2550098.9001 | 1196385.5321 | 2550108.3659 | 1196396.0923 | 2550118.1996 | 1196408.7394 | 2550123.4199 | 1196416.2889 | 2550126.0638 | 1196424.5604 | 2550124.363 | 1196431.5897 | 2550119.0167 | 1196436.3037 | 2550091.6867 | 1196443.8477 | 2550071.9233 | 1196454.3967 | 2550064.2054 | 1196465.1674 | 2550055.5919 | 1196486.3293 | 2550052.8897 | 1196512.9558 | 2550059.2704 | 1196536.2601 | 2550068.8219 | 1196549.7989 | 2550087.7788 | 1196560.3463 | 2550111.9587 | 1196571.4948 | 2550124.0587 | 1196579.1869 | 2550138.5115 | 1196594.9639 | 2550149.3707 | 1196609.1479 | 2550156.6444 | 1196622.7059 | 2550166.2173 | 1196638.8462 | 2550166.6867 | 1196652.172 | 2550178.8102 | 1196665.445 | 2550175.2498 | 1196671.4559 | 2550176.8867 | 1196684.1271 | 2550181.9082 | 1196692.5233
29 | 2549661.2585 | 1196023.6353 | 2549660.7855 | 1196007.9428 | 2549657.5154 | 1195998.8346
30 | 2550181.9082 | 1196692.5233 | 2550180.7365 | 1196692.6887 | 2550175.2144 | 1196690.9227 | 2550161.1875 | 1196677.7658 | 2550134.1426 | 1196647.8052
31 | 2549584.2786 | 1196038.9396 | 2549592.0155 | 1196038.5629 | 2549605.6565 | 1196039.9929 | 2549617.7539 | 1196042.6701 | 2549627.4197 | 1196049.6813 | 2549633.0404 | 1196055.8151 | 2549638.0464 | 1196061.3316 | 2549643.9428 | 1196063.1273 | 2549651.6613 | 1196059.6713 | 2549664.9039 | 1196050.9102 | 2549664.9039 | 1196050.9102
32 | 2549461.2527 | 1196103.7169 | 2549467.6289 | 1196103.6962 | 2549478.6521 | 1196103.6696 | 2549501.1567 | 1196103.7458 | 2549524.3586 | 1196098.0129 | 2549529.5633 | 1196093.6887 | 2549539.484 | 1196084.9109 | 2549540.4134 | 1196084.0025 | 2549555.072 | 1196069.7483 | 2549560.3769 | 1196059.2531 | 2549573.1759 | 1196044.8923 | 2549582.2082 | 1196040.0466 | 2549584.2786 | 1196038.9396
33 | 2549483.6336 | 1196017.234 | 2549480.2931 | 1196008.7019 | 2549479.6578 | 1196005.65 | 2549481.8792 | 1196002.585 | 2549509.7707 | 1195985.9703
34 | 2549434.8149 | 1195759.2126 | 2549420.273 | 1195744.1718 | 2549408.8396 | 1195729.4862
35 | 2549391.5889 | 1195695.6653 | 2549390.6234 | 1195702.1883 | 2549393.1386 | 1195709.5044 | 2549398.914 | 1195716.7373 | 2549408.8396 | 1195729.4862
36 | 2549391.5889 | 1195695.6653 | 2549384.004 | 1195692.4611 | 2549378.2293 | 1195686.1955 | 2549375.9485 | 1195683.1686
37 | 2549391.5889 | 1195695.6653 | 2549397.2565 | 1195689.3025 | 2549404.1437 | 1195682.1067 | 2549410.9705 | 1195667.7963 | 2549419.2894 | 1195637.164 | 2549424.9747 | 1195626.5876 | 2549429.343 | 1195590.9749 | 2549417.7292 | 1195587.9494 | 2549404.5385 | 1195578.6671 | 2549383.0272 | 1195562.9962 | 2549364.8442 | 1195553.4784 | 2549337.1886 | 1195540.1167 | 2549329.0861 | 1195537.8842 | 2549316.9436 | 1195534.5298
38 | 2549254.0372 | 1195541.0792 | 2549250.6963 | 1195548.6897 | 2549253.9006 | 1195555.4663 | 2549275.5448 | 1195571.4914 | 2549287.3687 | 1195573.2252 | 2549297.04 | 1195570.0079 | 2549304.5818 | 1195561.8392 | 2549309.7151 | 1195548.1878 | 2549312.2559 | 1195538.7609 | 2549316.9436 | 1195534.5298
39 | 2548031.1816 | 1196343.7142 | 2548026.4351 | 1196334.9503 | 2548011.6644 | 1196319.1469
40 | 2548031.1816 | 1196343.7142 | 2548039.7753 | 1196359.5814 | 2548041.7213 | 1196370.4707 | 2548034.7331 | 1196390.2761 | 2548026.704 | 1196413.0034 | 2548024.8976 | 1196418.1332 | 2548023.217 | 1196422.8911
41 | 2548001.6166 | 1196308.3967 | 2548011.6644 | 1196319.1469
42 | 2547631.564 | 1196149.1131 | 2547635.0588 | 1196152.5154
43 | 2548622.5134 | 1196830.6588 | 2548632.8247 | 1196826.8345 | 2548640.7266 | 1196831.5914 | 2548646.584 | 1196838.645 | 2548650.8914 | 1196845.2673 | 2548654.4403 | 1196852.2518 | 2548661.0906 | 1196873.5511 | 2548663.4357 | 1196878.745 | 2548670.8021 | 1196887.6645 | 2548681.2136 | 1196891.0769 | 2548691.2333 | 1196892.3359 | 2548700.6607 | 1196892.9107 | 2548709.6399 | 1196894.5233 | 2548723.8446 | 1196897.9254
44 | 2548622.5134 | 1196830.6588 | 2548592.7255 | 1196815.9848 | 2548586.1583 | 1196808.7818 | 2548557.4123 | 1196725.0597 | 2548532.314 | 1196669.5557 | 2548521.6783 | 1196656.9959 | 2548480.8792 | 1196612.8896 | 2548456.2304 | 1196594.2213
45 | 2548723.8446 | 1196897.9254 | 2548731.3275 | 1196936.3607 | 2548732.498 | 1196942.2651 | 2548735.7102 | 1196947.3293 | 2548743.5292 | 1196953.977 | 2548759.2255 | 1196961.6799 | 2548768.5571 | 1196966.1912 | 2548775.8595 | 1196972.1319 | 2548786.486 | 1196983.7473 | 2548788.9141 | 1196993.2985 | 2548788.6689 | 1197000.2268 | 2548787.9431 | 1197010.6167 | 2548787.9012 | 1197010.8874
46 | 2548881.3968 | 1196819.7068 | 2548873.7776 | 1196823.0184 | 2548867.9779 | 1196826.2255 | 2548861.8479 | 1196837.9958 | 2548838.1386 | 1196848.9942 | 2548829.7862 | 1196851.2004 | 2548818.4643 | 1196853.5322 | 2548790.6105 | 1196857.34 | 2548752.0503 | 1196864.1861 | 2548731.6471 | 1196867.2187 | 2548718.7155 | 1196871.9102 | 2548717.5829 | 1196882.815 | 2548723.8446 | 1196897.9254
47 | 2549306.3749 | 1197035.4924 | 2549300.4564 | 1197024.7254 | 2549294.6576 | 1197016.3922 | 2549289.6616 | 1197011.0983 | 2549282.5513 | 1197006.1893 | 2549276.3499 | 1197004.2632 | 2549268.9118 | 1197002.9034 | 2549259.0454 | 1197002.6205 | 2549251.9001 | 1197003.4484 | 2549227.0096 | 1197007.229 | 2549215.2056 | 1197006.6068 | 2549205.0785 | 1197005.2256 | 2549195.7613 | 1197002.3477 | 2549188.9441 | 1196999.6598 | 2549164.3772 | 1196987.7957
48 | 2549164.3772 | 1196987.7957 | 2549153.409 | 1196983.3644 | 2549147.621 | 1196980.79 | 2549140.8347 | 1196977.2681 | 2549134.2326 | 1196974.8119 | 2549115.6718 | 1196969.6672 | 2549109.3259 | 1196968.6763 | 2549102.571 | 1196967.9447 | 2549095.3544 | 1196967.5616 | 2549086.7487 | 1196967.7351 | 2549070.222 | 1196968.8879 | 2549062.2502 | 1196969.2673 | 2549054.9434 | 1196969.0295 | 2549048.6011 | 1196968.45 | 2549041.1511 | 1196967.4909 | 2549034.9365 | 1196965.8097 | 2549029.1329 | 1196964.1027 | 2549024.3651 | 1196962.3647 | 2549013.3677 | 1196957.2113 | 2549004.8143 | 1196952.9353
49 | 2549306.3749 | 1197035.4924 | 2549313.1841 | 1197041.727 | 2549325.2264 | 1197049.7848 | 2549354.6299 | 1197064.3879 | 2549358.2577 | 1197066.4471 | 2549359.7904 | 1197061.2645 | 2549363.7977 | 1197049.6906 | 2549366.4578 | 1197040.0403 | 2549357.2733 | 1197017.7945 | 2549353.234 | 1197009.4574 | 2549356.8914 | 1196985.3905 | 2549362.4073 | 1196951.4466 | 2549359.0976 | 1196901.6465
50 | 2549306.3749 | 1197035.4924 | 2549297.4935 | 1197045.3401 | 2549296.669 | 1197047.0382
51 | 2549004.8143 | 1196952.9353 | 2548992.4691 | 1196946.7638
52 | 2549700.6301 | 1197650.7271 | 2549668.2507 | 1197620.5719 | 2549645.1566 | 1197595.1079 | 2549607.7911 | 1197549.9978 | 2549577.3066 | 1197487.3642 | 2549535.1375 | 1197436.3807 | 2549485.9721 | 1197361.5876 | 2549469.3683 | 1197318.4704 | 2549443.9064 | 1197290.6481 | 2549405.4809 | 1197262.858 | 2549348.2909 | 1197180.7522 | 2549336.0472 | 1197170.4725 | 2549317.461 | 1197165.8389 | 2549310.9321 | 1197160.3023 | 2549305.8305 | 1197152.4301 | 2549300.9405 | 1197138.9973 | 2549302.4616 | 1197101.0962 | 2549293.6345 | 1197059.9923 | 2549294.2522 | 1197052.0159 | 2549296.669 | 1197047.0382
53 | 2549700.6301 | 1197650.7271 | 2548990.3107 | 1198599.6102
54 | 2548961.8608 | 1196917.1067 | 2548949.3389 | 1196903.0832
55 | 2548971.7154 | 1196936.4667 | 2548961.8608 | 1196917.1067 | 2548961.8608 | 1196917.1067
56 | 2548881.3968 | 1196819.7068 | 2548884.5059 | 1196828.7409 | 2548919.7841 | 1196869.9844 | 2548949.3389 | 1196903.0832
57 | 2548971.7154 | 1196936.4667 | 2548972.5027 | 1196936.7824 | 2548992.4691 | 1196946.7638
58 | 2548971.7154 | 1196936.4667 | 2548963.1829 | 1196932.7376 | 2548955.5175 | 1196932.4363 | 2548952.5223 | 1196932.2396
59 | 2548952.5223 | 1196932.2396 | 2548952.5223 | 1196932.2396 | 2548949.2763 | 1196931.2112
60 | 2548929.1067 | 1196918.5385 | 2548932.6841 | 1196920.2803 | 2548939.2287 | 1196924.0153 | 2548949.2763 | 1196931.2112 | 2548949.2763 | 1196931.2112
61 | 2549359.0976 | 1196901.6465 | 2549361.3595 | 1196893.5338 | 2549363.0147 | 1196884.8259 | 2549363.5135 | 1196858.3511 | 2549363.835 | 1196829.8322 | 2549365.6181 | 1196806.5927 | 2549361.0895 | 1196778.3151 | 2549362.7463 | 1196751.8638 | 2549375.4126 | 1196707.7424 | 2549378.7974 | 1196693.7058 | 2549381.0007 | 1196669.6957
62 | 2549359.0976 | 1196901.6465 | 2549352.4768 | 1196906.85 | 2549345.7384 | 1196908.964 | 2549339.0311 | 1196907.5646 | 2549333.0794 | 1196905.4473 | 2549324.64 | 1196901.9058 | 2549314.0869 | 1196886.2644 | 2549306.1272 | 1196870.1673 | 2549297.9951 | 1196855.2835 | 2549291.5492 | 1196842.531 | 2549286.7331 | 1196835.702
63 | 2549359.0976 | 1196901.6465 | 2549361.3595 | 1196893.5338 | 2549374.3347 | 1196893.9128 | 2549384.4908 | 1196894.2157 | 2549393.111 | 1196893.0307 | 2549400.2958 | 1196896.8386 | 2549409.8834 | 1196901.0597 | 2549440.7334 | 1196914.617 | 2549460.4102 | 1196925.6344 | 2549470.9841 | 1196921.2979 | 2549478.7794 | 1196912.6714 | 2549490.7957 | 1196896.0714 | 2549517.3379 | 1196869.5762 | 2549531.0816 | 1196852.7615 | 2549546.8991 | 1196837.9638 | 2549567.5894 | 1196821.0904 | 2549583.0095 | 1196807.9193 | 2549598.2516 | 1196798.0182 | 2549610.1807 | 1196783.6537 | 2549618.2158 | 1196767.2988 | 2549637.7257 | 1196754.916 | 2549650.3442 | 1196749.1062 | 2549668.46 | 1196741.2044 | 2549677.1107 | 1196730.9812 | 2549678.0123 | 1196724.9813 | 2549680.7639 | 1196711.6506 | 2549682.5247 | 1196704.5762 | 2549686.8504 | 1196693.6224 | 2549691.7684 | 1196682.4524 | 2549717.4187 | 1196669.2175
64 | 2548915.1047 | 1196493.5552 | 2548932.5221 | 1196509.9821 | 2548947.5504 | 1196532.9665 | 2548958.3287 | 1196564.0475 | 2548952.2458 | 1196577.8073 | 2548942.4286 | 1196596.7021 | 2548941.1218 | 1196601.5493 | 2548943.3142 | 1196605.833 | 2548952.2729 | 1196613.016
65 | 2548904.6649 | 1196432.6767 | 2548910.6651 | 1196479.5074 | 2548915.1047 | 1196493.5552
66 | 2548904.6649 | 1196432.6767 | 2548892.4632 | 1196433.7818 | 2548886.3178 | 1196433.3294
67 | 2548904.6649 | 1196432.6767 | 2548903.1062 | 1196424.0898
68 | 2549717.4187 | 1196669.2175 | 2549710.1196 | 1196666.3107 | 2549704.1499 | 1196661.1692 | 2549699.8979 | 1196653.7676 | 2549702.7974 | 1196646.2166 | 2549706.1356 | 1196641.9083 | 2549696.3623 | 1196622.0238
69 | 2549717.4187 | 1196669.2175 | 2549723.6212 | 1196668.5427 | 2549730.8551 | 1196665.5244 | 2549739.5092 | 1196661.994 | 2549752.4696 | 1196660.5618 | 2549752.4696 | 1196660.5618
70 | 2549752.4696 | 1196660.5618 | 2549758.862 | 1196661.6308 | 2549766.7008 | 1196664.4108 | 2549774.544 | 1196666.9736
71 | 2549381.0007 | 1196669.6957 | 2549395.8022 | 1196691.3491 | 2549407.3793 | 1196703.0531
72 | 2549381.0007 | 1196669.6957 | 2549384.1173 | 1196635.7166 | 2549384.6998 | 1196632.5543 | 2549393.521 | 1196585.0081 | 2549394.9432 | 1196547.0301 | 2549386.7105 | 1196511.3463 | 2549389.6835 | 1196483.7722 | 2549392.7488 | 1196472.462 | 2549400.8658 | 1196451.4145
73 | 2549269.0942 | 1196815.7987 | 2549277.879 | 1196823.1473 | 2549286.7331 | 1196835.702
74 | 2549263.5432 | 1196401.4078 | 2549282.5445 | 1196389.1838 | 2549293.1696 | 1196390.7833 | 2549309.5607 | 1196396.7807 | 2549333.1462 | 1196411.2442 | 2549339.8543 | 1196415.3562 | 2549374.0556 | 1196441.1139 | 2549385.1354 | 1196451.4257 | 2549393.9141 | 1196453.5858 | 2549400.8658 | 1196451.4145
75 | 2549400.8658 | 1196451.4145 | 2549408.5151 | 1196431.7941 | 2549405.0507 | 1196398.7603 | 2549397.3873 | 1196356.5792 | 2549390.2357 | 1196317.2509 | 2549386.4989 | 1196288.9554 | 2549391.8032 | 1196271.2671 | 2549401.1265 | 1196252.2884 | 2549404.6611 | 1196245.0877 | 2549410.0977 | 1196236.8384
76 | 2549263.5432 | 1196401.4078 | 2549244.8597 | 1196382.0557 | 2549224.3704 | 1196377.8721
77 | 2549263.5432 | 1196401.4078 | 2549265.7862 | 1196404.5156
78 | 2549263.5432 | 1196401.4078 | 2549282.5445 | 1196389.1838 | 2549275.6654 | 1196379.3033 | 2549269.8257 | 1196366.2344 | 2549269.3929 | 1196360.1347
79 | 2549420.5909 | 1196220.9167 | 2549410.0977 | 1196236.8384
80 | 2550134.1426 | 1196647.8052 | 2550131.7248 | 1196645.1268 | 2550122.0508 | 1196634.5168
81 | 2549269.3929 | 1196360.1347 | 2549246.3896 | 1196344.3102
82 | 2549224.3704 | 1196377.8721 | 2549225.6854 | 1196383.7976 | 2549234.1849 | 1196399.006
83 | 2549265.7862 | 1196404.5156 | 2549268.7166 | 1196408.576
84 | 2550122.0508 | 1196634.5168 | 2550121.1931 | 1196633.5761
85 | 2550077.2234 | 1196608.3538 | 2550096.9557 | 1196617.424 | 2550105.8787 | 1196621.4295 | 2550117.1177 | 1196629.1065 | 2550121.1931 | 1196633.5761
86 | 2550077.2234 | 1196608.3538 | 2550068.5704 | 1196604.3763 | 2550059.6009 | 1196603.9289 | 2550047.9681 | 1196608.3622 | 2550037.9242 | 1196606.0561 | 2550035.8928 | 1196604.6389
87 | 2549461.2527 | 1196103.7169 | 2549440.1441 | 1196090.2665
88 | 2549461.2527 | 1196103.7169 | 2549454.4829 | 1196105.831 | 2549446.0535 | 1196114.3739 | 2549446.0632 | 1196115.5192
89 | 2549439.4157 | 1196188.6722 | 2549445.275 | 1196177.1049 | 2549448.3593 | 1196155.4221 | 2549446.1917 | 1196130.6709 | 2549446.0632 | 1196115.5192
90 | 2549661.2585 | 1196023.6353 | 2549661.4415 | 1196029.7052 | 2549666.6402 | 1196036.3873 | 2549667.6477 | 1196045.6396 | 2549664.9039 | 1196050.9102
91 | 2548482.0326 | 1196471.2769 | 2548498.937 | 1196486.3729 | 2548540.372 | 1196502.5691 | 2548561.1769 | 1196510.8424
92 | 2548338.8709 | 1196339.9289 | 2548373.5024 | 1196350.5797 | 2548402.348 | 1196360.7804 | 2548427.0143 | 1196369.5722 | 2548434.5056 | 1196372.5647 | 2548448.4987 | 1196384.8063 | 2548457.8276 | 1196397.6997 | 2548466.0998 | 1196444.3437 | 2548469.5545 | 1196457.1322 | 2548474.1327 | 1196464.1856 | 2548482.0326 | 1196471.2769
93 | 2548482.0326 | 1196471.2769 | 2548522.5044 | 1196439.4096 | 2548529.6101 | 1196432.1664 | 2548553.876 | 1196407.4004
94 | 2548338.8709 | 1196339.9289 | 2548358.7051 | 1196369.9646
95 | 2548338.8709 | 1196339.9289 | 2548338.4985 | 1196338.69
96 | 2548668.9215 | 1196267.3839 | 2548663.9196 | 1196275.7094 | 2548638.0248 | 1196299.4124 | 2548628.3815 | 1196313.6702 | 2548620.2986 | 1196335.7412 | 2548609.8628 | 1196356.1426 | 2548574.3148 | 1196388.445 | 2548557.2175 | 1196403.9901 | 2548553.876 | 1196407.4004
97 | 2548300.7458 | 1196116.9547 | 2548293.0844 | 1196138.3332 | 2548275.2458 | 1196197.5214 | 2548275.5895 | 1196231.8824 | 2548276.1219 | 1196264.2851 | 2548278.6319 | 1196269.0994 | 2548284.9134 | 1196275.7487 | 2548296.9023 | 1196286.0952 | 2548311.4178 | 1196293.5181 | 2548320.8137 | 1196301.7858 | 2548327.3549 | 1196311.1567 | 2548334.5804 | 1196325.658 | 2548338.4985 | 1196338.69
98 | 2548668.9215 | 1196267.3839 | 2548671.4524 | 1196263.1597 | 2548680.3778 | 1196239.8142 | 2548691.2789 | 1196223.8558
99 | 2548668.9215 | 1196267.3839 | 2548661.6081 | 1196258.5085 | 2548652.9562 | 1196239.2831 | 2548631.2534 | 1196214.6114 | 2548598.0992 | 1196184.4798 | 2548568.4708 | 1196163.0563 | 2548555.9327 | 1196157.0165 | 2548547.4261 | 1196152.9208 | 2548526.1809 | 1196150.4582 | 2548518.8388 | 1196148.2787
100 | 2548300.7458 | 1196116.9547 | 2548295.2716 | 1196114.6897 | 2548280.7695 | 1196103.598 | 2548275.8718 | 1196099.2935 | 2548270.7436 | 1196096.5253 | 2548257.3974 | 1196091.3492 | 2548251.7536 | 1196090.6088 | 2548226.8537 | 1196091.9366 | 2548223.2357 | 1196094.6362 | 2548210.4384 | 1196108.8109 | 2548193.2179 | 1196127.7044 | 2548193.2179 | 1196127.7044
101 | 2549276.2469 | 1196419.0098 | 2549268.7166 | 1196408.576
102 | 2549269.0942 | 1196815.7987 | 2549265.7883 | 1196813.0333 | 2549265.2952 | 1196812.5859
103 | 2548808.8735 | 1196168.3381 | 2548818.7047 | 1196159.9253 | 2548823.6653 | 1196150.5895
104 | 2548808.8735 | 1196168.3381 | 2548789.674 | 1196184.7678
105 | 2548823.6653 | 1196150.5895 | 2548825.5944 | 1196146.9588 | 2548828.3982 | 1196127.4682 | 2548830.6502 | 1196120.5414
106 | 2548789.674 | 1196184.7678 | 2548789.2034 | 1196185.1705 | 2548778.253 | 1196194.5476 | 2548757.8509 | 1196191.7545 | 2548754.2044 | 1196192.0526 | 2548739.4433 | 1196193.2467 | 2548737.4945 | 1196193.408 | 2548724.5835 | 1196200.7327
107 | 2548691.2789 | 1196223.8558 | 2548711.7266 | 1196208.0266 | 2548724.5835 | 1196200.7327
108 | 2548691.2789 | 1196223.8558 | 2548707.2252 | 1196241.4892
109 | 2548906.5937 | 1196222.1185 | 2548912.5707 | 1196249.3161 | 2548917.0279 | 1196270.7456 | 2548916.793 | 1196298.4634 | 2548914.1518 | 1196322.7331 | 2548910.0861 | 1196347.0039 | 2548901.3285 | 1196377.5629 | 2548899.0255 | 1196385.287 | 2548897.1815 | 1196391.4507 | 2548903.1062 | 1196424.0898
110 | 2548906.5937 | 1196222.1185 | 2548894.7535 | 1196168.2471
111 | 2548906.5937 | 1196222.1185 | 2548899.875 | 1196220.375 | 2548884.0809 | 1196213.0284 | 2548876.2324 | 1196208.4167
112 | 2548886.3178 | 1196433.3294 | 2548885.0237 | 1196433.2341 | 2548878.353 | 1196431.746 | 2548876.2339 | 1196431.053
113 | 2548885.0531 | 1196141.6987 | 2548885.5594 | 1196142.8759 | 2548892.8165 | 1196159.4342 | 2548894.7535 | 1196168.2471
114 | 2548874.2346 | 1196207.2428 | 2548876.2324 | 1196208.4167
115 | 2548874.2346 | 1196207.2428 | 2548859.4645 | 1196216.2744
116 | 2548854.5956 | 1196195.7267 | 2548874.2346 | 1196207.2428
117 | 2548728.028 | 1196264.493 | 2548707.2252 | 1196241.4892
118 | 2548518.8388 | 1196148.2787 | 2548515.8089 | 1196147.3793 | 2548508.8366 | 1196139.2348 | 2548504.2226 | 1196142.1882
119 | 2547610.3886 | 1196126.3558 | 2547615.9288 | 1196134.27 | 2547629.0802 | 1196146.695 | 2547631.564 | 1196149.1131
120 | 2548728.028 | 1196264.493 | 2548731.006 | 1196267.7861
121 | 2548991.9004 | 1196090.3584 | 2548970.4634 | 1196079.7246 | 2548964.8346 | 1196077.699
122 | 2549420.5909 | 1196220.9167 | 2549413.502 | 1196214.1396 | 2549401.9525 | 1196203.287 | 2549394.6164 | 1196197.0123 | 2549387.9221 | 1196192.7444 | 2549384.0433 | 1196191.6989 | 2549378.7796 | 1196191.7436 | 2549374.6107 | 1196193.3243 | 2549370.9052 | 1196194.7455 | 2549369.6428 | 1196195.0692
123 | 2549420.5909 | 1196220.9167 | 2549430.5072 | 1196205.8682
124 | 2549369.6428 | 1196195.0692 | 2549367.8114 | 1196195.5388 | 2549364.5717 | 1196196.1889 | 2549362.3967 | 1196195.7404 | 2549358.8237 | 1196193.9253 | 2549354.7166 | 1196190.5318
125 | 2549439.4157 | 1196188.6722 | 2549431.3762 | 1196204.5494 | 2549430.5072 | 1196205.8682
126 | 2549352.2082 | 1196188.2335 | 2549353.8294 | 1196189.7987 | 2549354.7166 | 1196190.5318
127 | 2549439.4157 | 1196188.6722 | 2549416.1784 | 1196165.0336 | 2549411.1241 | 1196160.1885
128 | 2549352.2082 | 1196188.2335 | 2549343.5215 | 1196179.8472 | 2549339.1842 | 1196175.5377
129 | 2549339.1842 | 1196175.5377 | 2549337.7217 | 1196174.0845
130 | 2549372.1284 | 1196119.8704 | 2549402.1307 | 1196151.5673 | 2549411.1241 | 1196160.1885
131 | 2549329.9253 | 1196164.843 | 2549332.1278 | 1196168.5264 | 2549337.7217 | 1196174.0845

## bus_geodata
| x | y | coords
0 | 2548796.2431 | 1195787.6487
1 | 2548819.352 | 1195797.6921
2 | 2548772.0869 | 1195795.9411
3 | 2548858.715 | 1196036.4678
4 | 2549142.6792 | 1196099.3544
5 | 2549175.0693 | 1196047.26
6 | 2549168.9656 | 1196112.3266
7 | 2548863.7553 | 1196079.6602
8 | 2548924.792 | 1196065.9283
9 | 2547910.6002 | 1196072.6556
10 | 2548181.792 | 1196137.0579
11 | 2547986.8592 | 1196293.6579
12 | 2547670.301 | 1196171.7921
13 | 2549500.3119 | 1195842.1763
14 | 2549487.8898 | 1195846.9461
15 | 2549517.9828 | 1195981.0784
16 | 2549438.7581 | 1195765.127
17 | 2549647.741 | 1195971.6101
18 | 2549669.2695 | 1195956.1642
19 | 2549657.5154 | 1195998.8346
20 | 2550181.9082 | 1196692.5233
21 | 2549584.2786 | 1196038.9396
22 | 2549509.7707 | 1195985.9703
23 | 2549436.9487 | 1195675.7028
24 | 2549434.8149 | 1195759.2126
25 | 2549408.8396 | 1195729.4862
26 | 2549391.5889 | 1195695.6653
27 | 2549375.9484 | 1195683.1686
28 | 2549316.9436 | 1195534.5298
29 | 2549254.0372 | 1195541.0792
30 | 2548031.1816 | 1196343.7142
31 | 2548011.6644 | 1196319.1469
32 | 2548023.217 | 1196422.8911
33 | 2548001.6166 | 1196308.3967
34 | 2547635.0588 | 1196152.5154
35 | 2548622.5134 | 1196830.6588
36 | 2548723.8446 | 1196897.9254
37 | 2548456.2304 | 1196594.2213
38 | 2549164.3772 | 1196987.7957
39 | 2549306.3749 | 1197035.4924
40 | 2549004.8143 | 1196952.9353
41 | 2549700.6301 | 1197650.7271
42 | 2549296.669 | 1197047.0382
43 | 2548990.3107 | 1198599.6102
44 | 2548961.8608 | 1196917.1067
45 | 2548949.3389 | 1196903.0832
46 | 2548971.7154 | 1196936.4667
47 | 2548881.3968 | 1196819.7068
48 | 2548992.4691 | 1196946.7638
49 | 2548952.5223 | 1196932.2396
50 | 2548949.2763 | 1196931.2112
51 | 2548929.1067 | 1196918.5385
52 | 2548787.9012 | 1197010.8874
53 | 2549359.0976 | 1196901.6465
54 | 2548915.1047 | 1196493.5552
55 | 2548952.2729 | 1196613.016
56 | 2548904.6649 | 1196432.6767
57 | 2549717.4187 | 1196669.2175
58 | 2549696.3623 | 1196622.0238
59 | 2549752.4696 | 1196660.5618
60 | 2549381.0007 | 1196669.6957
61 | 2549286.7331 | 1196835.702
62 | 2549400.8658 | 1196451.4145
63 | 2549263.5432 | 1196401.4078
64 | 2549410.0977 | 1196236.8384
65 | 2549407.3793 | 1196703.0531
66 | 2550134.1426 | 1196647.8052
67 | 2549269.3929 | 1196360.1347
68 | 2549246.3896 | 1196344.3102
69 | 2549224.3704 | 1196377.8721
70 | 2549265.7861 | 1196404.5156
71 | 2550122.0508 | 1196634.5168
72 | 2550121.1931 | 1196633.5761
73 | 2550077.2234 | 1196608.3538
74 | 2549461.2527 | 1196103.7169
75 | 2549440.1441 | 1196090.2665
76 | 2549446.0632 | 1196115.5192
77 | 2549664.9039 | 1196050.9102
78 | 2550035.8928 | 1196604.6389
79 | 2549774.544 | 1196666.9736
80 | 2548561.1769 | 1196510.8424
81 | 2548482.0326 | 1196471.2769
82 | 2548338.8709 | 1196339.9289
83 | 2548553.876 | 1196407.4004
84 | 2548358.7051 | 1196369.9646
85 | 2548338.4985 | 1196338.69
86 | 2548668.9215 | 1196267.3839
87 | 2548300.7458 | 1196116.9547
88 | 2548193.2179 | 1196127.7044
89 | 2549268.7166 | 1196408.576
90 | 2549276.2469 | 1196419.0098
91 | 2549234.1849 | 1196399.006
92 | 2549661.2585 | 1196023.6353
93 | 2549269.0942 | 1196815.7987
94 | 2549265.2952 | 1196812.5859
95 | 2548808.8735 | 1196168.3381
96 | 2548823.6653 | 1196150.5895
97 | 2548789.674 | 1196184.7678
98 | 2548830.6502 | 1196120.5414
99 | 2548724.5835 | 1196200.7327
100 | 2548691.2789 | 1196223.8558
101 | 2548903.1062 | 1196424.0898
102 | 2548906.5937 | 1196222.1185
103 | 2548886.3178 | 1196433.3294
104 | 2548894.7535 | 1196168.2471
105 | 2548876.2324 | 1196208.4167
106 | 2548876.2339 | 1196431.053
107 | 2548885.0531 | 1196141.6987
108 | 2548874.2346 | 1196207.2428
109 | 2548859.4645 | 1196216.2744
110 | 2548854.5956 | 1196195.7267
111 | 2548707.2252 | 1196241.4892
112 | 2548518.8388 | 1196148.2787
113 | 2548504.2226 | 1196142.1882
114 | 2547610.3886 | 1196126.3558
115 | 2547631.564 | 1196149.1131
116 | 2548728.028 | 1196264.493
117 | 2548731.006 | 1196267.7861
118 | 2548964.8346 | 1196077.699
119 | 2548991.9004 | 1196090.3584
120 | 2549420.5909 | 1196220.9167
121 | 2549369.6428 | 1196195.0692
122 | 2549430.5072 | 1196205.8682
123 | 2549354.7166 | 1196190.5318
124 | 2549439.4157 | 1196188.6722
125 | 2549352.2082 | 1196188.2335
126 | 2549339.1842 | 1196175.5377
127 | 2549411.1241 | 1196160.1885
128 | 2549372.1284 | 1196119.8704
129 | 2549337.7217 | 1196174.0845
130 | 2549329.9253 | 1196164.843
131 | 2549483.6336 | 1196017.234
132 | 2549184.5606 | 1196082.01
133 | 2549246.3896 | 1196344.3102

## line_std_types
| c_nf_per_km | r_ohm_per_km | x_ohm_per_km | max_i_ka | type | q_mm2 | alpha | voltage_rating
NAYY 4x50 SE | 210 | 0.642 | 0.083 | 0.142 | cs | 50 | 0.00403 | LV
NAYY 4x120 SE | 264 | 0.225 | 0.08 | 0.242 | cs | 120 | 0.00403 | LV
NAYY 4x150 SE | 261 | 0.208 | 0.08 | 0.27 | cs | 150 | 0.00403 | LV
NA2XS2Y 1x95 RM/25 12/20 kV | 216 | 0.313 | 0.132 | 0.252 | cs | 95 | 0.00403 | MV
NA2XS2Y 1x185 RM/25 12/20 kV | 273 | 0.161 | 0.117 | 0.362 | cs | 185 | 0.00403 | MV
NA2XS2Y 1x240 RM/25 12/20 kV | 304 | 0.122 | 0.112 | 0.421 | cs | 240 | 0.00403 | MV
NA2XS2Y 1x95 RM/25 6/10 kV | 315 | 0.313 | 0.123 | 0.249 | cs | 95 | 0.00403 | MV
NA2XS2Y 1x185 RM/25 6/10 kV | 406 | 0.161 | 0.11 | 0.358 | cs | 185 | 0.00403 | MV
NA2XS2Y 1x240 RM/25 6/10 kV | 456 | 0.122 | 0.105 | 0.416 | cs | 240 | 0.00403 | MV
NA2XS2Y 1x150 RM/25 12/20 kV | 250 | 0.206 | 0.116 | 0.319 | cs | 150 | 0.00403 | MV
NA2XS2Y 1x120 RM/25 12/20 kV | 230 | 0.253 | 0.119 | 0.283 | cs | 120 | 0.00403 | MV
NA2XS2Y 1x70 RM/25 12/20 kV | 190 | 0.443 | 0.132 | 0.22 | cs | 70 | 0.00403 | MV
NA2XS2Y 1x150 RM/25 6/10 kV | 360 | 0.206 | 0.11 | 0.315 | cs | 150 | 0.00403 | MV
NA2XS2Y 1x120 RM/25 6/10 kV | 340 | 0.253 | 0.113 | 0.28 | cs | 120 | 0.00403 | MV
NA2XS2Y 1x70 RM/25 6/10 kV | 280 | 0.443 | 0.123 | 0.217 | cs | 70 | 0.00403 | MV
N2XS(FL)2Y 1x120 RM/35 64/110 kV | 112 | 0.153 | 0.166 | 0.366 | cs | 120 | 0.00393 | HV
N2XS(FL)2Y 1x185 RM/35 64/110 kV | 125 | 0.099 | 0.156 | 0.457 | cs | 185 | 0.00393 | HV
N2XS(FL)2Y 1x240 RM/35 64/110 kV | 135 | 0.075 | 0.149 | 0.526 | cs | 240 | 0.00393 | HV
N2XS(FL)2Y 1x300 RM/35 64/110 kV | 144 | 0.06 | 0.144 | 0.588 | cs | 300 | 0.00393 | HV
15-AL1/3-ST1A 0.4 | 11 | 1.8769 | 0.35 | 0.105 | ol | 16 | 0.00403 | LV
24-AL1/4-ST1A 0.4 | 11.25 | 1.2012 | 0.335 | 0.14 | ol | 24 | 0.00403 | LV
48-AL1/8-ST1A 0.4 | 12.2 | 0.5939 | 0.3 | 0.21 | ol | 48 | 0.00403 | LV
94-AL1/15-ST1A 0.4 | 13.2 | 0.306 | 0.29 | 0.35 | ol | 94 | 0.00403 | LV
34-AL1/6-ST1A 10.0 | 9.7 | 0.8342 | 0.36 | 0.17 | ol | 34 | 0.00403 | MV
48-AL1/8-ST1A 10.0 | 10.1 | 0.5939 | 0.35 | 0.21 | ol | 48 | 0.00403 | MV
70-AL1/11-ST1A 10.0 | 10.4 | 0.4132 | 0.339 | 0.29 | ol | 70 | 0.00403 | MV
94-AL1/15-ST1A 10.0 | 10.75 | 0.306 | 0.33 | 0.35 | ol | 94 | 0.00403 | MV
122-AL1/20-ST1A 10.0 | 11.1 | 0.2376 | 0.323 | 0.41 | ol | 122 | 0.00403 | MV
149-AL1/24-ST1A 10.0 | 11.25 | 0.194 | 0.315 | 0.47 | ol | 149 | 0.00403 | MV
34-AL1/6-ST1A 20.0 | 9.15 | 0.8342 | 0.382 | 0.17 | ol | 34 | 0.00403 | MV
48-AL1/8-ST1A 20.0 | 9.5 | 0.5939 | 0.372 | 0.21 | ol | 48 | 0.00403 | MV
70-AL1/11-ST1A 20.0 | 9.7 | 0.4132 | 0.36 | 0.29 | ol | 70 | 0.00403 | MV
94-AL1/15-ST1A 20.0 | 10 | 0.306 | 0.35 | 0.35 | ol | 94 | 0.00403 | MV
122-AL1/20-ST1A 20.0 | 10.3 | 0.2376 | 0.344 | 0.41 | ol | 122 | 0.00403 | MV
149-AL1/24-ST1A 20.0 | 10.5 | 0.194 | 0.337 | 0.47 | ol | 149 | 0.00403 | MV
184-AL1/30-ST1A 20.0 | 10.75 | 0.1571 | 0.33 | 0.535 | ol | 184 | 0.00403 | MV
243-AL1/39-ST1A 20.0 | 11 | 0.1188 | 0.32 | 0.645 | ol | 243 | 0.00403 | MV
48-AL1/8-ST1A 110.0 | 8 | 0.5939 | 0.46 | 0.21 | ol | 48 | 0.00403 | HV
70-AL1/11-ST1A 110.0 | 8.4 | 0.4132 | 0.45 | 0.29 | ol | 70 | 0.00403 | HV
94-AL1/15-ST1A 110.0 | 8.65 | 0.306 | 0.44 | 0.35 | ol | 94 | 0.00403 | HV
122-AL1/20-ST1A 110.0 | 8.5 | 0.2376 | 0.43 | 0.41 | ol | 122 | 0.00403 | HV
149-AL1/24-ST1A 110.0 | 8.75 | 0.194 | 0.41 | 0.47 | ol | 149 | 0.00403 | HV
184-AL1/30-ST1A 110.0 | 8.8 | 0.1571 | 0.4 | 0.535 | ol | 184 | 0.00403 | HV
243-AL1/39-ST1A 110.0 | 9 | 0.1188 | 0.39 | 0.645 | ol | 243 | 0.00403 | HV
305-AL1/39-ST1A 110.0 | 9.2 | 0.0949 | 0.38 | 0.74 | ol | 305 | 0.00403 | HV
490-AL1/64-ST1A 110.0 | 9.75 | 0.059 | 0.37 | 0.96 | ol | 490 | 0.00403 | HV
679-AL1/86-ST1A 110.0 | 9.95 | 0.042 | 0.36 | 1.15 | ol | 679 | 0.00403 | HV
490-AL1/64-ST1A 220.0 | 10 | 0.059 | 0.285 | 0.96 | ol | 490 | 0.00403 | HV
679-AL1/86-ST1A 220.0 | 11.7 | 0.042 | 0.275 | 1.15 | ol | 679 | 0.00403 | HV
490-AL1/64-ST1A 380.0 | 11 | 0.059 | 0.253 | 0.96 | ol | 490 | 0.00403 | HV
679-AL1/86-ST1A 380.0 | 14.6 | 0.042 | 0.25 | 1.15 | ol | 679 | 0.00403 | HV

## trafo_std_types
| i0_percent | pfe_kw | vkr_percent | sn_mva | vn_lv_kv | vn_hv_kv | vk_percent | shift_degree | vector_group | tap_side | tap_neutral | tap_min | tap_max | tap_step_degree | tap_step_percent | tap_phase_shifter
160 MVA 380/110 kV | 0.06 | 60 | 0.25 | 160 | 110 | 380 | 12.2 | 0 | Yy0 | hv | 0 | -9 | 9 | 0 | 1.5 | FALSE
100 MVA 220/110 kV | 0.06 | 55 | 0.26 | 100 | 110 | 220 | 12 | 0 | Yy0 | hv | 0 | -9 | 9 | 0 | 1.5 | FALSE
63 MVA 110/20 kV | 0.04 | 22 | 0.32 | 63 | 20 | 110 | 18 | 150 | YNd5 | hv | 0 | -9 | 9 | 0 | 1.5 | FALSE
40 MVA 110/20 kV | 0.05 | 18 | 0.34 | 40 | 20 | 110 | 16.2 | 150 | YNd5 | hv | 0 | -9 | 9 | 0 | 1.5 | FALSE
25 MVA 110/20 kV | 0.07 | 14 | 0.41 | 25 | 20 | 110 | 12 | 150 | YNd5 | hv | 0 | -9 | 9 | 0 | 1.5 | FALSE
63 MVA 110/10 kV | 0.04 | 22 | 0.32 | 63 | 10 | 110 | 18 | 150 | YNd5 | hv | 0 | -9 | 9 | 0 | 1.5 | FALSE
40 MVA 110/10 kV | 0.05 | 18 | 0.34 | 40 | 10 | 110 | 16.2 | 150 | YNd5 | hv | 0 | -9 | 9 | 0 | 1.5 | FALSE
25 MVA 110/10 kV | 0.07 | 14 | 0.41 | 25 | 10 | 110 | 12 | 150 | YNd5 | hv | 0 | -9 | 9 | 0 | 1.5 | FALSE
0.25 MVA 20/0.4 kV | 0.32 | 0.8 | 1.44 | 0.25 | 0.4 | 20 | 6 | 150 | Yzn5 | hv | 0 | -2 | 2 | 0 | 2.5 | FALSE
0.4 MVA 20/0.4 kV | 0.3375 | 1.35 | 1.425 | 0.4 | 0.4 | 20 | 6 | 150 | Dyn5 | hv | 0 | -2 | 2 | 0 | 2.5 | FALSE
0.63 MVA 20/0.4 kV | 0.2619 | 1.65 | 1.206 | 0.63 | 0.4 | 20 | 6 | 150 | Dyn5 | hv | 0 | -2 | 2 | 0 | 2.5 | FALSE
0.25 MVA 10/0.4 kV | 0.24 | 0.6 | 1.2 | 0.25 | 0.4 | 10 | 4 | 150 | Dyn5 | hv | 0 | -2 | 2 | 0 | 2.5 | FALSE
0.4 MVA 10/0.4 kV | 0.2375 | 0.95 | 1.325 | 0.4 | 0.4 | 10 | 4 | 150 | Dyn5 | hv | 0 | -2 | 2 | 0 | 2.5 | FALSE
0.63 MVA 10/0.4 kV | 0.1873 | 1.18 | 1.0794 | 0.63 | 0.4 | 10 | 4 | 150 | Dyn5 | hv | 0 | -2 | 2 | 0 | 2.5 | FALSE

## trafo3w_std_types
| sn_hv_mva | sn_mv_mva | sn_lv_mva | vn_hv_kv | vn_mv_kv | vn_lv_kv | vk_hv_percent | vk_mv_percent | vk_lv_percent | vkr_hv_percent | vkr_mv_percent | vkr_lv_percent | pfe_kw | i0_percent | shift_mv_degree | shift_lv_degree | vector_group | tap_side | tap_neutral | tap_min | tap_max | tap_step_percent
63/25/38 MVA 110/20/10 kV | 63 | 25 | 38 | 110 | 20 | 10 | 10.4 | 10.4 | 10.4 | 0.28 | 0.32 | 0.35 | 35 | 0.89 | 0 | 0 | YN0yn0yn0 | hv | 0 | -10 | 10 | 1.2
63/25/38 MVA 110/10/10 kV | 63 | 25 | 38 | 110 | 10 | 10 | 10.4 | 10.4 | 10.4 | 0.28 | 0.32 | 0.35 | 35 | 0.89 | 0 | 0 | YN0yn0yn0 | hv | 0 | -10 | 10 | 1.2

## fuse_std_types
| fuse_type | i_rated_a | t_avg | t_min | t_total | x_avg | x_min | x_total
HV 100A | HV 100A | 100 | 0 | [10.0, 3.64, 0.854, 0.281, 0.1, 0.0531, 0.022, 0.01] | [10.0, 4.267, 1.21, 0.403, 0.1, 0.058, 0.022, 0.01] | 0 | [300.0, 350.0, 450.0, 550.0, 700.0, 850.0, 1200.0, 1752.0] | [600.0, 700.0, 900.0, 1150.0, 1665.0, 2000.0, 3000.0, 4313.0]
HV 10A | HV 10A | 10 | 0 | [10.0, 1675.0, 0.344, 0.156, 0.1, 0.0417, 0.0171, 0.01] | [10.0, 1.3, 0.3, 0.155, 0.1, 0.0555, 0.023, 0.01] | 0 | [30.0, 32.0, 35.0, 37.0, 39.0, 50.0, 70.0, 88.0] | [60.0, 70.0, 80.0, 87.0, 94.0, 110.0, 150.0, 216.0]
HV 125A | HV 125A | 125 | 0 | [10.0, 1.82, 0.344, 0.1, 0.0467, 0.0269, 0.01] | [10.0, 2.478, 0.426, 0.1, 0.0427, 0.0211, 0.01] | 0 | [375.0, 500.0, 700.0, 925.0, 1200.0, 1500.0, 2341.0] | [750.0, 1000.0, 1500.0, 2200.0, 3000.0, 4000.0, 5765.0]
HV 160A | HV 160A | 160 | 0 | [10.0, 4.15, 1.03, 0.198, 0.1, 0.051, 0.0172, 0.01] | [10.0, 2.3, 0.734, 0.274, 0.1, 0.046, 0.0177, 0.01] | 0 | [480.0, 550.0, 700.0, 1000.0, 1260.0, 1600.0, 2500.0, 3227.0] | [960.0, 1300.0, 1700.0, 2200.0, 2996.0, 4000.0, 6000.0, 7946.0]
HV 16A | HV 16A | 16 | 0 | [10.0, 0.352, 0.164, 0.1, 0.0649, 0.0342, 0.01] | [10.0, 2.34, 0.722, 0.181, 0.1, 0.055, 0.0296, 0.01] | 0 | [48.0, 60.0, 65.0, 71.0, 80.0, 100.0, 162.0] | [96.0, 110.0, 125.0, 150.0, 168.0, 200.0, 250.0, 398.0]
HV 200A | HV 200A | 200 | 0 | [10.0, 4.267, 1.21, 0.403, 0.1, 0.058, 0.022, 0.01] | [10.0, 3.73, 1.654, 0.328, 0.1, 0.0531, 0.019, 0.01] | 0 | [600.0, 700.0, 900.0, 1150.0, 1665.0, 2000.0, 3000.0, 4313.0] | [1200.0, 1500.0, 1800.0, 2700.0, 3960.0, 5000.0, 7500.0, 10620.0]
HV 20A | HV 20A | 20 | 0 | [10.0, 1.3, 0.3, 0.155, 0.1, 0.0555, 0.023, 0.01] | [10.0, 1.3, 0.161, 0.1, 0.0611, 0.0399, 0.0141, 0.01] | 0 | [60.0, 70.0, 80.0, 87.0, 94.0, 110.0, 150.0, 216.0] | [120.0, 150.0, 200.0, 223.0, 260.0, 300.0, 450.0, 532.0]
HV 25A | HV 25A | 25 | 0 | [10.0, 2.512, 0.833, 0.299, 0.1, 0.0372, 0.0223, 0.01] | [10.0, 3.125, 0.597, 0.198, 0.1, 0.0378, 0.022, 0.01] | 0 | [75.0, 82.0, 90.0, 100.0, 124.0, 170.0, 200.0, 289.0] | [150.0, 170.0, 210.0, 250.0, 294.0, 400.0, 500.0, 711.0]
HV 31.5A | HV 31.5A | 31.5 | 0 | [10.0, 2.34, 0.722, 0.181, 0.1, 0.055, 0.0296, 0.01] | [10.0, 2.84, 0.368, 0.164, 0.1, 0.0621, 0.0378, 0.0195, 0.01] | 0 | [95.0, 110.0, 125.0, 150.0, 165.0, 200.0, 250.0, 390.0] | [189.0, 220.0, 300.0, 350.0, 393.0, 450.0, 530.0, 700.0, 960.0]
HV 40A | HV 40A | 40 | 0 | [10.0, 1.3, 0.161, 0.1, 0.0611, 0.0399, 0.0141, 0.01] | [10.0, 2.05, 0.369, 0.198, 0.1, 0.051, 0.0298, 0.01] | 0 | [120.0, 150.0, 200.0, 223.0, 260.0, 300.0, 450.0, 532.0] | [240.0, 300.0, 400.0, 450.0, 530.0, 650.0, 800.0, 1311.0]
HV 50A | HV 50A | 50 | 0 | [10.0, 3.215, 0.597, 0.198, 0.1, 0.0378, 0.022, 0.01] | [10.0, 3.64, 0.854, 0.281, 0.1, 0.0531, 0.022, 0.01] | 0 | [150.0, 170.0, 210.0, 250.0, 294.0, 400.0, 500.0, 711.0] | [300.0, 350.0, 450.0, 550.0, 700.0, 850.0, 1200.0, 1752.0]
HV 6.3A | HV 6.3A | 6.3 | 0 | [10.0, 1.39, 0.344, 0.168, 0.1, 0.056, 0.0263, 0.01] | [10.0, 1.711, 0.516, 0.198, 0.1, 0.0634, 0.0303, 0.01] | 0 | [19.0, 19.5, 20.4, 20.8, 22.0, 25.0, 32.0, 48.0] | [38.0, 40.0, 43.0, 48.0, 53.0, 60.0, 75.0, 118.0]
HV 63A | HV 63A | 63 | 0 | [10.0, 2.84, 0.368, 0.164, 0.1, 0.0621, 0.0378, 0.0195, 0.01] | [10.0, 1.82, 0.344, 0.1, 0.0467, 0.0269, 0.01] | 0 | [189.0, 220.0, 300.0, 350.0, 393.0, 450.0, 530.0, 700.0, 961.0] | [378.0, 500.0, 700.0, 934.0, 1200.0, 1500.0, 2366.0]
HV 80A | HV 80A | 80 | 0 | [10.0, 2.05, 0.369, 0.198, 0.1, 0.051, 0.0298, 0.01] | [10.0, 4.15, 1.03, 0.198, 0.1, 0.051, 0.0172, 0.01] | 0 | [240.0, 300.0, 400.0, 450.0, 530.0, 650.0, 800.0, 1311.0] | [480.0, 550.0, 700.0, 1000.0, 1260.0, 1600.0, 2500.0, 3227.0]
Siemens NH-1-100 | Siemens NH-1-100 | 100 | [5400.0, 2000.0, 400.0, 20.0, 1.0, 0.2, 0.012, 0.004] | 0 | 0 | [150.0, 190.0, 250.0, 430.0, 900.0, 1250.0, 2700.0, 3600.0] | 0 | 0
Siemens NH-1-125 | Siemens NH-1-125 | 125 | [4800.0, 120.0, 7.0, 0.1, 0.004] | 0 | 0 | [180.0, 400.0, 740.0, 2000.0, 4250.0] | 0 | 0
Siemens NH-1-16 | Siemens NH-1-16 | 16 | [4000.0, 400.0, 2.0, 0.1, 0.04, 0.01] | 0 | 0 | [26.0, 35.0, 75.0, 150.0, 200.0, 300.0] | 0 | 0
Siemens NH-1-160 | Siemens NH-1-160 | 160 | [4800.0, 120.0, 7.0, 0.1, 0.004] | 0 | 0 | [210.0, 500.0, 900.0, 2300.0, 5000.0] | 0 | 0
Siemens NH-1-25 | Siemens NH-1-25 | 25 | [4000.0, 1000.0, 10.0, 0.2, 0.02, 0.01] | 0 | 0 | [40.0, 50.0, 100.0, 210.0, 400.0, 500.0] | 0 | 0
Siemens NH-1-50 | Siemens NH-1-50 | 50 | [4000.0, 40.0, 4.0, 1.0, 0.02, 0.01] | 0 | 0 | [86.0, 200.0, 300.0, 400.0, 1000.0, 1280.0] | 0 | 0
Siemens NH-1-63 | Siemens NH-1-63 | 63 | [4000.0, 100.0, 10.0, 2.0, 0.04, 0.01] | 0 | 0 | [100.0, 200.0, 300.0, 400.0, 1000.0, 1500.0] | 0 | 0
Siemens NH-1-80 | Siemens NH-1-80 | 80 | [4800.0, 120.0, 7.0, 0.1, 0.01] | 0 | 0 | [150.58, 250.0, 450.0, 1150.0, 2470.0] | 0 | 0
Siemens NH-2-1000 | Siemens NH-2-1000 | 1000 | [4800.0, 120.0, 7.0, 0.1, 0.004] | 0 | 0 | [1900.0, 3500.0, 8400.0, 24000.0, 52000.0] | 0 | 0
Siemens NH-2-200 | Siemens NH-2-200 | 200 | [4800.0, 120.0, 7.0, 0.1, 0.004] | 0 | 0 | [280.0, 650.0, 1200.0, 3000.0, 7000.0] | 0 | 0
Siemens NH-2-224 | Siemens NH-2-224 | 224 | [4800.0, 120.0, 7.0, 0.2, 0.04, 0.004] | 0 | 0 | [400.0, 750.0, 1453.0, 3025.0, 4315.0, 7600.0] | 0 | 0
Siemens NH-2-250 | Siemens NH-2-250 | 250 | [4800.0, 120.0, 7.0, 0.1, 0.004] | 0 | 0 | [450.0, 800.0, 1650.0, 4000.0, 8500.0] | 0 | 0
Siemens NH-2-315 | Siemens NH-2-315 | 315 | [4800.0, 120.0, 7.0, 0.1, 0.004] | 0 | 0 | [550.0, 920.0, 1900.0, 5000.0, 11000.0] | 0 | 0
Siemens NH-2-355 | Siemens NH-2-355 | 355 | [4800.0, 120.0, 6.0, 0.1, 0.004] | 0 | 0 | [650.0, 1116.27, 2350.0, 5840.0, 12790.0] | 0 | 0
Siemens NH-2-400 | Siemens NH-2-400 | 400 | [4800.0, 120.0, 7.0, 0.1, 0.004] | 0 | 0 | [720.0, 1350.0, 2800.0, 6500.0, 15000.0] | 0 | 0
Siemens NH-2-425 | Siemens NH-2-425 | 425 | [4800.0, 120.0, 7.0, 0.1, 0.004] | 0 | 0 | [850.0, 1500.0, 3050.0, 7500.0, 16500.0] | 0 | 0
Siemens NH-2-630 | Siemens NH-2-630 | 630 | [4800.0, 120.0, 7.0, 0.1, 0.004] | 0 | 0 | [1200.0, 2000.0, 4800.0, 12000.0, 26000.0] | 0 | 0

## dtypes
| element | column | dtype
0 | bus | name | object
1 | bus | vn_kv | float64
2 | bus | type | object
3 | bus | zone | object
4 | bus | in_service | bool
5 | load | name | object
6 | load | bus | uint32
7 | load | p_mw | float64
8 | load | q_mvar | float64
9 | load | const_z_percent | float64
10 | load | const_i_percent | float64
11 | load | sn_mva | float64
12 | load | scaling | float64
13 | load | in_service | bool
14 | load | type | object
15 | ext_grid | name | object
16 | ext_grid | bus | uint32
17 | ext_grid | vm_pu | float64
18 | ext_grid | va_degree | float64
19 | ext_grid | slack_weight | float64
20 | ext_grid | in_service | bool
21 | line | name | object
22 | line | std_type | object
23 | line | from_bus | uint32
24 | line | to_bus | uint32
25 | line | length_km | float64
26 | line | r_ohm_per_km | float64
27 | line | x_ohm_per_km | float64
28 | line | c_nf_per_km | float64
29 | line | g_us_per_km | float64
30 | line | max_i_ka | float64
31 | line | df | float64
32 | line | parallel | uint32
33 | line | type | object
34 | line | in_service | bool
35 | trafo | name | object
36 | trafo | std_type | object
37 | trafo | hv_bus | uint32
38 | trafo | lv_bus | uint32
39 | trafo | sn_mva | float64
40 | trafo | vn_hv_kv | float64
41 | trafo | vn_lv_kv | float64
42 | trafo | vk_percent | float64
43 | trafo | vkr_percent | float64
44 | trafo | pfe_kw | float64
45 | trafo | i0_percent | float64
46 | trafo | shift_degree | float64
47 | trafo | tap_side | object
48 | trafo | tap_neutral | int32
49 | trafo | tap_min | int32
50 | trafo | tap_max | int32
51 | trafo | tap_step_percent | float64
52 | trafo | tap_step_degree | float64
53 | trafo | tap_pos | int32
54 | trafo | tap_phase_shifter | bool
55 | trafo | parallel | uint32
56 | trafo | df | float64
57 | trafo | in_service | bool
58 | line_geodata | coords | object
59 | bus_geodata | x | float64
60 | bus_geodata | y | float64
61 | bus_geodata | coords | object

## parameters
| version | format_version | converged | OPF_converged | name | f_hz | sn_mva
0 | 2.14.6 | 2.14.0 | FALSE | FALSE |  | 50 | 1