## bus
| name | vn_kv | type | zone | in_service
0 | bus_LV_985-1_1_3_node_9 | 0.4 | n |  | TRUE
1 | bus_LV_985-1_1_3_node_176 | 0.4 | n |  | TRUE
2 | bus_LV_985-1_1_3_node_211 | 0.4 | n |  | TRUE
3 | bus_LV_985-1_1_3_node_72 | 0.4 | n |  | TRUE
4 | bus_LV_985-1_1_3_node_73 | 0.4 | n |  | TRUE
5 | bus_LV_985-1_1_3_node_74 | 0.4 | n |  | TRUE
6 | bus_LV_985-1_1_3_node_75 | 0.4 | n |  | TRUE
7 | bus_LV_985-1_1_3_node_76 | 0.4 | n |  | TRUE
8 | bus_LV_985-1_1_3_node_78 | 0.4 | n |  | TRUE
9 | bus_LV_985-1_1_3_node_79 | 0.4 | n |  | TRUE
10 | bus_LV_985-1_1_3_node_77 | 0.4 | n |  | TRUE
11 | bus_LV_985-1_1_3_node_82 | 0.4 | n |  | TRUE
12 | bus_LV_985-1_1_3_node_83 | 0.4 | n |  | TRUE
13 | bus_LV_985-1_1_3_node_84 | 0.4 | n |  | TRUE
14 | bus_LV_985-1_1_3_node_99 | 0.4 | n |  | TRUE
15 | bus_LV_985-1_1_3_node_96 | 0.4 | n |  | TRUE
16 | bus_LV_985-1_1_3_node_159 | 0.4 | n |  | TRUE
17 | bus_LV_985-1_1_3_node_235 | 0.4 | n |  | TRUE
18 | bus_LV_985-1_1_3_node_80 | 0.4 | n |  | TRUE
19 | bus_LV_985-1_1_3_node_453 | 0.4 | n |  | TRUE
20 | bus_LV_985-1_1_3_node_81 | 0.4 | n |  | TRUE
21 | bus_LV_985-1_1_3_node_100 | 0.4 | n |  | TRUE
22 | bus_LV_985-1_1_3_node_98 | 0.4 | n |  | TRUE
23 | bus_LV_985-1_1_3_node_101 | 0.4 | n |  | TRUE
24 | bus_LV_985-1_1_3_node_92 | 0.4 | n |  | TRUE
25 | bus_LV_985-1_1_3_node_89 | 0.4 | n |  | TRUE
26 | bus_LV_985-1_1_3_node_85 | 0.4 | n |  | TRUE
27 | bus_LV_985-1_1_3_node_86 | 0.4 | n |  | TRUE
28 | bus_LV_985-1_1_3_node_87 | 0.4 | n |  | TRUE
29 | bus_LV_985-1_1_3_node_88 | 0.4 | n |  | TRUE
30 | bus_LV_985-1_1_3_node_90 | 0.4 | n |  | TRUE
31 | bus_LV_985-1_1_3_node_91 | 0.4 | n |  | TRUE
32 | bus_LV_985-1_1_3_node_139 | 0.4 | n |  | TRUE
33 | bus_LV_985-1_1_3_node_219 | 0.4 | n |  | TRUE
34 | bus_LV_985-1_1_3_node_93 | 0.4 | n |  | TRUE
35 | bus_LV_985-1_1_3_node_94 | 0.4 | n |  | TRUE
36 | bus_LV_985-1_1_3_node_103 | 0.4 | n |  | TRUE
37 | bus_LV_985-1_1_3_node_102 | 0.4 | n |  | TRUE
38 | bus_LV_985-1_1_3_node_95 | 0.4 | n |  | TRUE
39 | bus_LV_985-1_1_3_node_97 | 0.4 | n |  | TRUE
40 | bus_LV_985-1_1_3_node_169 | 0.4 | n |  | TRUE
41 | bus_LV_985-1_1_3_node_104 | 0.4 | n |  | TRUE
42 | bus_LV_985-1_1_3_node_126 | 0.4 | n |  | TRUE
43 | bus_LV_985-1_1_3_node_128 | 0.4 | n |  | TRUE
44 | bus_LV_985-1_1_3_node_129 | 0.4 | n |  | TRUE
45 | bus_LV_985-1_1_3_node_135 | 0.4 | n |  | TRUE
46 | bus_LV_985-1_1_3_node_130 | 0.4 | n |  | TRUE
47 | bus_LV_985-1_1_3_node_131 | 0.4 | n |  | TRUE
48 | bus_LV_985-1_1_3_node_132 | 0.4 | n |  | TRUE
49 | bus_LV_985-1_1_3_node_136 | 0.4 | n |  | TRUE
50 | bus_LV_985-1_1_3_node_179 | 0.4 | n |  | TRUE
51 | bus_LV_985-1_1_3_node_171 | 0.4 | n |  | TRUE
52 | bus_LV_985-1_1_3_node_137 | 0.4 | n |  | TRUE
53 | bus_LV_985-1_1_3_node_138 | 0.4 | n |  | TRUE
54 | bus_LV_985-1_1_3_node_140 | 0.4 | n |  | TRUE
55 | bus_LV_985-1_1_3_node_141 | 0.4 | n |  | TRUE
56 | bus_LV_985-1_1_3_node_142 | 0.4 | n |  | TRUE
57 | bus_LV_985-1_1_3_node_154 | 0.4 | n |  | TRUE
58 | bus_LV_985-1_1_3_node_156 | 0.4 | n |  | TRUE
59 | bus_LV_985-1_1_3_node_213 | 0.4 | n |  | TRUE
60 | bus_LV_985-1_1_3_node_157 | 0.4 | n |  | TRUE
61 | bus_LV_985-1_1_3_node_158 | 0.4 | n |  | TRUE
62 | bus_LV_985-1_1_3_node_160 | 0.4 | n |  | TRUE
63 | bus_LV_985-1_1_3_node_162 | 0.4 | n |  | TRUE
64 | bus_LV_985-1_1_3_node_161 | 0.4 | n |  | TRUE
65 | bus_LV_985-1_1_3_node_167 | 0.4 | n |  | TRUE
66 | bus_LV_985-1_1_3_node_165 | 0.4 | n |  | TRUE
67 | bus_LV_985-1_1_3_node_163 | 0.4 | n |  | TRUE
68 | bus_LV_985-1_1_3_node_164 | 0.4 | n |  | TRUE
69 | bus_LV_985-1_1_3_node_168 | 0.4 | n |  | TRUE
70 | bus_LV_985-1_1_3_node_166 | 0.4 | n |  | TRUE
71 | bus_LV_985-1_1_3_node_170 | 0.4 | n |  | TRUE
72 | bus_LV_985-1_1_3_node_172 | 0.4 | n |  | TRUE
73 | bus_LV_985-1_1_3_node_173 | 0.4 | n |  | TRUE
74 | bus_LV_985-1_1_3_node_174 | 0.4 | n |  | TRUE
75 | bus_LV_985-1_1_3_node_175 | 0.4 | n |  | TRUE
76 | bus_LV_985-1_1_3_node_177 | 0.4 | n |  | TRUE
77 | bus_LV_985-1_1_3_node_178 | 0.4 | n |  | TRUE
78 | bus_LV_985-1_1_3_node_182 | 0.4 | n |  | TRUE
79 | bus_LV_985-1_1_3_node_181 | 0.4 | n |  | TRUE
80 | bus_LV_985-1_1_3_node_180 | 0.4 | n |  | TRUE
81 | bus_LV_985-1_1_3_node_434 | 0.4 | n |  | TRUE
82 | bus_LV_985-1_1_3_node_437 | 0.4 | n |  | TRUE
83 | bus_LV_985-1_1_3_node_436 | 0.4 | n |  | TRUE
84 | bus_LV_985-1_1_3_node_183 | 0.4 | n |  | TRUE
85 | bus_LV_985-1_1_3_node_184 | 0.4 | n |  | TRUE
86 | bus_LV_985-1_1_3_node_185 | 0.4 | n |  | TRUE
87 | bus_LV_985-1_1_3_node_186 | 0.4 | n |  | TRUE
88 | bus_LV_985-1_1_3_node_187 | 0.4 | n |  | TRUE
89 | bus_LV_985-1_1_3_node_189 | 0.4 | n |  | TRUE
90 | bus_LV_985-1_1_3_node_190 | 0.4 | n |  | TRUE
91 | bus_LV_985-1_1_3_node_191 | 0.4 | n |  | TRUE
92 | bus_LV_985-1_1_3_node_192 | 0.4 | n |  | TRUE
93 | bus_LV_985-1_1_3_node_195 | 0.4 | n |  | TRUE
94 | bus_LV_985-1_1_3_node_197 | 0.4 | n |  | TRUE
95 | bus_LV_985-1_1_3_node_205 | 0.4 | n |  | TRUE
96 | bus_LV_985-1_1_3_node_206 | 0.4 | n |  | TRUE
97 | bus_LV_985-1_1_3_node_207 | 0.4 | n |  | TRUE
98 | bus_LV_985-1_1_3_node_208 | 0.4 | n |  | TRUE
99 | bus_LV_985-1_1_3_node_209 | 0.4 | n |  | TRUE
100 | bus_LV_985-1_1_3_node_210 | 0.4 | n |  | TRUE
101 | bus_LV_985-1_1_3_node_212 | 0.4 | n |  | TRUE
102 | bus_LV_985-1_1_3_node_214 | 0.4 | n |  | TRUE
103 | bus_LV_985-1_1_3_node_215 | 0.4 | n |  | TRUE
104 | bus_LV_985-1_1_3_node_216 | 0.4 | n |  | TRUE
105 | bus_LV_985-1_1_3_node_217 | 0.4 | n |  | TRUE
106 | bus_LV_985-1_1_3_node_218 | 0.4 | n |  | TRUE
107 | bus_LV_985-1_1_3_node_220 | 0.4 | n |  | TRUE
108 | bus_LV_985-1_1_3_node_221 | 0.4 | n |  | TRUE
109 | bus_LV_985-1_1_3_node_222 | 0.4 | n |  | TRUE
110 | bus_LV_985-1_1_3_node_223 | 0.4 | n |  | TRUE
111 | bus_LV_985-1_1_3_node_224 | 0.4 | n |  | TRUE
112 | bus_LV_985-1_1_3_node_233 | 0.4 | n |  | TRUE
113 | bus_LV_985-1_1_3_node_234 | 0.4 | n |  | TRUE
114 | bus_LV_985-1_1_3_node_236 | 0.4 | n |  | TRUE
115 | bus_LV_985-1_1_3_node_237 | 0.4 | n |  | TRUE
116 | bus_LV_985-1_1_3_node_238 | 0.4 | n |  | TRUE
117 | bus_LV_985-1_1_3_node_341 | 0.4 | n |  | TRUE
118 | bus_LV_985-1_1_3_node_246 | 0.4 | n |  | TRUE
119 | bus_LV_985-1_1_3_node_252 | 0.4 | n |  | TRUE
120 | bus_LV_985-1_1_3_node_253 | 0.4 | n |  | TRUE
121 | bus_LV_985-1_1_3_node_340 | 0.4 | n |  | TRUE
122 | bus_LV_985-1_1_3_node_343 | 0.4 | n |  | TRUE
123 | bus_LV_985-1_1_3_node_260 | 0.4 | n |  | TRUE
124 | bus_LV_985-1_1_3_node_431 | 0.4 | n |  | TRUE
125 | bus_LV_985-1_1_3_node_262 | 0.4 | n |  | TRUE
126 | bus_LV_985-1_1_3_node_433 | 0.4 | n |  | TRUE
127 | bus_LV_985-1_1_3_node_432 | 0.4 | n |  | TRUE
128 | bus_LV_985-1_1_3_node_275 | 0.4 | n |  | TRUE
129 | bus_LV_985-1_1_3_node_276 | 0.4 | n |  | TRUE
130 | bus_LV_985-1_1_3_node_353 | 0.4 | n |  | TRUE
131 | bus_LV_985-1_1_3_node_351 | 0.4 | n |  | TRUE
132 | bus_LV_985-1_1_3_node_344 | 0.4 | n |  | TRUE
133 | bus_LV_985-1_1_3_node_345 | 0.4 | n |  | TRUE
134 | bus_LV_985-1_1_3_node_346 | 0.4 | n |  | TRUE
135 | bus_LV_985-1_1_3_node_347 | 0.4 | n |  | TRUE
136 | bus_LV_985-1_1_3_node_348 | 0.4 | n |  | TRUE
137 | bus_LV_985-1_1_3_node_352 | 0.4 | n |  | TRUE
138 | bus_LV_985-1_1_3_node_421 | 0.4 | n |  | TRUE
139 | bus_LV_985-1_1_3_node_422 | 0.4 | n |  | TRUE
140 | bus_LV_985-1_1_3_node_424 | 0.4 | n |  | TRUE
141 | bus_LV_985-1_1_3_node_423 | 0.4 | n |  | TRUE
142 | bus_LV_985-1_1_3_node_428 | 0.4 | n |  | TRUE
143 | bus_LV_985-1_1_3_node_427 | 0.4 | n |  | TRUE
144 | bus_LV_985-1_1_3_node_429 | 0.4 | n |  | TRUE
145 | bus_LV_985-1_1_3_node_430 | 0.4 | n |  | TRUE
146 | bus_MV_184_1_node_206 | 20 | n |  | TRUE

## load
| name | bus | p_mw | q_mvar | const_z_percent | const_i_percent | sn_mva | scaling | in_service | type
0 | LV_985-1_1_3_load_211 | 2 | 0.002245 | 0.00056266 | 0 | 0 |  | 1 | TRUE | wye
1 | LV_985-1_1_3_load_72 | 3 | 0.0017332 | 0.00043437 | 0 | 0 |  | 1 | TRUE | wye
2 | LV_985-1_1_3_load_73 | 4 | 0.00025759 | 6.4558e-05 | 0 | 0 |  | 1 | TRUE | wye
3 | LV_985-1_1_3_load_75 | 6 | 0.0002236 | 5.6039e-05 | 0 | 0 |  | 1 | TRUE | wye
4 | LV_985-1_1_3_load_82 | 11 | 0.0003213 | 8.0524e-05 | 0 | 0 |  | 1 | TRUE | wye
5 | LV_985-1_1_3_load_83 | 12 | 0.0095174 | 0.0023853 | 0 | 0 |  | 1 | TRUE | wye
6 | LV_985-1_1_3_load_99 | 14 | 0.0012204 | 0.00030587 | 0 | 0 |  | 1 | TRUE | wye
7 | LV_985-1_1_3_load_96 | 15 | 0.000243 | 6.0902e-05 | 0 | 0 |  | 1 | TRUE | wye
8 | LV_985-1_1_3_load_235 | 17 | 0.00037743 | 9.4592e-05 | 0 | 0 |  | 1 | TRUE | wye
9 | LV_985-1_1_3_load_453 | 19 | 0.00082317 | 0.00020631 | 0 | 0 |  | 1 | TRUE | wye
10 | LV_985-1_1_3_load_100 | 21 | 0.00067745 | 0.00016978 | 0 | 0 |  | 1 | TRUE | wye
11 | LV_985-1_1_3_load_98 | 22 | 0.00088241 | 0.00022115 | 0 | 0 |  | 1 | TRUE | wye
12 | LV_985-1_1_3_load_101 | 23 | 0.0015863 | 0.00039757 | 0 | 0 |  | 1 | TRUE | wye
13 | LV_985-1_1_3_load_89 | 25 | 0.00083246 | 0.00020864 | 0 | 0 |  | 1 | TRUE | wye
14 | LV_985-1_1_3_load_85 | 26 | 0.00029361 | 7.3586e-05 | 0 | 0 |  | 1 | TRUE | wye
15 | LV_985-1_1_3_load_86 | 27 | 0.00052605 | 0.00013184 | 0 | 0 |  | 1 | TRUE | wye
16 | LV_985-1_1_3_load_90 | 30 | 0.0019467 | 0.00048789 | 0 | 0 |  | 1 | TRUE | wye
17 | LV_985-1_1_3_load_219 | 33 | 0.00037986 | 9.5202e-05 | 0 | 0 |  | 1 | TRUE | wye
18 | LV_985-1_1_3_load_93 | 34 | 0.0017198 | 0.00043101 | 0 | 0 |  | 1 | TRUE | wye
19 | LV_985-1_1_3_load_102 | 37 | 0.0027226 | 0.00068234 | 0 | 0 |  | 1 | TRUE | wye
20 | LV_985-1_1_3_load_95 | 38 | 0.0005741 | 0.00014388 | 0 | 0 |  | 1 | TRUE | wye
21 | LV_985-1_1_3_load_97 | 39 | 0.0029987 | 0.00075154 | 0 | 0 |  | 1 | TRUE | wye
22 | LV_985-1_1_3_load_104 | 41 | 0.00092156 | 0.00023096 | 0 | 0 |  | 1 | TRUE | wye
23 | LV_985-1_1_3_load_129 | 44 | 0.00065826 | 0.00016498 | 0 | 0 |  | 1 | TRUE | wye
24 | LV_985-1_1_3_load_135 | 45 | 0.001421 | 0.00035613 | 0 | 0 |  | 1 | TRUE | wye
25 | LV_985-1_1_3_load_130 | 46 | 0.00049676 | 0.0001245 | 0 | 0 |  | 1 | TRUE | wye
26 | LV_985-1_1_3_load_131 | 47 | 0.00064121 | 0.0001607 | 0 | 0 |  | 1 | TRUE | wye
27 | LV_985-1_1_3_load_132 | 48 | 0.00054449 | 0.00013646 | 0 | 0 |  | 1 | TRUE | wye
28 | LV_985-1_1_3_load_171 | 51 | 0.00052509 | 0.0001316 | 0 | 0 |  | 1 | TRUE | wye
29 | LV_985-1_1_3_load_137 | 52 | 0.00058619 | 0.00014691 | 0 | 0 |  | 1 | TRUE | wye
30 | LV_985-1_1_3_load_140 | 54 | 0.0037974 | 0.00095171 | 0 | 0 |  | 1 | TRUE | wye
31 | LV_985-1_1_3_load_141 | 55 | 0.00077404 | 0.00019399 | 0 | 0 |  | 1 | TRUE | wye
32 | LV_985-1_1_3_load_142 | 56 | 0.001118 | 0.00028021 | 0 | 0 |  | 1 | TRUE | wye
33 | LV_985-1_1_3_load_154 | 57 | 0.00026368 | 6.6085e-05 | 0 | 0 |  | 1 | TRUE | wye
34 | LV_985-1_1_3_load_156 | 58 | 0.0004761 | 0.00011932 | 0 | 0 |  | 1 | TRUE | wye
35 | LV_985-1_1_3_load_157 | 60 | 0.0010795 | 0.00027055 | 0 | 0 |  | 1 | TRUE | wye
36 | LV_985-1_1_3_load_158 | 61 | 0.00028836 | 7.2269e-05 | 0 | 0 |  | 1 | TRUE | wye
37 | LV_985-1_1_3_load_160 | 62 | 0.00011417 | 2.8614e-05 | 0 | 0 |  | 1 | TRUE | wye
38 | LV_985-1_1_3_load_167 | 65 | 0.00019364 | 4.853e-05 | 0 | 0 |  | 1 | TRUE | wye
39 | LV_985-1_1_3_load_165 | 66 | 0.00037729 | 9.4558e-05 | 0 | 0 |  | 1 | TRUE | wye
40 | LV_985-1_1_3_load_164 | 68 | 0.00017473 | 4.3791e-05 | 0 | 0 |  | 1 | TRUE | wye
41 | LV_985-1_1_3_load_168 | 69 | 0.00078907 | 0.00019776 | 0 | 0 |  | 1 | TRUE | wye
42 | LV_985-1_1_3_load_166 | 70 | 0.00042764 | 0.00010718 | 0 | 0 |  | 1 | TRUE | wye
43 | LV_985-1_1_3_load_170 | 71 | 0.0012182 | 0.00030532 | 0 | 0 |  | 1 | TRUE | wye
44 | LV_985-1_1_3_load_172 | 72 | 0.0013489 | 0.00033806 | 0 | 0 |  | 1 | TRUE | wye
45 | LV_985-1_1_3_load_173 | 73 | 0.00053941 | 0.00013519 | 0 | 0 |  | 1 | TRUE | wye
46 | LV_985-1_1_3_load_174 | 74 | 0.001243 | 0.00031153 | 0 | 0 |  | 1 | TRUE | wye
47 | LV_985-1_1_3_load_175 | 75 | 0.0006333 | 0.00015872 | 0 | 0 |  | 1 | TRUE | wye
48 | LV_985-1_1_3_load_177 | 76 | 0.00034779 | 8.7165e-05 | 0 | 0 |  | 1 | TRUE | wye
49 | LV_985-1_1_3_load_178 | 77 | 0.00022329 | 5.5962e-05 | 0 | 0 |  | 1 | TRUE | wye
50 | LV_985-1_1_3_load_182 | 78 | 0.00073541 | 0.00018431 | 0 | 0 |  | 1 | TRUE | wye
51 | LV_985-1_1_3_load_181 | 79 | 0.00025379 | 6.3605e-05 | 0 | 0 |  | 1 | TRUE | wye
52 | LV_985-1_1_3_load_434 | 81 | 0.00023224 | 5.8206e-05 | 0 | 0 |  | 1 | TRUE | wye
53 | LV_985-1_1_3_load_437 | 82 | 0.0025796 | 0.00064651 | 0 | 0 |  | 1 | TRUE | wye
54 | LV_985-1_1_3_load_436 | 83 | 0.0007322 | 0.00018351 | 0 | 0 |  | 1 | TRUE | wye
55 | LV_985-1_1_3_load_184 | 85 | 0.00046011 | 0.00011531 | 0 | 0 |  | 1 | TRUE | wye
56 | LV_985-1_1_3_load_185 | 86 | 0.00084344 | 0.00021138 | 0 | 0 |  | 1 | TRUE | wye
57 | LV_985-1_1_3_load_186 | 87 | 0.00016375 | 4.1039e-05 | 0 | 0 |  | 1 | TRUE | wye
58 | LV_985-1_1_3_load_187 | 88 | 0.00065798 | 0.00016491 | 0 | 0 |  | 1 | TRUE | wye
59 | LV_985-1_1_3_load_190 | 90 | 0.0013949 | 0.00034959 | 0 | 0 |  | 1 | TRUE | wye
60 | LV_985-1_1_3_load_191 | 91 | 0.00036792 | 9.2208e-05 | 0 | 0 |  | 1 | TRUE | wye
61 | LV_985-1_1_3_load_197 | 94 | 0.00020979 | 5.2579e-05 | 0 | 0 |  | 1 | TRUE | wye
62 | LV_985-1_1_3_load_205 | 95 | 0.0029108 | 0.00072951 | 0 | 0 |  | 1 | TRUE | wye
63 | LV_985-1_1_3_load_206 | 96 | 0.00056013 | 0.00014038 | 0 | 0 |  | 1 | TRUE | wye
64 | LV_985-1_1_3_load_208 | 98 | 0.00055235 | 0.00013843 | 0 | 0 |  | 1 | TRUE | wye
65 | LV_985-1_1_3_load_209 | 99 | 0.00050718 | 0.00012711 | 0 | 0 |  | 1 | TRUE | wye
66 | LV_985-1_1_3_load_210 | 100 | 0.00033038 | 8.2801e-05 | 0 | 0 |  | 1 | TRUE | wye
67 | LV_985-1_1_3_load_212 | 101 | 0.00031952 | 8.0079e-05 | 0 | 0 |  | 1 | TRUE | wye
68 | LV_985-1_1_3_load_214 | 102 | 0.00034153 | 8.5596e-05 | 0 | 0 |  | 1 | TRUE | wye
69 | LV_985-1_1_3_load_215 | 103 | 0.0012746 | 0.00031944 | 0 | 0 |  | 1 | TRUE | wye
70 | LV_985-1_1_3_load_216 | 104 | 0.00026665 | 6.6828e-05 | 0 | 0 |  | 1 | TRUE | wye
71 | LV_985-1_1_3_load_217 | 105 | 0.00031845 | 7.981e-05 | 0 | 0 |  | 1 | TRUE | wye
72 | LV_985-1_1_3_load_220 | 107 | 0.001685 | 0.0004223 | 0 | 0 |  | 1 | TRUE | wye
73 | LV_985-1_1_3_load_221 | 108 | 0.0014741 | 0.00036945 | 0 | 0 |  | 1 | TRUE | wye
74 | LV_985-1_1_3_load_223 | 110 | 0.00027523 | 6.8979e-05 | 0 | 0 |  | 1 | TRUE | wye
75 | LV_985-1_1_3_load_224 | 111 | 0.00040876 | 0.00010245 | 0 | 0 |  | 1 | TRUE | wye
76 | LV_985-1_1_3_load_233 | 112 | 0.001541 | 0.0003862 | 0 | 0 |  | 1 | TRUE | wye
77 | LV_985-1_1_3_load_234 | 113 | 0.00032701 | 8.1957e-05 | 0 | 0 |  | 1 | TRUE | wye
78 | LV_985-1_1_3_load_236 | 114 | 0.00025507 | 6.3927e-05 | 0 | 0 |  | 1 | TRUE | wye
79 | LV_985-1_1_3_load_341 | 117 | 0.00099329 | 0.00024894 | 0 | 0 |  | 1 | TRUE | wye
80 | LV_985-1_1_3_load_252 | 119 | 0.00011533 | 2.8905e-05 | 0 | 0 |  | 1 | TRUE | wye
81 | LV_985-1_1_3_load_253 | 120 | 0.00089096 | 0.0002233 | 0 | 0 |  | 1 | TRUE | wye
82 | LV_985-1_1_3_load_340 | 121 | 0.00012386 | 3.1042e-05 | 0 | 0 |  | 1 | TRUE | wye
83 | LV_985-1_1_3_load_343 | 122 | 8.816e-05 | 2.2095e-05 | 0 | 0 |  | 1 | TRUE | wye
84 | LV_985-1_1_3_load_431 | 124 | 0.00035686 | 8.9438e-05 | 0 | 0 |  | 1 | TRUE | wye
85 | LV_985-1_1_3_load_433 | 126 | 0.0011015 | 0.00027607 | 0 | 0 |  | 1 | TRUE | wye
86 | LV_985-1_1_3_load_275 | 128 | 0.00031689 | 7.942e-05 | 0 | 0 |  | 1 | TRUE | wye
87 | LV_985-1_1_3_load_353 | 130 | 0.00021021 | 5.2682e-05 | 0 | 0 |  | 1 | TRUE | wye
88 | LV_985-1_1_3_load_351 | 131 | 0.00028253 | 7.0809e-05 | 0 | 0 |  | 1 | TRUE | wye
89 | LV_985-1_1_3_load_346 | 134 | 0.0001615 | 4.0476e-05 | 0 | 0 |  | 1 | TRUE | wye
90 | LV_985-1_1_3_load_347 | 135 | 0.00081952 | 0.00020539 | 0 | 0 |  | 1 | TRUE | wye
91 | LV_985-1_1_3_load_348 | 136 | 0.00010486 | 2.6279e-05 | 0 | 0 |  | 1 | TRUE | wye
92 | LV_985-1_1_3_load_421 | 138 | 0.00035442 | 8.8825e-05 | 0 | 0 |  | 1 | TRUE | wye
93 | LV_985-1_1_3_load_428 | 142 | 0.001788 | 0.00044811 | 0 | 0 |  | 1 | TRUE | wye
94 | LV_985-1_1_3_load_427 | 143 | 0.00026138 | 6.5507e-05 | 0 | 0 |  | 1 | TRUE | wye
95 | LV_985-1_1_3_load_430 | 145 | 0.00025475 | 6.3845e-05 | 0 | 0 |  | 1 | TRUE | wye

## ext_grid
| name | bus | vm_pu | va_degree | slack_weight | in_service
0 |  | 15 | 1 | 0 | 1 | TRUE

## line
| name | std_type | from_bus | to_bus | length_km | r_ohm_per_km | x_ohm_per_km | c_nf_per_km | g_us_per_km | max_i_ka | df | parallel | type | in_service
0 | LV_985-1_1_3_line_0 | NAYY 4x150 SE | 0 | 1 | 0.79666 | 0.208 | 0.08 | 261 | 0 | 0.27 | 1 | 1 | cs | TRUE
1 | LV_985-1_1_3_line_1 | NAYY 4x150 SE | 0 | 2 | 0.033072 | 0.208 | 0.08 | 261 | 0 | 0.27 | 1 | 1 | cs | TRUE
2 | LV_985-1_1_3_line_2 | NAYY 4x150 SE | 1 | 72 | 0.016014 | 0.208 | 0.08 | 261 | 0 | 0.27 | 1 | 1 | cs | TRUE
3 | LV_985-1_1_3_line_3 | NAYY 4x150 SE | 1 | 74 | 0.030627 | 0.208 | 0.08 | 261 | 0 | 0.27 | 1 | 1 | cs | TRUE
4 | LV_985-1_1_3_line_4 | NAYY 4x150 SE | 2 | 99 | 0.057867 | 0.208 | 0.08 | 261 | 0 | 0.27 | 1 | 1 | cs | TRUE
5 | LV_985-1_1_3_line_5 | NAYY 4x150 SE | 3 | 4 | 0.012867 | 0.208 | 0.08 | 261 | 0 | 0.27 | 1 | 1 | cs | TRUE
6 | LV_985-1_1_3_line_6 | NAYY 4x150 SE | 3 | 5 | 0.019847 | 0.208 | 0.08 | 261 | 0 | 0.27 | 1 | 1 | cs | TRUE
7 | LV_985-1_1_3_line_7 | NAYY 4x150 SE | 4 | 6 | 0.015441 | 0.208 | 0.08 | 261 | 0 | 0.27 | 1 | 1 | cs | TRUE
8 | LV_985-1_1_3_line_8 | NAYY 4x150 SE | 5 | 7 | 0.033853 | 0.208 | 0.08 | 261 | 0 | 0.27 | 1 | 1 | cs | TRUE
9 | LV_985-1_1_3_line_9 | NAYY 4x150 SE | 5 | 8 | 0.010931 | 0.208 | 0.08 | 261 | 0 | 0.27 | 1 | 1 | cs | TRUE
10 | LV_985-1_1_3_line_10 | NAYY 4x150 SE | 5 | 9 | 0.78103 | 0.208 | 0.08 | 261 | 0 | 0.27 | 1 | 1 | cs | TRUE
11 | LV_985-1_1_3_line_11 | NAYY 4x150 SE | 6 | 10 | 0.017097 | 0.208 | 0.08 | 261 | 0 | 0.27 | 1 | 1 | cs | TRUE
12 | LV_985-1_1_3_line_12 | NAYY 4x150 SE | 7 | 11 | 0.013352 | 0.208 | 0.08 | 261 | 0 | 0.27 | 1 | 1 | cs | TRUE
13 | LV_985-1_1_3_line_13 | NAYY 4x150 SE | 7 | 12 | 0.016637 | 0.208 | 0.08 | 261 | 0 | 0.27 | 1 | 1 | cs | TRUE
14 | LV_985-1_1_3_line_14 | NAYY 4x150 SE | 8 | 14 | 0.036176 | 0.208 | 0.08 | 261 | 0 | 0.27 | 1 | 1 | cs | TRUE
15 | LV_985-1_1_3_line_15 | NAYY 4x150 SE | 8 | 15 | 0.017409 | 0.208 | 0.08 | 261 | 0 | 0.27 | 1 | 1 | cs | TRUE
16 | LV_985-1_1_3_line_16 | NAYY 4x150 SE | 9 | 16 | 0.7028 | 0.208 | 0.08 | 261 | 0 | 0.27 | 1 | 1 | cs | TRUE
17 | LV_985-1_1_3_line_17 | NAYY 4x150 SE | 9 | 17 | 0.024146 | 0.208 | 0.08 | 261 | 0 | 0.27 | 1 | 1 | cs | TRUE
18 | LV_985-1_1_3_line_18 | NAYY 4x150 SE | 10 | 13 | 0.007781 | 0.208 | 0.08 | 261 | 0 | 0.27 | 1 | 1 | cs | TRUE
19 | LV_985-1_1_3_line_19 | NAYY 4x150 SE | 12 | 23 | 0.051219 | 0.208 | 0.08 | 261 | 0 | 0.27 | 1 | 1 | cs | TRUE
20 | LV_985-1_1_3_line_20 | NAYY 4x150 SE | 13 | 24 | 0.010232 | 0.208 | 0.08 | 261 | 0 | 0.27 | 1 | 1 | cs | TRUE
21 | LV_985-1_1_3_line_21 | NAYY 4x150 SE | 13 | 25 | 0.025458 | 0.208 | 0.08 | 261 | 0 | 0.27 | 1 | 1 | cs | TRUE
22 | LV_985-1_1_3_line_22 | NAYY 4x150 SE | 15 | 38 | 0.013544 | 0.208 | 0.08 | 261 | 0 | 0.27 | 1 | 2 | cs | TRUE
23 | LV_985-1_1_3_line_23 | NAYY 4x150 SE | 16 | 60 | 0.022987 | 0.208 | 0.08 | 261 | 0 | 0.27 | 1 | 1 | cs | TRUE
24 | LV_985-1_1_3_line_24 | NAYY 4x150 SE | 17 | 112 | 0.021652 | 0.208 | 0.08 | 261 | 0 | 0.27 | 1 | 1 | cs | TRUE
25 | LV_985-1_1_3_line_25 | NAYY 4x150 SE | 18 | 19 | 0.03408 | 0.208 | 0.08 | 261 | 0 | 0.27 | 1 | 1 | cs | TRUE
26 | LV_985-1_1_3_line_26 | NAYY 4x150 SE | 18 | 20 | 0.074086 | 0.208 | 0.08 | 261 | 0 | 0.27 | 1 | 1 | cs | TRUE
27 | LV_985-1_1_3_line_27 | NAYY 4x150 SE | 20 | 21 | 0.058256 | 0.208 | 0.08 | 261 | 0 | 0.27 | 1 | 1 | cs | TRUE
28 | LV_985-1_1_3_line_28 | NAYY 4x150 SE | 20 | 22 | 0.018951 | 0.208 | 0.08 | 261 | 0 | 0.27 | 1 | 1 | cs | TRUE
29 | LV_985-1_1_3_line_29 | NAYY 4x150 SE | 21 | 40 | 0.045027 | 0.208 | 0.08 | 261 | 0 | 0.27 | 1 | 1 | cs | TRUE
30 | LV_985-1_1_3_line_30 | NAYY 4x150 SE | 22 | 39 | 0.10857 | 0.208 | 0.08 | 261 | 0 | 0.27 | 1 | 1 | cs | TRUE
31 | LV_985-1_1_3_line_31 | NAYY 4x150 SE | 24 | 34 | 0.012623 | 0.208 | 0.08 | 261 | 0 | 0.27 | 1 | 1 | cs | TRUE
32 | LV_985-1_1_3_line_32 | NAYY 4x150 SE | 24 | 35 | 0.05021 | 0.208 | 0.08 | 261 | 0 | 0.27 | 1 | 1 | cs | TRUE
33 | LV_985-1_1_3_line_33 | NAYY 4x150 SE | 25 | 28 | 0.030987 | 0.208 | 0.08 | 261 | 0 | 0.27 | 1 | 1 | cs | TRUE
34 | LV_985-1_1_3_line_34 | NAYY 4x150 SE | 26 | 27 | 0.025 | 0.208 | 0.08 | 261 | 0 | 0.27 | 1 | 1 | cs | TRUE
35 | LV_985-1_1_3_line_35 | NAYY 4x150 SE | 26 | 28 | 0.044112 | 0.208 | 0.08 | 261 | 0 | 0.27 | 1 | 1 | cs | TRUE
36 | LV_985-1_1_3_line_36 | NAYY 4x150 SE | 27 | 29 | 0.039602 | 0.208 | 0.08 | 261 | 0 | 0.27 | 1 | 1 | cs | TRUE
37 | LV_985-1_1_3_line_37 | NAYY 4x150 SE | 28 | 30 | 0.016968 | 0.208 | 0.08 | 261 | 0 | 0.27 | 1 | 1 | cs | TRUE
38 | LV_985-1_1_3_line_38 | NAYY 4x150 SE | 29 | 31 | 0.5564 | 0.208 | 0.08 | 261 | 0 | 0.27 | 1 | 1 | cs | TRUE
39 | LV_985-1_1_3_line_39 | NAYY 4x150 SE | 31 | 32 | 0.76001 | 0.208 | 0.08 | 261 | 0 | 0.27 | 1 | 1 | cs | TRUE
40 | LV_985-1_1_3_line_40 | NAYY 4x150 SE | 31 | 33 | 0.00983 | 0.208 | 0.08 | 261 | 0 | 0.27 | 1 | 1 | cs | TRUE
41 | LV_985-1_1_3_line_41 | NAYY 4x150 SE | 32 | 54 | 0.014128 | 0.208 | 0.08 | 261 | 0 | 0.27 | 1 | 1 | cs | TRUE
42 | LV_985-1_1_3_line_42 | NAYY 4x150 SE | 32 | 53 | 0.051919 | 0.208 | 0.08 | 261 | 0 | 0.27 | 1 | 1 | cs | TRUE
43 | LV_985-1_1_3_line_43 | NAYY 4x150 SE | 33 | 108 | 0.049426 | 0.208 | 0.08 | 261 | 0 | 0.27 | 1 | 1 | cs | TRUE
44 | LV_985-1_1_3_line_44 | NAYY 4x150 SE | 33 | 105 | 0.020455 | 0.208 | 0.08 | 261 | 0 | 0.27 | 1 | 1 | cs | TRUE
45 | LV_985-1_1_3_line_45 | NAYY 4x150 SE | 35 | 36 | 0.029083 | 0.208 | 0.08 | 261 | 0 | 0.27 | 1 | 1 | cs | TRUE
46 | LV_985-1_1_3_line_46 | NAYY 4x150 SE | 35 | 37 | 0.014784 | 0.208 | 0.08 | 261 | 0 | 0.27 | 1 | 1 | cs | TRUE
47 | LV_985-1_1_3_line_47 | NAYY 4x150 SE | 36 | 41 | 0.016496 | 0.208 | 0.08 | 261 | 0 | 0.27 | 1 | 1 | cs | TRUE
48 | LV_985-1_1_3_line_48 | NAYY 4x150 SE | 38 | 39 | 0.025413 | 0.208 | 0.08 | 261 | 0 | 0.27 | 1 | 2 | cs | TRUE
49 | LV_985-1_1_3_line_49 | NAYY 4x150 SE | 40 | 71 | 0.016842 | 0.208 | 0.08 | 261 | 0 | 0.27 | 1 | 1 | cs | TRUE
50 | LV_985-1_1_3_line_50 | NAYY 4x150 SE | 40 | 51 | 0.014741 | 0.208 | 0.08 | 261 | 0 | 0.27 | 1 | 1 | cs | TRUE
51 | LV_985-1_1_3_line_51 | NAYY 4x150 SE | 42 | 43 | 0.18557 | 0.208 | 0.08 | 261 | 0 | 0.27 | 1 | 1 | cs | TRUE
52 | LV_985-1_1_3_line_52 | NAYY 4x150 SE | 42 | 44 | 0.059617 | 0.208 | 0.08 | 261 | 0 | 0.27 | 1 | 1 | cs | TRUE
53 | LV_985-1_1_3_line_53 | NAYY 4x150 SE | 43 | 45 | 0.034741 | 0.208 | 0.08 | 261 | 0 | 0.27 | 1 | 1 | cs | TRUE
54 | LV_985-1_1_3_line_54 | NAYY 4x150 SE | 44 | 46 | 0.0084984 | 0.208 | 0.08 | 261 | 0 | 0.27 | 1 | 1 | cs | TRUE
55 | LV_985-1_1_3_line_55 | NAYY 4x150 SE | 46 | 47 | 0.054219 | 0.208 | 0.08 | 261 | 0 | 0.27 | 1 | 1 | cs | TRUE
56 | LV_985-1_1_3_line_56 | NAYY 4x150 SE | 47 | 48 | 0.0043575 | 0.208 | 0.08 | 261 | 0 | 0.27 | 1 | 1 | cs | TRUE
57 | LV_985-1_1_3_line_57 | NAYY 4x150 SE | 48 | 49 | 0.0054692 | 0.208 | 0.08 | 261 | 0 | 0.27 | 1 | 1 | cs | TRUE
58 | LV_985-1_1_3_line_58 | NAYY 4x150 SE | 49 | 50 | 0.36359 | 0.208 | 0.08 | 261 | 0 | 0.27 | 1 | 1 | cs | TRUE
59 | LV_985-1_1_3_line_59 | NAYY 4x150 SE | 49 | 51 | 0.023893 | 0.208 | 0.08 | 261 | 0 | 0.27 | 1 | 1 | cs | TRUE
60 | LV_985-1_1_3_line_60 | NAYY 4x150 SE | 50 | 79 | 0.033783 | 0.208 | 0.08 | 261 | 0 | 0.27 | 1 | 1 | cs | TRUE
61 | LV_985-1_1_3_line_61 | NAYY 4x150 SE | 52 | 53 | 0.07116 | 0.208 | 0.08 | 261 | 0 | 0.27 | 1 | 1 | cs | TRUE
62 | LV_985-1_1_3_line_62 | NAYY 4x150 SE | 54 | 55 | 0.0090439 | 0.208 | 0.08 | 261 | 0 | 0.27 | 1 | 1 | cs | TRUE
63 | LV_985-1_1_3_line_63 | NAYY 4x150 SE | 55 | 56 | 0.0087229 | 0.208 | 0.08 | 261 | 0 | 0.27 | 1 | 1 | cs | TRUE
64 | LV_985-1_1_3_line_64 | NAYY 4x150 SE | 57 | 58 | 0.035912 | 0.208 | 0.08 | 261 | 0 | 0.27 | 1 | 1 | cs | TRUE
65 | LV_985-1_1_3_line_65 | NAYY 4x150 SE | 58 | 59 | 0.0020124 | 0.208 | 0.08 | 261 | 0 | 0.27 | 1 | 1 | cs | TRUE
66 | LV_985-1_1_3_line_66 | NAYY 4x150 SE | 59 | 102 | 0.077501 | 0.208 | 0.08 | 261 | 0 | 0.27 | 1 | 1 | cs | TRUE
67 | LV_985-1_1_3_line_67 | NAYY 4x150 SE | 59 | 101 | 0.044353 | 0.208 | 0.08 | 261 | 0 | 0.27 | 1 | 1 | cs | TRUE
68 | LV_985-1_1_3_line_68 | NAYY 4x150 SE | 60 | 61 | 0.021209 | 0.208 | 0.08 | 261 | 0 | 0.27 | 1 | 1 | cs | TRUE
69 | LV_985-1_1_3_line_69 | NAYY 4x150 SE | 61 | 62 | 0.058477 | 0.208 | 0.08 | 261 | 0 | 0.27 | 1 | 1 | cs | TRUE
70 | LV_985-1_1_3_line_70 | NAYY 4x150 SE | 62 | 63 | 0.017566 | 0.208 | 0.08 | 261 | 0 | 0.27 | 1 | 1 | cs | TRUE
71 | LV_985-1_1_3_line_71 | NAYY 4x150 SE | 63 | 67 | 0.016707 | 0.208 | 0.08 | 261 | 0 | 0.27 | 1 | 1 | cs | TRUE
72 | LV_985-1_1_3_line_72 | NAYY 4x150 SE | 63 | 64 | 0.061021 | 0.208 | 0.08 | 261 | 0 | 0.27 | 1 | 1 | cs | TRUE
73 | LV_985-1_1_3_line_73 | NAYY 4x150 SE | 64 | 65 | 0.017119 | 0.208 | 0.08 | 261 | 0 | 0.27 | 1 | 1 | cs | TRUE
74 | LV_985-1_1_3_line_74 | NAYY 4x150 SE | 64 | 66 | 0.0035134 | 0.208 | 0.08 | 261 | 0 | 0.27 | 1 | 1 | cs | TRUE
75 | LV_985-1_1_3_line_75 | NAYY 4x150 SE | 66 | 70 | 0.018633 | 0.208 | 0.08 | 261 | 0 | 0.27 | 1 | 1 | cs | TRUE
76 | LV_985-1_1_3_line_76 | NAYY 4x150 SE | 67 | 68 | 0.053428 | 0.208 | 0.08 | 261 | 0 | 0.27 | 1 | 1 | cs | TRUE
77 | LV_985-1_1_3_line_77 | NAYY 4x150 SE | 68 | 69 | 0.026915 | 0.208 | 0.08 | 261 | 0 | 0.27 | 1 | 1 | cs | TRUE
78 | LV_985-1_1_3_line_78 | NAYY 4x150 SE | 71 | 72 | 0.10426 | 0.208 | 0.08 | 261 | 0 | 0.27 | 1 | 1 | cs | TRUE
79 | LV_985-1_1_3_line_79 | NAYY 4x150 SE | 73 | 74 | 0.026144 | 0.208 | 0.08 | 261 | 0 | 0.27 | 1 | 1 | cs | TRUE
80 | LV_985-1_1_3_line_80 | NAYY 4x150 SE | 73 | 75 | 0.0031327 | 0.208 | 0.08 | 261 | 0 | 0.27 | 1 | 1 | cs | TRUE
81 | LV_985-1_1_3_line_81 | NAYY 4x150 SE | 75 | 76 | 0.018051 | 0.208 | 0.08 | 261 | 0 | 0.27 | 1 | 1 | cs | TRUE
82 | LV_985-1_1_3_line_82 | NAYY 4x150 SE | 76 | 77 | 0.011807 | 0.208 | 0.08 | 261 | 0 | 0.27 | 1 | 1 | cs | TRUE
83 | LV_985-1_1_3_line_83 | NAYY 4x150 SE | 77 | 78 | 0.29201 | 0.208 | 0.08 | 261 | 0 | 0.27 | 1 | 1 | cs | TRUE
84 | LV_985-1_1_3_line_84 | NAYY 4x150 SE | 78 | 84 | 0.031084 | 0.208 | 0.08 | 261 | 0 | 0.27 | 1 | 1 | cs | TRUE
85 | LV_985-1_1_3_line_85 | NAYY 4x150 SE | 79 | 83 | 0.0012689 | 0.208 | 0.08 | 261 | 0 | 0.27 | 1 | 1 | cs | TRUE
86 | LV_985-1_1_3_line_86 | NAYY 4x150 SE | 80 | 81 | 0.064201 | 0.208 | 0.08 | 261 | 0 | 0.27 | 1 | 1 | cs | TRUE
87 | LV_985-1_1_3_line_87 | NAYY 4x150 SE | 80 | 82 | 0.022034 | 0.208 | 0.08 | 261 | 0 | 0.27 | 1 | 1 | cs | TRUE
88 | LV_985-1_1_3_line_88 | NAYY 4x150 SE | 81 | 123 | 0.25704 | 0.208 | 0.08 | 261 | 0 | 0.27 | 1 | 1 | cs | TRUE
89 | LV_985-1_1_3_line_89 | NAYY 4x150 SE | 82 | 83 | 0.017901 | 0.208 | 0.08 | 261 | 0 | 0.27 | 1 | 1 | cs | TRUE
90 | LV_985-1_1_3_line_90 | NAYY 4x150 SE | 84 | 85 | 0.020795 | 0.208 | 0.08 | 261 | 0 | 0.27 | 1 | 1 | cs | TRUE
91 | LV_985-1_1_3_line_91 | NAYY 4x150 SE | 84 | 86 | 0.044202 | 0.208 | 0.08 | 261 | 0 | 0.27 | 1 | 1 | cs | TRUE
92 | LV_985-1_1_3_line_92 | NAYY 4x150 SE | 84 | 87 | 0.019639 | 0.208 | 0.08 | 261 | 0 | 0.27 | 1 | 1 | cs | TRUE
93 | LV_985-1_1_3_line_93 | NAYY 4x150 SE | 86 | 88 | 0.010717 | 0.208 | 0.08 | 261 | 0 | 0.27 | 1 | 1 | cs | TRUE
94 | LV_985-1_1_3_line_94 | NAYY 4x150 SE | 88 | 89 | 0.066569 | 0.208 | 0.08 | 261 | 0 | 0.27 | 1 | 1 | cs | TRUE
95 | LV_985-1_1_3_line_95 | NAYY 4x150 SE | 89 | 90 | 0.043665 | 0.208 | 0.08 | 261 | 0 | 0.27 | 1 | 1 | cs | TRUE
96 | LV_985-1_1_3_line_96 | NAYY 4x150 SE | 89 | 91 | 0.0083761 | 0.208 | 0.08 | 261 | 0 | 0.27 | 1 | 1 | cs | TRUE
97 | LV_985-1_1_3_line_97 | NAYY 4x150 SE | 90 | 92 | 0.0075272 | 0.208 | 0.08 | 261 | 0 | 0.27 | 1 | 1 | cs | TRUE
98 | LV_985-1_1_3_line_98 | NAYY 4x150 SE | 92 | 93 | 0.020559 | 0.208 | 0.08 | 261 | 0 | 0.27 | 1 | 1 | cs | TRUE
99 | LV_985-1_1_3_line_99 | NAYY 4x150 SE | 93 | 94 | 0.013052 | 0.208 | 0.08 | 261 | 0 | 0.27 | 1 | 1 | cs | TRUE
100 | LV_985-1_1_3_line_100 | NAYY 4x150 SE | 95 | 96 | 0.0076232 | 0.208 | 0.08 | 261 | 0 | 0.27 | 1 | 1 | cs | TRUE
101 | LV_985-1_1_3_line_101 | NAYY 4x150 SE | 95 | 97 | 0.022363 | 0.208 | 0.08 | 261 | 0 | 0.27 | 1 | 1 | cs | TRUE
102 | LV_985-1_1_3_line_102 | NAYY 4x150 SE | 96 | 98 | 0.012952 | 0.208 | 0.08 | 261 | 0 | 0.27 | 1 | 1 | cs | TRUE
103 | LV_985-1_1_3_line_103 | NAYY 4x150 SE | 97 | 99 | 0.012736 | 0.208 | 0.08 | 261 | 0 | 0.27 | 1 | 1 | cs | TRUE
104 | LV_985-1_1_3_line_104 | NAYY 4x150 SE | 97 | 100 | 0.030566 | 0.208 | 0.08 | 261 | 0 | 0.27 | 1 | 1 | cs | TRUE
105 | LV_985-1_1_3_line_105 | NAYY 4x150 SE | 100 | 101 | 0.018045 | 0.208 | 0.08 | 261 | 0 | 0.27 | 1 | 1 | cs | TRUE
106 | LV_985-1_1_3_line_106 | NAYY 4x150 SE | 102 | 103 | 0.0095673 | 0.208 | 0.08 | 261 | 0 | 0.27 | 1 | 1 | cs | TRUE
107 | LV_985-1_1_3_line_107 | NAYY 4x150 SE | 104 | 105 | 0.0048542 | 0.208 | 0.08 | 261 | 0 | 0.27 | 1 | 1 | cs | TRUE
108 | LV_985-1_1_3_line_108 | NAYY 4x150 SE | 104 | 106 | 0.0046663 | 0.208 | 0.08 | 261 | 0 | 0.27 | 1 | 1 | cs | TRUE
109 | LV_985-1_1_3_line_109 | NAYY 4x150 SE | 106 | 107 | 0.034735 | 0.208 | 0.08 | 261 | 0 | 0.27 | 1 | 1 | cs | TRUE
110 | LV_985-1_1_3_line_110 | NAYY 4x150 SE | 107 | 109 | 0.0058571 | 0.208 | 0.08 | 261 | 0 | 0.27 | 1 | 1 | cs | TRUE
111 | LV_985-1_1_3_line_111 | NAYY 4x150 SE | 109 | 110 | 0.034312 | 0.208 | 0.08 | 261 | 0 | 0.27 | 1 | 1 | cs | TRUE
112 | LV_985-1_1_3_line_112 | NAYY 4x150 SE | 109 | 111 | 0.010893 | 0.208 | 0.08 | 261 | 0 | 0.27 | 1 | 1 | cs | TRUE
113 | LV_985-1_1_3_line_113 | NAYY 4x150 SE | 112 | 113 | 0.017421 | 0.208 | 0.08 | 261 | 0 | 0.27 | 1 | 1 | cs | TRUE
114 | LV_985-1_1_3_line_114 | NAYY 4x150 SE | 113 | 114 | 0.039183 | 0.208 | 0.08 | 261 | 0 | 0.27 | 1 | 1 | cs | TRUE
115 | LV_985-1_1_3_line_115 | NAYY 4x150 SE | 114 | 115 | 0.38057 | 0.208 | 0.08 | 261 | 0 | 0.27 | 1 | 1 | cs | TRUE
116 | LV_985-1_1_3_line_116 | NAYY 4x150 SE | 115 | 116 | 0.25232 | 0.208 | 0.08 | 261 | 0 | 0.27 | 1 | 1 | cs | TRUE
117 | LV_985-1_1_3_line_117 | NAYY 4x150 SE | 116 | 117 | 0.54168 | 0.208 | 0.08 | 261 | 0 | 0.27 | 1 | 1 | cs | TRUE
118 | LV_985-1_1_3_line_118 | NAYY 4x150 SE | 117 | 121 | 0.029816 | 0.208 | 0.08 | 261 | 0 | 0.27 | 1 | 1 | cs | TRUE
119 | LV_985-1_1_3_line_119 | NAYY 4x150 SE | 118 | 119 | 0.0077012 | 0.208 | 0.08 | 261 | 0 | 0.27 | 1 | 1 | cs | TRUE
120 | LV_985-1_1_3_line_120 | NAYY 4x150 SE | 118 | 120 | 0.010472 | 0.208 | 0.08 | 261 | 0 | 0.27 | 1 | 1 | cs | TRUE
121 | LV_985-1_1_3_line_121 | NAYY 4x150 SE | 119 | 121 | 0.02559 | 0.208 | 0.08 | 261 | 0 | 0.27 | 1 | 1 | cs | TRUE
122 | LV_985-1_1_3_line_122 | NAYY 4x150 SE | 120 | 122 | 0.022483 | 0.208 | 0.08 | 261 | 0 | 0.27 | 1 | 1 | cs | TRUE
123 | LV_985-1_1_3_line_123 | NAYY 4x150 SE | 122 | 132 | 0.010725 | 0.208 | 0.08 | 261 | 0 | 0.27 | 1 | 1 | cs | TRUE
124 | LV_985-1_1_3_line_124 | NAYY 4x150 SE | 123 | 124 | 0.01669 | 0.208 | 0.08 | 261 | 0 | 0.27 | 1 | 1 | cs | TRUE
125 | LV_985-1_1_3_line_125 | NAYY 4x150 SE | 124 | 144 | 0.0083568 | 0.208 | 0.08 | 261 | 0 | 0.27 | 1 | 1 | cs | TRUE
126 | LV_985-1_1_3_line_126 | NAYY 4x150 SE | 125 | 126 | 0.0056643 | 0.208 | 0.08 | 261 | 0 | 0.27 | 1 | 1 | cs | TRUE
127 | LV_985-1_1_3_line_127 | NAYY 4x150 SE | 125 | 127 | 0.019782 | 0.208 | 0.08 | 261 | 0 | 0.27 | 1 | 1 | cs | TRUE
128 | LV_985-1_1_3_line_128 | NAYY 4x150 SE | 126 | 141 | 0.019422 | 0.208 | 0.08 | 261 | 0 | 0.27 | 1 | 1 | cs | TRUE
129 | LV_985-1_1_3_line_129 | NAYY 4x150 SE | 127 | 128 | 0.0070067 | 0.208 | 0.08 | 261 | 0 | 0.27 | 1 | 1 | cs | TRUE
130 | LV_985-1_1_3_line_130 | NAYY 4x150 SE | 129 | 130 | 0.049421 | 0.208 | 0.08 | 261 | 0 | 0.27 | 1 | 1 | cs | TRUE
131 | LV_985-1_1_3_line_131 | NAYY 4x150 SE | 129 | 131 | 0.063013 | 0.208 | 0.08 | 261 | 0 | 0.27 | 1 | 1 | cs | TRUE
132 | LV_985-1_1_3_line_132 | NAYY 4x150 SE | 131 | 137 | 0.015948 | 0.208 | 0.08 | 261 | 0 | 0.27 | 1 | 1 | cs | TRUE
133 | LV_985-1_1_3_line_133 | NAYY 4x150 SE | 132 | 133 | 0.053427 | 0.208 | 0.08 | 261 | 0 | 0.27 | 1 | 1 | cs | TRUE
134 | LV_985-1_1_3_line_134 | NAYY 4x150 SE | 132 | 134 | 0.04518 | 0.208 | 0.08 | 261 | 0 | 0.27 | 1 | 1 | cs | TRUE
135 | LV_985-1_1_3_line_135 | NAYY 4x150 SE | 133 | 135 | 0.0144 | 0.208 | 0.08 | 261 | 0 | 0.27 | 1 | 1 | cs | TRUE
136 | LV_985-1_1_3_line_136 | NAYY 4x150 SE | 133 | 136 | 0.0003701 | 0.208 | 0.08 | 261 | 0 | 0.27 | 1 | 1 | cs | TRUE
137 | LV_985-1_1_3_line_137 | NAYY 4x150 SE | 136 | 137 | 0.036003 | 0.208 | 0.08 | 261 | 0 | 0.27 | 1 | 1 | cs | TRUE
138 | LV_985-1_1_3_line_138 | NAYY 4x150 SE | 138 | 139 | 0.021622 | 0.208 | 0.08 | 261 | 0 | 0.27 | 1 | 1 | cs | TRUE
139 | LV_985-1_1_3_line_139 | NAYY 4x150 SE | 139 | 140 | 0.029417 | 0.208 | 0.08 | 261 | 0 | 0.27 | 1 | 1 | cs | TRUE
140 | LV_985-1_1_3_line_140 | NAYY 4x150 SE | 140 | 142 | 0.0034216 | 0.208 | 0.08 | 261 | 0 | 0.27 | 1 | 1 | cs | TRUE
141 | LV_985-1_1_3_line_141 | NAYY 4x150 SE | 140 | 141 | 0.009324 | 0.208 | 0.08 | 261 | 0 | 0.27 | 1 | 1 | cs | TRUE
142 | LV_985-1_1_3_line_142 | NAYY 4x150 SE | 142 | 143 | 0.014289 | 0.208 | 0.08 | 261 | 0 | 0.27 | 1 | 1 | cs | TRUE
143 | LV_985-1_1_3_line_143 | NAYY 4x150 SE | 143 | 144 | 0.0023169 | 0.208 | 0.08 | 261 | 0 | 0.27 | 1 | 1 | cs | TRUE
144 | LV_985-1_1_3_line_144 | NAYY 4x150 SE | 144 | 145 | 0.012774 | 0.208 | 0.08 | 261 | 0 | 0.27 | 1 | 1 | cs | TRUE

## trafo
| name | std_type | hv_bus | lv_bus | sn_mva | vn_hv_kv | vn_lv_kv | vk_percent | vkr_percent | pfe_kw | i0_percent | shift_degree | tap_side | tap_neutral | tap_min | tap_max | tap_step_percent | tap_step_degree | tap_pos | tap_phase_shifter | parallel | df | in_service
0 | LV_985-1_1_3_trafo_96 | 0.25 MVA 20/0.4 kV | 146 | 15 | 0.25 | 20 | 0.4 | 6 | 1.44 | 0.8 | 0.32 | 150 | hv | 0 | -2 | 2 | 2.5 | 0 | 0 | FALSE | 1 | 1 | TRUE

## line_geodata
| x0 | y0 | x1 | y1 | x2 | y2 | x3 | y3 | x4 | y4 | x5 | y5 | x6 | y6 | x7 | y7 | x8 | y8 | x9 | y9 | x10 | y10 | x11 | y11 | x12 | y12 | x13 | y13 | x14 | y14 | x15 | y15 | x16 | y16 | x17 | y17 | x18 | y18 | x19 | y19 | x20 | y20 | x21 | y21 | x22 | y22 | x23 | y23 | x24 | y24 | x25 | y25 | x26 | y26 | x27 | y27 | x28 | y28 | x29 | y29 | x30 | y30 | x31 | y31 | x32 | y32 | x33 | y33 | x34 | y34 | x35 | y35 | x36 | y36 | x37 | y37 | x38 | y38 | x39 | y39 | x40 | y40 | x41 | y41 | x42 | y42 | x43 | y43 | x44 | y44 | x45 | y45 | x46 | y46 | x47 | y47 | x48 | y48 | x49 | y49 | x50 | y50 | x51 | y51 | x52 | y52 | x53 | y53 | x54 | y54 | x55 | y55 | x56 | y56 | x57 | y57 | x58 | y58 | x59 | y59 | x60 | y60 | x61 | y61 | x62 | y62 | x63 | y63 | x64 | y64 | x65 | y65 | x66 | y66 | x67 | y67 | x68 | y68 | x69 | y69 | x70 | y70 | x71 | y71 | x72 | y72 | x73 | y73 | x74 | y74 | x75 | y75 | x76 | y76 | x77 | y77 | x78 | y78 | x79 | y79 | x80 | y80 | x81 | y81 | x82 | y82 | x83 | y83 | x84 | y84 | x85 | y85 | x86 | y86 | x87 | y87 | x88 | y88 | x89 | y89 | x90 | y90 | x91 | y91 | x92 | y92 | x93 | y93 | x94 | y94 | x95 | y95 | x96 | y96 | x97 | y97
0 | 2622282.35 | 1222272.7313 | 2622286.7393 | 1222297.6289 | 2622293.3531 | 1222317.8543 | 2622303.694 | 1222341.2177 | 2622320.0947 | 1222372.6863 | 2622359.0417 | 1222436.8251 | 2622380.0922 | 1222480.0515 | 2622392.4979 | 1222502.7558 | 2622431.3181 | 1222557.8227 | 2622439.5358 | 1222568.7711 | 2622450.4236 | 1222569.4902 | 2622459.7426 | 1222575.9846 | 2622466.1846 | 1222583.1686 | 2622470.7475 | 1222593.9365 | 2622474.2968 | 1222605.9903 | 2622479.3641 | 1222635.8268 | 2622482.1368 | 1222662.7864 | 2622482.1853 | 1222688.157 | 2622481.6709 | 1222709.9456 | 2622483.3291 | 1222726.7283 | 2622487.159 | 1222740.7843 | 2622491.7217 | 1222751.5523 | 2622498.592 | 1222759.7496 | 2622508.7762 | 1222765.9583 | 2622548.403 | 1222781.4392 | 2622592.7714 | 1222798.3836 | 2622605.132 | 1222800.5761 | 2622616.6383 | 1222800.0527 | 2622626.998 | 1222797.9352 | 2622636.3627 | 1222792.234 | 2622642.5797 | 1222784.6643 | 2622649.9269 | 1222761.045 | 2622657.5562 | 1222739.0611 | 2622669.7782 | 1222701.9191
1 | 2622669.7782 | 1222701.9191 | 2622675.3059 | 1222686.1642 | 2622679.8158 | 1222670.4224
2 | 2622282.35 | 1222272.7313 | 2622281.6674 | 1222268.6708 | 2622282.4583 | 1222256.8003
3 | 2622282.35 | 1222272.7313 | 2622255.9876 | 1222288.3208
4 | 2622714.568 | 1222626.3695 | 2622708.8498 | 1222636.1291 | 2622701.9236 | 1222642.6955 | 2622690.8279 | 1222648.8124 | 2622685.7705 | 1222656.531 | 2622679.8175 | 1222670.4166 | 2622679.8158 | 1222670.4224
5 | 2622546.0796 | 1222115.861 | 2622554.6541 | 1222116.9407 | 2622558.0781 | 1222119.4161
6 | 2622526.2859 | 1222115.4994 | 2622540.0912 | 1222115.1069 | 2622546.0796 | 1222115.861
7 | 2622558.0781 | 1222119.4161 | 2622563.1104 | 1222123.054 | 2622565.3127 | 1222130.3222 | 2622565.3066 | 1222131.959
8 | 2622526.2859 | 1222115.4994 | 2622514.3401 | 1222123.6035 | 2622504.6398 | 1222131.5716 | 2622499.5707 | 1222136.2886
9 | 2622519.3107 | 1222112.8271 | 2622524.401 | 1222110.5227 | 2622525.1269 | 1222113.1159 | 2622526.2859 | 1222115.4994
10 | 2622526.2859 | 1222115.4994 | 2622525.1269 | 1222113.1159 | 2622524.401 | 1222110.5227 | 2622524.2674 | 1222105.7194 | 2622524.6733 | 1222100.6625 | 2622525.4395 | 1222096.6074 | 2622527.0777 | 1222092.6001 | 2622529.3222 | 1222088.7175 | 2622532.8812 | 1222084.2172 | 2622537.0673 | 1222080.364 | 2622539.6609 | 1222078.4394 | 2622543.0127 | 1222076.562 | 2622556.1738 | 1222070.0635 | 2622559.2593 | 1222068.4298 | 2622562.1952 | 1222066.2285 | 2622565.4918 | 1222062.939 | 2622567.6409 | 1222060.2122 | 2622569.6555 | 1222056.9846 | 2622571.2236 | 1222053.4663 | 2622572.6039 | 1222049.4803 | 2622573.4967 | 1222046.0483 | 2622574.0091 | 1222042.9262 | 2622574.0058 | 1222037.7899 | 2622573.3183 | 1222033.0845 | 2622572.1658 | 1222028.9666 | 2622570.4584 | 1222025.1802 | 2622570.4567 | 1222019.6214 | 2622570.1572 | 1222016.5851 | 2622568.8274 | 1222011.2325 | 2622567.1714 | 1222005.8898 | 2622565.6063 | 1222002.582 | 2622563.1307 | 1221999.3596 | 2622560.1138 | 1221996.9023 | 2622557.2446 | 1221995.4573 | 2622554.1311 | 1221994.4561 | 2622547.6272 | 1221993.4754 | 2622544.1693 | 1221993.2956 | 2622523.7607 | 1221994.8416 | 2622516.8369 | 1221994.5931 | 2622510.8016 | 1221994.0478 | 2622505.0409 | 1221993.07 | 2622498.7837 | 1221991.0119 | 2622493.7797 | 1221988.5138 | 2622488.771 | 1221985.2374 | 2622484.5747 | 1221981.7529 | 2622479.6936 | 1221976.7983 | 2622476.0621 | 1221972.3598 | 2622472.6905 | 1221967.3887 | 2622470.4278 | 1221961.9992 | 2622468.5617 | 1221956.0332 | 2622468.283 | 1221951.485 | 2622468.8374 | 1221947.2624 | 2622469.9748 | 1221943.3311 | 2622472.0555 | 1221938.6473 | 2622477.7597 | 1221930.464 | 2622547.3246 | 1221832.7248 | 2622553.3364 | 1221825.4766 | 2622556.0002 | 1221823.0853 | 2622558.7459 | 1221821.0945 | 2622562.6672 | 1221819.0971 | 2622570.7548 | 1221816.5261 | 2622578.9458 | 1221814.7116 | 2622583.2989 | 1221812.8714 | 2622587.3057 | 1221810.3296 | 2622593.7182 | 1221803.4721 | 2622607.5921 | 1221785.1472 | 2622610.456 | 1221782.0007 | 2622613.5455 | 1221779.3442 | 2622618.6018 | 1221776.1059 | 2622630.2991 | 1221767.7453 | 2622632.6821 | 1221765.4086 | 2622634.87 | 1221762.4929 | 2622638.8843 | 1221756.0266 | 2622644.6123 | 1221743.6633 | 2622648.9769 | 1221734.8192 | 2622654.2083 | 1221727.4236 | 2622660.9479 | 1221720.3562 | 2622670.1053 | 1221713.7537 | 2622687.0231 | 1221704.924 | 2622702.578 | 1221697.4677 | 2622713.0558 | 1221690.748 | 2622721.0488 | 1221685.1974 | 2622730.9094 | 1221677.2303 | 2622738.5975 | 1221670.0888 | 2622747.3676 | 1221661.6617 | 2622754.6363 | 1221653.14 | 2622760.0106 | 1221644.133 | 2622763.3636 | 1221636.0856 | 2622764.7715 | 1221628.8978 | 2622765.2182 | 1221617.1705 | 2622764.2759 | 1221603.7257 | 2622763.6308 | 1221587.914 | 2622765.1284 | 1221583.0613 | 2622767.4943 | 1221579.257 | 2622772.1225 | 1221576.9511 | 2622776.4784 | 1221576.423 | 2622780.5937 | 1221577.3392 | 2622785.8889 | 1221579.1272
11 | 2622562.6948 | 1222148.7119 | 2622563.6224 | 1222144.1016 | 2622565.2808 | 1222138.7714 | 2622565.3066 | 1222131.959
12 | 2622499.5707 | 1222136.2886 | 2622503.7138 | 1222141.7963 | 2622508.2214 | 1222146.4241
13 | 2622499.5707 | 1222136.2886 | 2622489.7219 | 1222145.4457 | 2622487.3459 | 1222147.5725
14 | 2622519.3107 | 1222112.8271 | 2622513.9446 | 1222113.8408 | 2622504.4394 | 1222114.3163 | 2622498.9615 | 1222114.8182 | 2622494.2351 | 1222115.1673 | 2622491.1793 | 1222114.9556 | 2622483.6896 | 1222112.4596
15 | 2622519.3107 | 1222112.8271 | 2622512.1589 | 1222102.6609 | 2622508.6454 | 1222099.1324
16 | 2622902.6227 | 1221433.4889 | 2622903.4873 | 1221437.4835 | 2622905.642 | 1221443.2951 | 2622910.691 | 1221449.9406 | 2622936.2842 | 1221471.596 | 2622954.7144 | 1221487.9319 | 2622978.434 | 1221507.5235 | 2622992.4637 | 1221516.1937 | 2623005.8549 | 1221521.2593 | 2623022.5585 | 1221523.0136 | 2623039.5822 | 1221520.4334 | 2623055.0953 | 1221516.1908 | 2623067.2619 | 1221514.2589 | 2623072.3711 | 1221517.0692 | 2623074.4572 | 1221522.914 | 2623073.3735 | 1221530.492 | 2623069.7734 | 1221539.5611 | 2623058.4669 | 1221552.4916 | 2623048.0614 | 1221567.8382 | 2623035.9142 | 1221596.1856 | 2623028.0863 | 1221619.7692 | 2623025.09 | 1221643.3936 | 2623024.5879 | 1221669.3291 | 2623024.2447 | 1221685.5483 | 2623002.6402 | 1221684.1642 | 2622989.9505 | 1221680.213 | 2622980.62 | 1221672.5504 | 2622974.8954 | 1221662.1667 | 2622973.0151 | 1221648.1624 | 2622976.9669 | 1221628.4662 | 2622978.2426 | 1221620.2329 | 2622975.9098 | 1221613.4311 | 2622969.9235 | 1221611.8849 | 2622959.572 | 1221615.2582 | 2622925.8276 | 1221628.5696 | 2622908.5759 | 1221631.3605 | 2622895.0318 | 1221630.6193 | 2622873.2154 | 1221627.0558 | 2622851.9822 | 1221619.7924 | 2622832.3244 | 1221609.1221 | 2622803.6708 | 1221590.4461 | 2622785.8889 | 1221579.1272
17 | 2622785.8889 | 1221579.1272 | 2622769.1744 | 1221564.3659 | 2622767.6933 | 1221563.2632
18 | 2622562.6948 | 1222148.7119 | 2622567.3052 | 1222154.9886
19 | 2622449.5941 | 1222141.0032 | 2622457.3064 | 1222145.3236 | 2622459.8206 | 1222150.3805 | 2622463.2171 | 1222156.7636 | 2622466.3231 | 1222159.7437 | 2622473.1664 | 1222159.1692 | 2622481.9672 | 1222152.3872 | 2622487.3459 | 1222147.5725
20 | 2622567.3052 | 1222154.9886 | 2622562.0032 | 1222159.1154 | 2622558.5793 | 1222159.9918
21 | 2622567.3052 | 1222154.9886 | 2622577.7364 | 1222170.3259 | 2622581.8217 | 1222175.8989
22 | 2622499.0653 | 1222089.5611 | 2622499.2686 | 1222089.7158 | 2622508.6454 | 1222099.1324
23 | 2622902.6227 | 1221433.4889 | 2622909.1894 | 1221436.0378 | 2622918.2201 | 1221440.8976 | 2622923.4525 | 1221443.1285
24 | 2622750.3259 | 1221550.3338 | 2622767.6933 | 1221563.2632
25 | 2622369.3986 | 1221988.5797 | 2622364.1868 | 1221988.9049 | 2622361.3614 | 1221989.9393 | 2622359.4523 | 1221991.3663 | 2622358.0724 | 1221993.2623 | 2622349.3309 | 1222012.5297
26 | 2622353.9422 | 1222051.025 | 2622357.2854 | 1222043.3775 | 2622360.0147 | 1222037.5954 | 2622361.9688 | 1222034.2897 | 2622363.4713 | 1222032.0718 | 2622365.2457 | 1222030.144 | 2622367.1021 | 1222028.6056 | 2622369.0111 | 1222027.2008 | 2622371.4507 | 1222025.887 | 2622374.0564 | 1222024.785 | 2622377.1082 | 1222024.0182 | 2622371.7815 | 1222010.4792 | 2622370.8165 | 1222006.8958 | 2622369.8863 | 1222002.145 | 2622369.4868 | 1221995.4174 | 2622369.3986 | 1221988.5797
27 | 2622353.9422 | 1222051.025 | 2622351.4163 | 1222057.1747 | 2622344.6452 | 1222072.8585 | 2622341.685 | 1222079.518 | 2622338.2767 | 1222086.3536 | 2622334.1783 | 1222093.1867 | 2622326.9583 | 1222102.3046
28 | 2622353.9422 | 1222051.025 | 2622364.5447 | 1222055.2672 | 2622370.0834 | 1222056.7777 | 2622371.8554 | 1222057.0366
29 | 2622298.8357 | 1222137.4694 | 2622318.5105 | 1222112.973 | 2622326.9583 | 1222102.3046
30 | 2622477.5448 | 1222076.2768 | 2622473.6073 | 1222074.3546 | 2622453.7147 | 1222065.8303 | 2622431.8742 | 1222061.0009 | 2622405.5143 | 1222059.9124 | 2622389.9238 | 1222059.0201 | 2622377.5804 | 1222057.8731 | 2622371.8554 | 1222057.0366
31 | 2622546.5488 | 1222156.3887 | 2622550.8565 | 1222158.4729 | 2622558.5793 | 1222159.9918
32 | 2622558.5793 | 1222159.9918 | 2622553.0498 | 1222168.1201 | 2622546.9246 | 1222175.3568 | 2622544.0483 | 1222189.8766 | 2622544.8881 | 1222202.476 | 2622545.7248 | 1222205.859
33 | 2622602.6954 | 1222198.7147 | 2622593.2647 | 1222189.5625 | 2622585.8025 | 1222181.3295 | 2622581.8217 | 1222175.8989
34 | 2622637.9108 | 1222225.213 | 2622647.9551 | 1222231.7055 | 2622659.0981 | 1222238.4778
35 | 2622602.6954 | 1222198.7147 | 2622615.0342 | 1222208.9897 | 2622631.4844 | 1222221.0591 | 2622637.9108 | 1222225.213
36 | 2622692.9859 | 1222258.9703 | 2622670.5044 | 1222245.4103 | 2622659.0981 | 1222238.4778
37 | 2622608.627 | 1222214.5686 | 2622608.0449 | 1222212.0539 | 2622605.3963 | 1222204.4838 | 2622602.6954 | 1222198.7147
38 | 2622692.9859 | 1222258.9703 | 2622718.5184 | 1222271.9528 | 2622729.7047 | 1222276.0644 | 2622753.4132 | 1222282.0249 | 2622772.5508 | 1222285.3554 | 2622793.9743 | 1222285.9153 | 2622811.4229 | 1222284.6812 | 2622837.5067 | 1222280.3451 | 2622853.5394 | 1222276.4931 | 2622899.5317 | 1222260.3933 | 2622919.5112 | 1222247.9405 | 2622937.6037 | 1222233.1347 | 2622968.5054 | 1222204.748 | 2622979.1031 | 1222192.3482 | 2622987.5548 | 1222177.8834 | 2623004.6234 | 1222135.6245 | 2623018.3048 | 1222090.6732 | 2623022.8622 | 1222079.1173 | 2623030.6962 | 1222067.5408 | 2623041.2106 | 1222059.1209 | 2623062.1895 | 1222051.2973 | 2623094.9292 | 1222042.252 | 2623111.9576 | 1222040.0499 | 2623125.4152 | 1222039.3906
39 | 2623125.4152 | 1222039.3906 | 2623121.7772 | 1222032.8504 | 2623059.8127 | 1222024.5614 | 2623015.5789 | 1222018.7317 | 2623005.9951 | 1222013.9809 | 2623001.0266 | 1222006.2572 | 2623000.0033 | 1221996.2474 | 2622999.0846 | 1221984.7038 | 2623003.5537 | 1221966.566 | 2623014.0023 | 1221928.0393 | 2623021.1098 | 1221839.4483 | 2623040.9099 | 1221824.7494 | 2623070.8187 | 1221804.7199 | 2623108.7839 | 1221792.2595 | 2623177.8621 | 1221772.1267 | 2623202.7716 | 1221758.3266 | 2623241.3918 | 1221731.7057 | 2623270.15 | 1221709.4047 | 2623276.0286 | 1221705.4698 | 2623283.9333 | 1221701.2982 | 2623293.0535 | 1221696.6644 | 2623299.732 | 1221691.8321 | 2623305.6098 | 1221686.174 | 2623312.7373 | 1221677.0854 | 2623316.4492 | 1221670.5405 | 2623319.784 | 1221663.4605 | 2623321.5173 | 1221656.6411 | 2623321.5166 | 1221649.07 | 2623320.1519 | 1221643.0834 | 2623316.171 | 1221636.942 | 2623308.9724 | 1221631.1994 | 2623288.9337 | 1221619.2253 | 2623272.0184 | 1221607.6748 | 2623261.5661 | 1221599.874 | 2623258.5564 | 1221595.5709 | 2623258.0602 | 1221592.4894
40 | 2623135.2418 | 1222040.1847 | 2623125.4152 | 1222039.3906
41 | 2623258.0602 | 1221592.4894 | 2623256.1527 | 1221579.819 | 2623255.9324 | 1221578.5225
42 | 2623304.595 | 1221573.1373 | 2623291.1431 | 1221583.7132 | 2623259.4262 | 1221590.3712 | 2623258.0602 | 1221592.4894
43 | 2623164.5487 | 1222079.2434 | 2623156.0059 | 1222072.0949 | 2623143.5723 | 1222057.1046 | 2623135.2418 | 1222040.1847
44 | 2623135.2418 | 1222040.1847 | 2623155.3502 | 1222043.9346
45 | 2622545.7248 | 1222205.859 | 2622547.6745 | 1222213.7487 | 2622551.4982 | 1222225.47 | 2622555.0331 | 1222233.3435
46 | 2622545.7248 | 1222205.859 | 2622553.4773 | 1222211.5471 | 2622557.2608 | 1222215.069
47 | 2622555.0331 | 1222233.3435 | 2622562.8602 | 1222247.8639
48 | 2622499.0653 | 1222089.5611 | 2622488.8924 | 1222081.8165 | 2622477.5448 | 1222076.2768
49 | 2622298.8357 | 1222137.4694 | 2622295.6348 | 1222145.6733 | 2622293.0187 | 1222153.2708
50 | 2622298.8357 | 1222137.4694 | 2622286.1485 | 1222129.9646
51 | 2622196.0515 | 1222031.3354 | 2622224.7221 | 1222031.1197 | 2622230.758 | 1222031.5091 | 2622235.8741 | 1222032.4509 | 2622239.7067 | 1222033.8438 | 2622242.3628 | 1222035.4658 | 2622244.4942 | 1222037.486 | 2622246.3645 | 1222040.3502 | 2622247.4277 | 1222044.0563 | 2622247.4887 | 1222048.0366 | 2622246.8692 | 1222051.4363 | 2622245.5364 | 1222054.9556 | 2622243.5214 | 1222058.3501 | 2622238.1947 | 1222065.0898 | 2622234.3786 | 1222069.4225 | 2622232.3621 | 1222071.2049 | 2622229.316 | 1222072.461 | 2622225.5372 | 1222072.925 | 2622213.9484 | 1222072.804 | 2622208.7136 | 1222073.1958 | 2622202.5672 | 1222073.9846 | 2622197.6254 | 1222075.1335 | 2622185.4306 | 1222078.9126 | 2622171.0678 | 1222082.3724 | 2622162.2995 | 1222084.5633 | 2622137.9161 | 1222088.4195
52 | 2622137.9161 | 1222088.4195 | 2622153.3369 | 1222092.09 | 2622173.7687 | 1222094.4005 | 2622196.8229 | 1222097.0307
53 | 2622161.6483 | 1222027.094 | 2622170.2504 | 1222026.7924 | 2622177.8473 | 1222027.5544 | 2622190.2227 | 1222030.3354 | 2622196.0515 | 1222031.3354
54 | 2622196.8229 | 1222097.0307 | 2622205.2665 | 1222097.994
55 | 2622205.2665 | 1222097.994 | 2622222.524 | 1222099.9629 | 2622226.6163 | 1222100.8564 | 2622232.6534 | 1222102.9468 | 2622245.1775 | 1222108.4856 | 2622256.5474 | 1222113.8644
56 | 2622256.5474 | 1222113.8644 | 2622260.4864 | 1222115.7278
57 | 2622265.4303 | 1222118.0667 | 2622260.4864 | 1222115.7278
58 | 2622206.4862 | 1221807.6325 | 2622215.2375 | 1221816.2257 | 2622236.2858 | 1221828.3778 | 2622255.4958 | 1221837.1767 | 2622275.0682 | 1221850.4464 | 2622287.1525 | 1221860.1638 | 2622299.6315 | 1221881.9565 | 2622303.5422 | 1221894.9453 | 2622303.0523 | 1221912.387 | 2622300.1505 | 1221941.9712 | 2622300.5205 | 1221958.6268 | 2622300.4141 | 1221978.9827 | 2622295.2935 | 1221991.4153 | 2622283.5721 | 1222022.7231 | 2622271.1687 | 1222076.2192 | 2622266.1515 | 1222107.73 | 2622265.6085 | 1222112.9866 | 2622265.4303 | 1222118.0667
59 | 2622265.4303 | 1222118.0667 | 2622275.0415 | 1222123.7169 | 2622279.8705 | 1222126.3587 | 2622284.5554 | 1222129.0222 | 2622286.1485 | 1222129.9646
60 | 2622206.4862 | 1221807.6325 | 2622210.6172 | 1221800.2325 | 2622216.9122 | 1221788.1488 | 2622221.9133 | 1221777.5899
61 | 2623304.595 | 1221573.1373 | 2623296.4079 | 1221544.6999 | 2623290.0712 | 1221514.3797 | 2623289.728 | 1221503.7928
62 | 2623254.4177 | 1221569.6063 | 2623255.9324 | 1221578.5225
63 | 2623252.9568 | 1221561.0067 | 2623254.4177 | 1221569.6063
64 | 2622845.1451 | 1222624.9448 | 2622838.3742 | 1222626.2286 | 2622814.6355 | 1222630.507 | 2622809.7446 | 1222630.2125
65 | 2622807.7358 | 1222630.0915 | 2622809.7446 | 1222630.2125
66 | 2622807.7358 | 1222630.0915 | 2622796.5692 | 1222648.782 | 2622788.1164 | 1222659.8673 | 2622772.1208 | 1222664.2088 | 2622761.8357 | 1222660.6008 | 2622756.1835 | 1222653.2416 | 2622755.9525 | 1222648.2116
67 | 2622807.7358 | 1222630.0915 | 2622804.5741 | 1222629.8904 | 2622790.9282 | 1222624.613 | 2622769.4701 | 1222615.5702 | 2622766.4495 | 1222614.3221
68 | 2622923.4525 | 1221443.1285 | 2622928.5345 | 1221445.2953 | 2622941.495 | 1221448.0133 | 2622943.9361 | 1221447.9395
69 | 2622932.5784 | 1221402.0484 | 2622937.002 | 1221407.2167 | 2622943.8206 | 1221413.3243 | 2622952.1315 | 1221417.9478 | 2622951.9096 | 1221424.384 | 2622950.1337 | 1221438.4187 | 2622946.0619 | 1221447.8753 | 2622943.9361 | 1221447.9395
70 | 2622923.2731 | 1221387.2968 | 2622927.9704 | 1221396.6648 | 2622932.5784 | 1221402.0484
71 | 2622933.9044 | 1221374.3857 | 2622923.2731 | 1221387.2968
72 | 2622867.7503 | 1221404.4383 | 2622872.7832 | 1221401.4892 | 2622882.3135 | 1221398.713 | 2622891.6814 | 1221398.7489 | 2622899.4935 | 1221400.9468 | 2622906.7402 | 1221394.3375 | 2622923.2731 | 1221387.2968
73 | 2622853.3257 | 1221395.778 | 2622857.3315 | 1221397.5722 | 2622863.421 | 1221399.9747 | 2622867.7503 | 1221404.4383
74 | 2622867.7503 | 1221404.4383 | 2622864.7231 | 1221406.2214
75 | 2622848.6378 | 1221415.6272 | 2622863.2496 | 1221407.0893 | 2622864.7231 | 1221406.2214
76 | 2622933.9044 | 1221374.3857 | 2622937.2318 | 1221367.172 | 2622942.747 | 1221361.1119 | 2622951.0145 | 1221355.3626 | 2622958.869 | 1221350.5011 | 2622965.5979 | 1221346.4246 | 2622975.318 | 1221343.627
77 | 2623002.089 | 1221341.2065 | 2622985.5798 | 1221342.0322 | 2622975.318 | 1221343.627
78 | 2622293.0187 | 1222153.2708 | 2622292.8821 | 1222153.6677 | 2622291.1289 | 1222160.076 | 2622289.9052 | 1222166.8532 | 2622288.6702 | 1222176.6654 | 2622287.5656 | 1222190.1469 | 2622284.5833 | 1222239.3201 | 2622283.0092 | 1222248.5307 | 2622282.4583 | 1222256.8003
79 | 2622235.8197 | 1222304.6094 | 2622245.9942 | 1222294.2305 | 2622255.9876 | 1222288.3208
80 | 2622233.6267 | 1222306.8465 | 2622235.8197 | 1222304.6094
81 | 2622233.6267 | 1222306.8465 | 2622227.3494 | 1222313.2499 | 2622221.4192 | 1222320.1307
82 | 2622213.0464 | 1222328.4537 | 2622221.2176 | 1222320.3646 | 2622221.4192 | 1222320.1307
83 | 2622243.9059 | 1222610.08 | 2622244.0136 | 1222609.7854 | 2622246.3896 | 1222592.9177 | 2622245.0038 | 1222578.115 | 2622240.9756 | 1222558.0772 | 2622224.6701 | 1222511.278 | 2622198.0053 | 1222419.425 | 2622195.9497 | 1222399.1277 | 2622198.0639 | 1222379.2128 | 2622200.9351 | 1222359.6899 | 2622204.8335 | 1222343.3726 | 2622210.4767 | 1222330.9975 | 2622213.0464 | 1222328.4537
84 | 2622229.8951 | 1222637.5602 | 2622238.4509 | 1222625.0069 | 2622243.9059 | 1222610.08
85 | 2622222.4565 | 1221776.4431 | 2622221.9133 | 1221777.5899
86 | 2622205.5858 | 1221766.2828 | 2622209.1877 | 1221731.9095 | 2622210.875 | 1221720.7982 | 2622207.6328 | 1221705.4105 | 2622206.1002 | 1221703.2177
87 | 2622205.5858 | 1221766.2828 | 2622207.9697 | 1221765.7025 | 2622211.0289 | 1221760.9555 | 2622214.0741 | 1221757.9429 | 2622219.0165 | 1221758.7395 | 2622223.1213 | 1221760.9091
88 | 2622002.7528 | 1221569.9507 | 2622024.4419 | 1221591.7322 | 2622043.6826 | 1221615.0835 | 2622093.0079 | 1221668.5637 | 2622103.5271 | 1221677.1187 | 2622114.9567 | 1221683.5315 | 2622134.5101 | 1221689.8966 | 2622166.7501 | 1221690.9724 | 2622190.3298 | 1221691.5492 | 2622201.8912 | 1221697.1955 | 2622206.1002 | 1221703.2177
89 | 2622222.4565 | 1221776.4431 | 2622227.0571 | 1221766.7297 | 2622223.9522 | 1221761.3483 | 2622223.1213 | 1221760.9091
90 | 2622229.8951 | 1222637.5602 | 2622250.3412 | 1222633.4562
91 | 2622229.8951 | 1222637.5602 | 2622235.1311 | 1222652.9998 | 2622237.6127 | 1222664.7493 | 2622236.9389 | 1222674.597 | 2622234.8938 | 1222680.2586
92 | 2622229.8951 | 1222637.5602 | 2622210.4066 | 1222639.9887
93 | 2622232.9283 | 1222690.5251 | 2622232.4791 | 1222686.9432 | 2622234.8938 | 1222680.2586
94 | 2622240.8431 | 1222756.3594 | 2622241.2961 | 1222740.6185 | 2622241.3227 | 1222739.5847 | 2622234.3204 | 1222701.6253 | 2622232.9283 | 1222690.5251
95 | 2622240.8431 | 1222756.3594 | 2622244.5718 | 1222771.2487 | 2622245.141 | 1222787.3936 | 2622242.6281 | 1222799.2916
96 | 2622240.8431 | 1222756.3594 | 2622236.8254 | 1222762.0033 | 2622235.7603 | 1222762.9845
97 | 2622241.0726 | 1222806.6564 | 2622242.6281 | 1222799.2916
98 | 2622241.0726 | 1222806.6564 | 2622235.3744 | 1222813.5503 | 2622230.8115 | 1222814.923 | 2622223.9183 | 1222814.8528
99 | 2622223.9183 | 1222814.8528 | 2622218.1295 | 1222813.486 | 2622214.3438 | 1222813.8944 | 2622211.6665 | 1222815.8169
100 | 2622707.611 | 1222598.9804 | 2622706.9376 | 1222591.387
101 | 2622721.9479 | 1222616.0227 | 2622712.8446 | 1222606.7604 | 2622707.611 | 1222598.9804 | 2622707.611 | 1222598.9804
102 | 2622709.1728 | 1222578.7774 | 2622708.3191 | 1222580.3277 | 2622706.8111 | 1222589.961 | 2622706.9376 | 1222591.387
103 | 2622721.9479 | 1222616.0227 | 2622716.8115 | 1222622.5403 | 2622714.568 | 1222626.3695
104 | 2622721.9479 | 1222616.0227 | 2622723.4568 | 1222614.1051 | 2622729.518 | 1222609.6812 | 2622738.7269 | 1222607.137 | 2622749.5105 | 1222607.3226 | 2622749.7719 | 1222607.4306
105 | 2622766.4495 | 1222614.3221 | 2622749.7719 | 1222607.4306
106 | 2622760.878 | 1222641.2859 | 2622755.7984 | 1222644.8575 | 2622755.9525 | 1222648.2116
107 | 2623160.1221 | 1222044.8245 | 2623155.3502 | 1222043.9346
108 | 2623164.7094 | 1222045.6799 | 2623160.1221 | 1222044.8245
109 | 2623164.7094 | 1222045.6799 | 2623184.9657 | 1222046.2367 | 2623199.4166 | 1222047.0052
110 | 2623205.2654 | 1222047.3162 | 2623199.4166 | 1222047.0052
111 | 2623205.2654 | 1222047.3162 | 2623223.5188 | 1222057.7711 | 2623231.6236 | 1222068.2866
112 | 2623205.2654 | 1222047.3162 | 2623216.1422 | 1222046.7201
113 | 2622750.3259 | 1221550.3338 | 2622739.0783 | 1221541.9603 | 2622736.1007 | 1221540.3223
114 | 2622736.1007 | 1221540.3223 | 2622716.408 | 1221529.4889 | 2622701.6528 | 1221521.6521
115 | 2622622.004 | 1221210.867 | 2622623.7333 | 1221228.9285 | 2622612.0995 | 1221284.3167 | 2622608.9837 | 1221301.8262 | 2622597.9542 | 1221341.9189 | 2622587.0245 | 1221379.7329 | 2622587.0028 | 1221397.4765 | 2622587.6231 | 1221413.9662 | 2622587.4626 | 1221432.3208 | 2622595.644 | 1221457.2107 | 2622612.8244 | 1221481.312 | 2622626.9845 | 1221493.7507 | 2622653.093 | 1221503.7556 | 2622690.8973 | 1221515.9396 | 2622701.6528 | 1221521.6521
116 | 2622622.004 | 1221210.867 | 2622668.8239 | 1221154.6452 | 2622696.9608 | 1221112.383 | 2622700.9112 | 1221100.8913 | 2622698.7323 | 1221071.4437 | 2622693.524 | 1221052.6796 | 2622687.9501 | 1221048.2336 | 2622673.1445 | 1221035.7257 | 2622648.1725 | 1221003.5677
117 | 2622648.1725 | 1221003.5677 | 2622625.8066 | 1220988.2518 | 2622608.3391 | 1220981.4928 | 2622591.0649 | 1220975.7463 | 2622571.1332 | 1220972.6246 | 2622560.8997 | 1220968.6281 | 2622558.4108 | 1220968.7965 | 2622558.0177 | 1220970.4516 | 2622559.5017 | 1220975.2155 | 2622560.9948 | 1220977.5892 | 2622563.9528 | 1220981.725 | 2622564.377 | 1220983.8834 | 2622566.3763 | 1220992.8184 | 2622565.9267 | 1221005.3907 | 2622562.229 | 1221014.3041 | 2622552.8513 | 1221018.7268 | 2622548.7914 | 1221017.0883 | 2622514.3349 | 1220981.2596 | 2622504.5873 | 1220975.1415 | 2622482.6538 | 1220965.7312 | 2622461.5458 | 1220950.6318 | 2622450.7276 | 1220932.6474 | 2622435.9366 | 1220916.0599 | 2622425.9923 | 1220909.73 | 2622409.4373 | 1220902.2634 | 2622378.1424 | 1220890.795 | 2622358.2171 | 1220887.8742 | 2622342.7463 | 1220888.6278 | 2622336.2133 | 1220895.096 | 2622331.7042 | 1220904.0065 | 2622328.5651 | 1220919.804 | 2622333.6 | 1220946.7496 | 2622339.9832 | 1220974.2117 | 2622337.933 | 1220995.005 | 2622335.493 | 1221010.9475
118 | 2622332.8228 | 1221040.6268 | 2622334.4571 | 1221017.7163 | 2622335.493 | 1221010.9475
119 | 2622340.5141 | 1221071.4925 | 2622341.6881 | 1221063.8814 | 2622341.6881 | 1221063.8814
120 | 2622340.5141 | 1221071.4925 | 2622337.3008 | 1221081.4597
121 | 2622332.8228 | 1221040.6268 | 2622332.4156 | 1221046.3365 | 2622338.0008 | 1221055.9185 | 2622341.6881 | 1221063.8814
122 | 2622326.2954 | 1221100.844 | 2622335.2875 | 1221087.7046 | 2622337.3008 | 1221081.4597
123 | 2622320.2384 | 1221109.6945 | 2622326.2954 | 1221100.844
124 | 2622002.7528 | 1221569.9507 | 2622000.1368 | 1221573.8211 | 2621999.0576 | 1221578.5198 | 2621995.6209 | 1221584.8442
125 | 2621988.4146 | 1221589.0757 | 2621995.6209 | 1221584.8442
126 | 2621943.2715 | 1221567.4081 | 2621947.5195 | 1221571.1549
127 | 2621943.2715 | 1221567.4081 | 2621928.1711 | 1221554.5784
128 | 2621961.5345 | 1221584.4963 | 2621959.7008 | 1221581.8991 | 2621947.5195 | 1221571.1549
129 | 2621928.1711 | 1221554.5784 | 2621922.8329 | 1221550.04
130 | 2622213.7101 | 1221254.6927 | 2622198.6182 | 1221231.334 | 2622187.3921 | 1221212.826
131 | 2622187.3921 | 1221212.826 | 2622229.6852 | 1221183.4773 | 2622238.614 | 1221176.1756
132 | 2622250.9596 | 1221166.0798 | 2622238.614 | 1221176.1756
133 | 2622320.2384 | 1221109.6945 | 2622305.5353 | 1221124.3925 | 2622284.3573 | 1221142.3016 | 2622279.8961 | 1221144.5307
134 | 2622320.2384 | 1221109.6945 | 2622323.586 | 1221113.1534 | 2622326.9414 | 1221114.5001 | 2622361.9597 | 1221126.0156
135 | 2622279.8961 | 1221144.5307 | 2622283.294 | 1221150.7692 | 2622284.2612 | 1221155.8314 | 2622283.8741 | 1221157.9423
136 | 2622279.5651 | 1221144.6962 | 2622279.8961 | 1221144.5307
137 | 2622250.9596 | 1221166.0798 | 2622252.9304 | 1221164.464 | 2622268.8154 | 1221150.0704 | 2622279.5651 | 1221144.6962
138 | 2621974.8938 | 1221612.8175 | 2621993.4944 | 1221623.8415
139 | 2621970.878 | 1221584.8753 | 2621968.41 | 1221595.9394 | 2621974.8938 | 1221612.8175
140 | 2621970.878 | 1221584.8753 | 2621973.367 | 1221582.5276
141 | 2621970.878 | 1221584.8753 | 2621961.5345 | 1221584.4963
142 | 2621986.4391 | 1221587.8651 | 2621980.6573 | 1221584.3221 | 2621973.367 | 1221582.5276
143 | 2621988.4146 | 1221589.0757 | 2621986.4391 | 1221587.8651
144 | 2621988.4146 | 1221589.0757 | 2621996.9735 | 1221598.5794

## bus_geodata
| x | y | coords
0 | 2622669.7782 | 1222701.9191
1 | 2622282.35 | 1222272.7313
2 | 2622679.8158 | 1222670.4224
3 | 2622546.0796 | 1222115.861
4 | 2622558.0782 | 1222119.4161
5 | 2622526.2859 | 1222115.4994
6 | 2622565.3066 | 1222131.959
7 | 2622499.5707 | 1222136.2886
8 | 2622519.3107 | 1222112.8271
9 | 2622785.8889 | 1221579.1272
10 | 2622562.6948 | 1222148.7119
11 | 2622508.2214 | 1222146.4241
12 | 2622487.3459 | 1222147.5725
13 | 2622567.3052 | 1222154.9886
14 | 2622483.6896 | 1222112.4596
15 | 2622508.6454 | 1222099.1324
16 | 2622902.6227 | 1221433.4889
17 | 2622767.6933 | 1221563.2632
18 | 2622369.3986 | 1221988.5797
19 | 2622349.3309 | 1222012.5297
20 | 2622353.9422 | 1222051.025
21 | 2622326.9583 | 1222102.3046
22 | 2622371.8554 | 1222057.0366
23 | 2622449.5941 | 1222141.0032
24 | 2622558.5793 | 1222159.9918
25 | 2622581.8217 | 1222175.8989
26 | 2622637.9108 | 1222225.213
27 | 2622659.0981 | 1222238.4778
28 | 2622602.6954 | 1222198.7147
29 | 2622692.9859 | 1222258.9703
30 | 2622608.627 | 1222214.5686
31 | 2623125.4152 | 1222039.3906
32 | 2623258.0602 | 1221592.4894
33 | 2623135.2418 | 1222040.1847
34 | 2622546.5488 | 1222156.3887
35 | 2622545.7248 | 1222205.859
36 | 2622555.0331 | 1222233.3435
37 | 2622557.2608 | 1222215.069
38 | 2622499.0653 | 1222089.5611
39 | 2622477.5448 | 1222076.2768
40 | 2622298.8357 | 1222137.4694
41 | 2622562.8602 | 1222247.8639
42 | 2622137.9161 | 1222088.4195
43 | 2622196.0515 | 1222031.3354
44 | 2622196.8229 | 1222097.0307
45 | 2622161.6483 | 1222027.094
46 | 2622205.2665 | 1222097.994
47 | 2622256.5474 | 1222113.8644
48 | 2622260.4864 | 1222115.7278
49 | 2622265.4303 | 1222118.0667
50 | 2622206.4862 | 1221807.6325
51 | 2622286.1485 | 1222129.9646
52 | 2623289.728 | 1221503.7928
53 | 2623304.595 | 1221573.1373
54 | 2623255.9324 | 1221578.5225
55 | 2623254.4177 | 1221569.6063
56 | 2623252.9568 | 1221561.0067
57 | 2622845.1451 | 1222624.9448
58 | 2622809.7446 | 1222630.2125
59 | 2622807.7358 | 1222630.0915
60 | 2622923.4525 | 1221443.1285
61 | 2622943.9361 | 1221447.9395
62 | 2622932.5784 | 1221402.0484
63 | 2622923.2731 | 1221387.2968
64 | 2622867.7503 | 1221404.4383
65 | 2622853.3257 | 1221395.778
66 | 2622864.723 | 1221406.2214
67 | 2622933.9044 | 1221374.3857
68 | 2622975.318 | 1221343.627
69 | 2623002.089 | 1221341.2065
70 | 2622848.6378 | 1221415.6272
71 | 2622293.0187 | 1222153.2708
72 | 2622282.4583 | 1222256.8003
73 | 2622235.8197 | 1222304.6094
74 | 2622255.9876 | 1222288.3208
75 | 2622233.6267 | 1222306.8465
76 | 2622221.4192 | 1222320.1307
77 | 2622213.0464 | 1222328.4537
78 | 2622243.9059 | 1222610.08
79 | 2622221.9133 | 1221777.5899
80 | 2622205.5858 | 1221766.2828
81 | 2622206.1002 | 1221703.2177
82 | 2622223.1213 | 1221760.9091
83 | 2622222.4565 | 1221776.4431
84 | 2622229.8951 | 1222637.5602
85 | 2622250.3412 | 1222633.4562
86 | 2622234.8938 | 1222680.2586
87 | 2622210.4066 | 1222639.9887
88 | 2622232.9283 | 1222690.5251
89 | 2622240.8431 | 1222756.3594
90 | 2622242.6281 | 1222799.2916
91 | 2622235.7603 | 1222762.9845
92 | 2622241.0726 | 1222806.6564
93 | 2622223.9183 | 1222814.8528
94 | 2622211.6665 | 1222815.8169
95 | 2622707.611 | 1222598.9804
96 | 2622706.9376 | 1222591.387
97 | 2622721.9479 | 1222616.0227
98 | 2622709.1728 | 1222578.7774
99 | 2622714.568 | 1222626.3695
100 | 2622749.7719 | 1222607.4306
101 | 2622766.4495 | 1222614.3221
102 | 2622755.9525 | 1222648.2116
103 | 2622760.878 | 1222641.2859
104 | 2623160.1221 | 1222044.8245
105 | 2623155.3502 | 1222043.9346
106 | 2623164.7094 | 1222045.6799
107 | 2623199.4166 | 1222047.0052
108 | 2623164.5487 | 1222079.2434
109 | 2623205.2654 | 1222047.3162
110 | 2623231.6236 | 1222068.2866
111 | 2623216.1422 | 1222046.7201
112 | 2622750.3259 | 1221550.3338
113 | 2622736.1007 | 1221540.3223
114 | 2622701.6528 | 1221521.6521
115 | 2622622.004 | 1221210.867
116 | 2622648.1725 | 1221003.5677
117 | 2622335.493 | 1221010.9475
118 | 2622340.5141 | 1221071.4925
119 | 2622341.6881 | 1221063.8814
120 | 2622337.3008 | 1221081.4597
121 | 2622332.8228 | 1221040.6268
122 | 2622326.2954 | 1221100.844
123 | 2622002.7528 | 1221569.9507
124 | 2621995.6209 | 1221584.8442
125 | 2621943.2715 | 1221567.4081
126 | 2621947.5195 | 1221571.1549
127 | 2621928.1711 | 1221554.5784
128 | 2621922.8329 | 1221550.04
129 | 2622187.3921 | 1221212.826
130 | 2622213.7101 | 1221254.6927
131 | 2622238.614 | 1221176.1756
132 | 2622320.2384 | 1221109.6945
133 | 2622279.8961 | 1221144.5307
134 | 2622361.9597 | 1221126.0156
135 | 2622283.8741 | 1221157.9423
136 | 2622279.5651 | 1221144.6962
137 | 2622250.9596 | 1221166.0798
138 | 2621993.4944 | 1221623.8415
139 | 2621974.8938 | 1221612.8175
140 | 2621970.878 | 1221584.8753
141 | 2621961.5345 | 1221584.4963
142 | 2621973.367 | 1221582.5276
143 | 2621986.4391 | 1221587.8651
144 | 2621988.4146 | 1221589.0757
145 | 2621996.9735 | 1221598.5794
146 | 2622519.3107 | 1222112.8271

## line_std_types
| c_nf_per_km | r_ohm_per_km | x_ohm_per_km | max_i_ka | type | q_mm2 | alpha | voltage_rating
NAYY 4x50 SE | 210 | 0.642 | 0.083 | 0.142 | cs | 50 | 0.00403 | LV
NAYY 4x120 SE | 264 | 0.225 | 0.08 | 0.242 | cs | 120 | 0.00403 | LV
NAYY 4x150 SE | 261 | 0.208 | 0.08 | 0.27 | cs | 150 | 0.00403 | LV
NA2XS2Y 1x95 RM/25 12/20 kV | 216 | 0.313 | 0.132 | 0.252 | cs | 95 | 0.00403 | MV
NA2XS2Y 1x185 RM/25 12/20 kV | 273 | 0.161 | 0.117 | 0.362 | cs | 185 | 0.00403 | MV
NA2XS2Y 1x240 RM/25 12/20 kV | 304 | 0.122 | 0.112 | 0.421 | cs | 240 | 0.00403 | MV
NA2XS2Y 1x95 RM/25 6/10 kV | 315 | 0.313 | 0.123 | 0.249 | cs | 95 | 0.00403 | MV
NA2XS2Y 1x185 RM/25 6/10 kV | 406 | 0.161 | 0.11 | 0.358 | cs | 185 | 0.00403 | MV
NA2XS2Y 1x240 RM/25 6/10 kV | 456 | 0.122 | 0.105 | 0.416 | cs | 240 | 0.00403 | MV
NA2XS2Y 1x150 RM/25 12/20 kV | 250 | 0.206 | 0.116 | 0.319 | cs | 150 | 0.00403 | MV
NA2XS2Y 1x120 RM/25 12/20 kV | 230 | 0.253 | 0.119 | 0.283 | cs | 120 | 0.00403 | MV
NA2XS2Y 1x70 RM/25 12/20 kV | 190 | 0.443 | 0.132 | 0.22 | cs | 70 | 0.00403 | MV
NA2XS2Y 1x150 RM/25 6/10 kV | 360 | 0.206 | 0.11 | 0.315 | cs | 150 | 0.00403 | MV
NA2XS2Y 1x120 RM/25 6/10 kV | 340 | 0.253 | 0.113 | 0.28 | cs | 120 | 0.00403 | MV
NA2XS2Y 1x70 RM/25 6/10 kV | 280 | 0.443 | 0.123 | 0.217 | cs | 70 | 0.00403 | MV
N2XS(FL)2Y 1x120 RM/35 64/110 kV | 112 | 0.153 | 0.166 | 0.366 | cs | 120 | 0.00393 | HV
N2XS(FL)2Y 1x185 RM/35 64/110 kV | 125 | 0.099 | 0.156 | 0.457 | cs | 185 | 0.00393 | HV
N2XS(FL)2Y 1x240 RM/35 64/110 kV | 135 | 0.075 | 0.149 | 0.526 | cs | 240 | 0.00393 | HV
N2XS(FL)2Y 1x300 RM/35 64/110 kV | 144 | 0.06 | 0.144 | 0.588 | cs | 300 | 0.00393 | HV
15-AL1/3-ST1A 0.4 | 11 | 1.8769 | 0.35 | 0.105 | ol | 16 | 0.00403 | LV
24-AL1/4-ST1A 0.4 | 11.25 | 1.2012 | 0.335 | 0.14 | ol | 24 | 0.00403 | LV
48-AL1/8-ST1A 0.4 | 12.2 | 0.5939 | 0.3 | 0.21 | ol | 48 | 0.00403 | LV
94-AL1/15-ST1A 0.4 | 13.2 | 0.306 | 0.29 | 0.35 | ol | 94 | 0.00403 | LV
34-AL1/6-ST1A 10.0 | 9.7 | 0.8342 | 0.36 | 0.17 | ol | 34 | 0.00403 | MV
48-AL1/8-ST1A 10.0 | 10.1 | 0.5939 | 0.35 | 0.21 | ol | 48 | 0.00403 | MV
70-AL1/11-ST1A 10.0 | 10.4 | 0.4132 | 0.339 | 0.29 | ol | 70 | 0.00403 | MV
94-AL1/15-ST1A 10.0 | 10.75 | 0.306 | 0.33 | 0.35 | ol | 94 | 0.00403 | MV
122-AL1/20-ST1A 10.0 | 11.1 | 0.2376 | 0.323 | 0.41 | ol | 122 | 0.00403 | MV
149-AL1/24-ST1A 10.0 | 11.25 | 0.194 | 0.315 | 0.47 | ol | 149 | 0.00403 | MV
34-AL1/6-ST1A 20.0 | 9.15 | 0.8342 | 0.382 | 0.17 | ol | 34 | 0.00403 | MV
48-AL1/8-ST1A 20.0 | 9.5 | 0.5939 | 0.372 | 0.21 | ol | 48 | 0.00403 | MV
70-AL1/11-ST1A 20.0 | 9.7 | 0.4132 | 0.36 | 0.29 | ol | 70 | 0.00403 | MV
94-AL1/15-ST1A 20.0 | 10 | 0.306 | 0.35 | 0.35 | ol | 94 | 0.00403 | MV
122-AL1/20-ST1A 20.0 | 10.3 | 0.2376 | 0.344 | 0.41 | ol | 122 | 0.00403 | MV
149-AL1/24-ST1A 20.0 | 10.5 | 0.194 | 0.337 | 0.47 | ol | 149 | 0.00403 | MV
184-AL1/30-ST1A 20.0 | 10.75 | 0.1571 | 0.33 | 0.535 | ol | 184 | 0.00403 | MV
243-AL1/39-ST1A 20.0 | 11 | 0.1188 | 0.32 | 0.645 | ol | 243 | 0.00403 | MV
48-AL1/8-ST1A 110.0 | 8 | 0.5939 | 0.46 | 0.21 | ol | 48 | 0.00403 | HV
70-AL1/11-ST1A 110.0 | 8.4 | 0.4132 | 0.45 | 0.29 | ol | 70 | 0.00403 | HV
94-AL1/15-ST1A 110.0 | 8.65 | 0.306 | 0.44 | 0.35 | ol | 94 | 0.00403 | HV
122-AL1/20-ST1A 110.0 | 8.5 | 0.2376 | 0.43 | 0.41 | ol | 122 | 0.00403 | HV
149-AL1/24-ST1A 110.0 | 8.75 | 0.194 | 0.41 | 0.47 | ol | 149 | 0.00403 | HV
184-AL1/30-ST1A 110.0 | 8.8 | 0.1571 | 0.4 | 0.535 | ol | 184 | 0.00403 | HV
243-AL1/39-ST1A 110.0 | 9 | 0.1188 | 0.39 | 0.645 | ol | 243 | 0.00403 | HV
305-AL1/39-ST1A 110.0 | 9.2 | 0.0949 | 0.38 | 0.74 | ol | 305 | 0.00403 | HV
490-AL1/64-ST1A 110.0 | 9.75 | 0.059 | 0.37 | 0.96 | ol | 490 | 0.00403 | HV
679-AL1/86-ST1A 110.0 | 9.95 | 0.042 | 0.36 | 1.15 | ol | 679 | 0.00403 | HV
490-AL1/64-ST1A 220.0 | 10 | 0.059 | 0.285 | 0.96 | ol | 490 | 0.00403 | HV
679-AL1/86-ST1A 220.0 | 11.7 | 0.042 | 0.275 | 1.15 | ol | 679 | 0.00403 | HV
490-AL1/64-ST1A 380.0 | 11 | 0.059 | 0.253 | 0.96 | ol | 490 | 0.00403 | HV
679-AL1/86-ST1A 380.0 | 14.6 | 0.042 | 0.25 | 1.15 | ol | 679 | 0.00403 | HV

## trafo_std_types
| i0_percent | pfe_kw | vkr_percent | sn_mva | vn_lv_kv | vn_hv_kv | vk_percent | shift_degree | vector_group | tap_side | tap_neutral | tap_min | tap_max | tap_step_degree | tap_step_percent | tap_phase_shifter
160 MVA 380/110 kV | 0.06 | 60 | 0.25 | 160 | 110 | 380 | 12.2 | 0 | Yy0 | hv | 0 | -9 | 9 | 0 | 1.5 | FALSE
100 MVA 220/110 kV | 0.06 | 55 | 0.26 | 100 | 110 | 220 | 12 | 0 | Yy0 | hv | 0 | -9 | 9 | 0 | 1.5 | FALSE
63 MVA 110/20 kV | 0.04 | 22 | 0.32 | 63 | 20 | 110 | 18 | 150 | YNd5 | hv | 0 | -9 | 9 | 0 | 1.5 | FALSE
40 MVA 110/20 kV | 0.05 | 18 | 0.34 | 40 | 20 | 110 | 16.2 | 150 | YNd5 | hv | 0 | -9 | 9 | 0 | 1.5 | FALSE
25 MVA 110/20 kV | 0.07 | 14 | 0.41 | 25 | 20 | 110 | 12 | 150 | YNd5 | hv | 0 | -9 | 9 | 0 | 1.5 | FALSE
63 MVA 110/10 kV | 0.04 | 22 | 0.32 | 63 | 10 | 110 | 18 | 150 | YNd5 | hv | 0 | -9 | 9 | 0 | 1.5 | FALSE
40 MVA 110/10 kV | 0.05 | 18 | 0.34 | 40 | 10 | 110 | 16.2 | 150 | YNd5 | hv | 0 | -9 | 9 | 0 | 1.5 | FALSE
25 MVA 110/10 kV | 0.07 | 14 | 0.41 | 25 | 10 | 110 | 12 | 150 | YNd5 | hv | 0 | -9 | 9 | 0 | 1.5 | FALSE
0.25 MVA 20/0.4 kV | 0.32 | 0.8 | 1.44 | 0.25 | 0.4 | 20 | 6 | 150 | Yzn5 | hv | 0 | -2 | 2 | 0 | 2.5 | FALSE
0.4 MVA 20/0.4 kV | 0.3375 | 1.35 | 1.425 | 0.4 | 0.4 | 20 | 6 | 150 | Dyn5 | hv | 0 | -2 | 2 | 0 | 2.5 | FALSE
0.63 MVA 20/0.4 kV | 0.2619 | 1.65 | 1.206 | 0.63 | 0.4 | 20 | 6 | 150 | Dyn5 | hv | 0 | -2 | 2 | 0 | 2.5 | FALSE
0.25 MVA 10/0.4 kV | 0.24 | 0.6 | 1.2 | 0.25 | 0.4 | 10 | 4 | 150 | Dyn5 | hv | 0 | -2 | 2 | 0 | 2.5 | FALSE
0.4 MVA 10/0.4 kV | 0.2375 | 0.95 | 1.325 | 0.4 | 0.4 | 10 | 4 | 150 | Dyn5 | hv | 0 | -2 | 2 | 0 | 2.5 | FALSE
0.63 MVA 10/0.4 kV | 0.1873 | 1.18 | 1.0794 | 0.63 | 0.4 | 10 | 4 | 150 | Dyn5 | hv | 0 | -2 | 2 | 0 | 2.5 | FALSE

## trafo3w_std_types
| sn_hv_mva | sn_mv_mva | sn_lv_mva | vn_hv_kv | vn_mv_kv | vn_lv_kv | vk_hv_percent | vk_mv_percent | vk_lv_percent | vkr_hv_percent | vkr_mv_percent | vkr_lv_percent | pfe_kw | i0_percent | shift_mv_degree | shift_lv_degree | vector_group | tap_side | tap_neutral | tap_min | tap_max | tap_step_percent
63/25/38 MVA 110/20/10 kV | 63 | 25 | 38 | 110 | 20 | 10 | 10.4 | 10.4 | 10.4 | 0.28 | 0.32 | 0.35 | 35 | 0.89 | 0 | 0 | YN0yn0yn0 | hv | 0 | -10 | 10 | 1.2
63/25/38 MVA 110/10/10 kV | 63 | 25 | 38 | 110 | 10 | 10 | 10.4 | 10.4 | 10.4 | 0.28 | 0.32 | 0.35 | 35 | 0.89 | 0 | 0 | YN0yn0yn0 | hv | 0 | -10 | 10 | 1.2

## fuse_std_types
| fuse_type | i_rated_a | t_avg | t_min | t_total | x_avg | x_min | x_total
HV 100A | HV 100A | 100 | 0 | [10.0, 3.64, 0.854, 0.281, 0.1, 0.0531, 0.022, 0.01] | [10.0, 4.267, 1.21, 0.403, 0.1, 0.058, 0.022, 0.01] | 0 | [300.0, 350.0, 450.0, 550.0, 700.0, 850.0, 1200.0, 1752.0] | [600.0, 700.0, 900.0, 1150.0, 1665.0, 2000.0, 3000.0, 4313.0]
HV 10A | HV 10A | 10 | 0 | [10.0, 1675.0, 0.344, 0.156, 0.1, 0.0417, 0.0171, 0.01] | [10.0, 1.3, 0.3, 0.155, 0.1, 0.0555, 0.023, 0.01] | 0 | [30.0, 32.0, 35.0, 37.0, 39.0, 50.0, 70.0, 88.0] | [60.0, 70.0, 80.0, 87.0, 94.0, 110.0, 150.0, 216.0]
HV 125A | HV 125A | 125 | 0 | [10.0, 1.82, 0.344, 0.1, 0.0467, 0.0269, 0.01] | [10.0, 2.478, 0.426, 0.1, 0.0427, 0.0211, 0.01] | 0 | [375.0, 500.0, 700.0, 925.0, 1200.0, 1500.0, 2341.0] | [750.0, 1000.0, 1500.0, 2200.0, 3000.0, 4000.0, 5765.0]
HV 160A | HV 160A | 160 | 0 | [10.0, 4.15, 1.03, 0.198, 0.1, 0.051, 0.0172, 0.01] | [10.0, 2.3, 0.734, 0.274, 0.1, 0.046, 0.0177, 0.01] | 0 | [480.0, 550.0, 700.0, 1000.0, 1260.0, 1600.0, 2500.0, 3227.0] | [960.0, 1300.0, 1700.0, 2200.0, 2996.0, 4000.0, 6000.0, 7946.0]
HV 16A | HV 16A | 16 | 0 | [10.0, 0.352, 0.164, 0.1, 0.0649, 0.0342, 0.01] | [10.0, 2.34, 0.722, 0.181, 0.1, 0.055, 0.0296, 0.01] | 0 | [48.0, 60.0, 65.0, 71.0, 80.0, 100.0, 162.0] | [96.0, 110.0, 125.0, 150.0, 168.0, 200.0, 250.0, 398.0]
HV 200A | HV 200A | 200 | 0 | [10.0, 4.267, 1.21, 0.403, 0.1, 0.058, 0.022, 0.01] | [10.0, 3.73, 1.654, 0.328, 0.1, 0.0531, 0.019, 0.01] | 0 | [600.0, 700.0, 900.0, 1150.0, 1665.0, 2000.0, 3000.0, 4313.0] | [1200.0, 1500.0, 1800.0, 2700.0, 3960.0, 5000.0, 7500.0, 10620.0]
HV 20A | HV 20A | 20 | 0 | [10.0, 1.3, 0.3, 0.155, 0.1, 0.0555, 0.023, 0.01] | [10.0, 1.3, 0.161, 0.1, 0.0611, 0.0399, 0.0141, 0.01] | 0 | [60.0, 70.0, 80.0, 87.0, 94.0, 110.0, 150.0, 216.0] | [120.0, 150.0, 200.0, 223.0, 260.0, 300.0, 450.0, 532.0]
HV 25A | HV 25A | 25 | 0 | [10.0, 2.512, 0.833, 0.299, 0.1, 0.0372, 0.0223, 0.01] | [10.0, 3.125, 0.597, 0.198, 0.1, 0.0378, 0.022, 0.01] | 0 | [75.0, 82.0, 90.0, 100.0, 124.0, 170.0, 200.0, 289.0] | [150.0, 170.0, 210.0, 250.0, 294.0, 400.0, 500.0, 711.0]
HV 31.5A | HV 31.5A | 31.5 | 0 | [10.0, 2.34, 0.722, 0.181, 0.1, 0.055, 0.0296, 0.01] | [10.0, 2.84, 0.368, 0.164, 0.1, 0.0621, 0.0378, 0.0195, 0.01] | 0 | [95.0, 110.0, 125.0, 150.0, 165.0, 200.0, 250.0, 390.0] | [189.0, 220.0, 300.0, 350.0, 393.0, 450.0, 530.0, 700.0, 960.0]
HV 40A | HV 40A | 40 | 0 | [10.0, 1.3, 0.161, 0.1, 0.0611, 0.0399, 0.0141, 0.01] | [10.0, 2.05, 0.369, 0.198, 0.1, 0.051, 0.0298, 0.01] | 0 | [120.0, 150.0, 200.0, 223.0, 260.0, 300.0, 450.0, 532.0] | [240.0, 300.0, 400.0, 450.0, 530.0, 650.0, 800.0, 1311.0]
HV 50A | HV 50A | 50 | 0 | [10.0, 3.215, 0.597, 0.198, 0.1, 0.0378, 0.022, 0.01] | [10.0, 3.64, 0.854, 0.281, 0.1, 0.0531, 0.022, 0.01] | 0 | [150.0, 170.0, 210.0, 250.0, 294.0, 400.0, 500.0, 711.0] | [300.0, 350.0, 450.0, 550.0, 700.0, 850.0, 1200.0, 1752.0]
HV 6.3A | HV 6.3A | 6.3 | 0 | [10.0, 1.39, 0.344, 0.168, 0.1, 0.056, 0.0263, 0.01] | [10.0, 1.711, 0.516, 0.198, 0.1, 0.0634, 0.0303, 0.01] | 0 | [19.0, 19.5, 20.4, 20.8, 22.0, 25.0, 32.0, 48.0] | [38.0, 40.0, 43.0, 48.0, 53.0, 60.0, 75.0, 118.0]
HV 63A | HV 63A | 63 | 0 | [10.0, 2.84, 0.368, 0.164, 0.1, 0.0621, 0.0378, 0.0195, 0.01] | [10.0, 1.82, 0.344, 0.1, 0.0467, 0.0269, 0.01] | 0 | [189.0, 220.0, 300.0, 350.0, 393.0, 450.0, 530.0, 700.0, 961.0] | [378.0, 500.0, 700.0, 934.0, 1200.0, 1500.0, 2366.0]
HV 80A | HV 80A | 80 | 0 | [10.0, 2.05, 0.369, 0.198, 0.1, 0.051, 0.0298, 0.01] | [10.0, 4.15, 1.03, 0.198, 0.1, 0.051, 0.0172, 0.01] | 0 | [240.0, 300.0, 400.0, 450.0, 530.0, 650.0, 800.0, 1311.0] | [480.0, 550.0, 700.0, 1000.0, 1260.0, 1600.0, 2500.0, 3227.0]
Siemens NH-1-100 | Siemens NH-1-100 | 100 | [5400.0, 2000.0, 400.0, 20.0, 1.0, 0.2, 0.012, 0.004] | 0 | 0 | [150.0, 190.0, 250.0, 430.0, 900.0, 1250.0, 2700.0, 3600.0] | 0 | 0
Siemens NH-1-125 | Siemens NH-1-125 | 125 | [4800.0, 120.0, 7.0, 0.1, 0.004] | 0 | 0 | [180.0, 400.0, 740.0, 2000.0, 4250.0] | 0 | 0
Siemens NH-1-16 | Siemens NH-1-16 | 16 | [4000.0, 400.0, 2.0, 0.1, 0.04, 0.01] | 0 | 0 | [26.0, 35.0, 75.0, 150.0, 200.0, 300.0] | 0 | 0
Siemens NH-1-160 | Siemens NH-1-160 | 160 | [4800.0, 120.0, 7.0, 0.1, 0.004] | 0 | 0 | [210.0, 500.0, 900.0, 2300.0, 5000.0] | 0 | 0
Siemens NH-1-25 | Siemens NH-1-25 | 25 | [4000.0, 1000.0, 10.0, 0.2, 0.02, 0.01] | 0 | 0 | [40.0, 50.0, 100.0, 210.0, 400.0, 500.0] | 0 | 0
Siemens NH-1-50 | Siemens NH-1-50 | 50 | [4000.0, 40.0, 4.0, 1.0, 0.02, 0.01] | 0 | 0 | [86.0, 200.0, 300.0, 400.0, 1000.0, 1280.0] | 0 | 0
Siemens NH-1-63 | Siemens NH-1-63 | 63 | [4000.0, 100.0, 10.0, 2.0, 0.04, 0.01] | 0 | 0 | [100.0, 200.0, 300.0, 400.0, 1000.0, 1500.0] | 0 | 0
Siemens NH-1-80 | Siemens NH-1-80 | 80 | [4800.0, 120.0, 7.0, 0.1, 0.01] | 0 | 0 | [150.58, 250.0, 450.0, 1150.0, 2470.0] | 0 | 0
Siemens NH-2-1000 | Siemens NH-2-1000 | 1000 | [4800.0, 120.0, 7.0, 0.1, 0.004] | 0 | 0 | [1900.0, 3500.0, 8400.0, 24000.0, 52000.0] | 0 | 0
Siemens NH-2-200 | Siemens NH-2-200 | 200 | [4800.0, 120.0, 7.0, 0.1, 0.004] | 0 | 0 | [280.0, 650.0, 1200.0, 3000.0, 7000.0] | 0 | 0
Siemens NH-2-224 | Siemens NH-2-224 | 224 | [4800.0, 120.0, 7.0, 0.2, 0.04, 0.004] | 0 | 0 | [400.0, 750.0, 1453.0, 3025.0, 4315.0, 7600.0] | 0 | 0
Siemens NH-2-250 | Siemens NH-2-250 | 250 | [4800.0, 120.0, 7.0, 0.1, 0.004] | 0 | 0 | [450.0, 800.0, 1650.0, 4000.0, 8500.0] | 0 | 0
Siemens NH-2-315 | Siemens NH-2-315 | 315 | [4800.0, 120.0, 7.0, 0.1, 0.004] | 0 | 0 | [550.0, 920.0, 1900.0, 5000.0, 11000.0] | 0 | 0
Siemens NH-2-355 | Siemens NH-2-355 | 355 | [4800.0, 120.0, 6.0, 0.1, 0.004] | 0 | 0 | [650.0, 1116.27, 2350.0, 5840.0, 12790.0] | 0 | 0
Siemens NH-2-400 | Siemens NH-2-400 | 400 | [4800.0, 120.0, 7.0, 0.1, 0.004] | 0 | 0 | [720.0, 1350.0, 2800.0, 6500.0, 15000.0] | 0 | 0
Siemens NH-2-425 | Siemens NH-2-425 | 425 | [4800.0, 120.0, 7.0, 0.1, 0.004] | 0 | 0 | [850.0, 1500.0, 3050.0, 7500.0, 16500.0] | 0 | 0
Siemens NH-2-630 | Siemens NH-2-630 | 630 | [4800.0, 120.0, 7.0, 0.1, 0.004] | 0 | 0 | [1200.0, 2000.0, 4800.0, 12000.0, 26000.0] | 0 | 0

## dtypes
| element | column | dtype
0 | bus | name | object
1 | bus | vn_kv | float64
2 | bus | type | object
3 | bus | zone | object
4 | bus | in_service | bool
5 | load | name | object
6 | load | bus | uint32
7 | load | p_mw | float64
8 | load | q_mvar | float64
9 | load | const_z_percent | float64
10 | load | const_i_percent | float64
11 | load | sn_mva | float64
12 | load | scaling | float64
13 | load | in_service | bool
14 | load | type | object
15 | ext_grid | name | object
16 | ext_grid | bus | uint32
17 | ext_grid | vm_pu | float64
18 | ext_grid | va_degree | float64
19 | ext_grid | slack_weight | float64
20 | ext_grid | in_service | bool
21 | line | name | object
22 | line | std_type | object
23 | line | from_bus | uint32
24 | line | to_bus | uint32
25 | line | length_km | float64
26 | line | r_ohm_per_km | float64
27 | line | x_ohm_per_km | float64
28 | line | c_nf_per_km | float64
29 | line | g_us_per_km | float64
30 | line | max_i_ka | float64
31 | line | df | float64
32 | line | parallel | uint32
33 | line | type | object
34 | line | in_service | bool
35 | trafo | name | object
36 | trafo | std_type | object
37 | trafo | hv_bus | uint32
38 | trafo | lv_bus | uint32
39 | trafo | sn_mva | float64
40 | trafo | vn_hv_kv | float64
41 | trafo | vn_lv_kv | float64
42 | trafo | vk_percent | float64
43 | trafo | vkr_percent | float64
44 | trafo | pfe_kw | float64
45 | trafo | i0_percent | float64
46 | trafo | shift_degree | float64
47 | trafo | tap_side | object
48 | trafo | tap_neutral | int32
49 | trafo | tap_min | int32
50 | trafo | tap_max | int32
51 | trafo | tap_step_percent | float64
52 | trafo | tap_step_degree | float64
53 | trafo | tap_pos | int32
54 | trafo | tap_phase_shifter | bool
55 | trafo | parallel | uint32
56 | trafo | df | float64
57 | trafo | in_service | bool
58 | line_geodata | coords | object
59 | bus_geodata | x | float64
60 | bus_geodata | y | float64
61 | bus_geodata | coords | object

## parameters
| version | format_version | converged | OPF_converged | name | f_hz | sn_mva
0 | 2.14.6 | 2.14.0 | FALSE | FALSE |  | 50 | 1