## bus
| name | vn_kv | type | zone | in_service
0 | bus_LV_988-6_0_6_node_0 | 0.4 | n |  | TRUE
1 | bus_LV_988-6_0_6_node_1 | 0.4 | n |  | TRUE
2 | bus_LV_988-6_0_6_node_2 | 0.4 | n |  | TRUE
3 | bus_LV_988-6_0_6_node_3 | 0.4 | n |  | TRUE
4 | bus_LV_988-6_0_6_node_183 | 0.4 | n |  | TRUE
5 | bus_LV_988-6_0_6_node_177 | 0.4 | n |  | TRUE
6 | bus_LV_988-6_0_6_node_182 | 0.4 | n |  | TRUE
7 | bus_LV_988-6_0_6_node_36 | 0.4 | n |  | TRUE
8 | bus_LV_988-6_0_6_node_34 | 0.4 | n |  | TRUE
9 | bus_LV_988-6_0_6_node_13 | 0.4 | n |  | TRUE
10 | bus_LV_988-6_0_6_node_14 | 0.4 | n |  | TRUE
11 | bus_LV_988-6_0_6_node_29 | 0.4 | n |  | TRUE
12 | bus_LV_988-6_0_6_node_7 | 0.4 | n |  | TRUE
13 | bus_LV_988-6_0_6_node_35 | 0.4 | n |  | TRUE
14 | bus_LV_988-6_0_6_node_4 | 0.4 | n |  | TRUE
15 | bus_LV_988-6_0_6_node_5 | 0.4 | n |  | TRUE
16 | bus_LV_988-6_0_6_node_6 | 0.4 | n |  | TRUE
17 | bus_LV_988-6_0_6_node_8 | 0.4 | n |  | TRUE
18 | bus_LV_988-6_0_6_node_38 | 0.4 | n |  | TRUE
19 | bus_LV_988-6_0_6_node_20 | 0.4 | n |  | TRUE
20 | bus_LV_988-6_0_6_node_46 | 0.4 | n |  | TRUE
21 | bus_LV_988-6_0_6_node_37 | 0.4 | n |  | TRUE
22 | bus_LV_988-6_0_6_node_22 | 0.4 | n |  | TRUE
23 | bus_LV_988-6_0_6_node_47 | 0.4 | n |  | TRUE
24 | bus_LV_988-6_0_6_node_41 | 0.4 | n |  | TRUE
25 | bus_LV_988-6_0_6_node_9 | 0.4 | n |  | TRUE
26 | bus_LV_988-6_0_6_node_10 | 0.4 | n |  | TRUE
27 | bus_LV_988-6_0_6_node_12 | 0.4 | n |  | TRUE
28 | bus_LV_988-6_0_6_node_43 | 0.4 | n |  | TRUE
29 | bus_LV_988-6_0_6_node_44 | 0.4 | n |  | TRUE
30 | bus_LV_988-6_0_6_node_48 | 0.4 | n |  | TRUE
31 | bus_LV_988-6_0_6_node_42 | 0.4 | n |  | TRUE
32 | bus_LV_988-6_0_6_node_45 | 0.4 | n |  | TRUE
33 | bus_LV_988-6_0_6_node_15 | 0.4 | n |  | TRUE
34 | bus_LV_988-6_0_6_node_16 | 0.4 | n |  | TRUE
35 | bus_LV_988-6_0_6_node_17 | 0.4 | n |  | TRUE
36 | bus_LV_988-6_0_6_node_18 | 0.4 | n |  | TRUE
37 | bus_LV_988-6_0_6_node_19 | 0.4 | n |  | TRUE
38 | bus_LV_988-6_0_6_node_25 | 0.4 | n |  | TRUE
39 | bus_LV_988-6_0_6_node_23 | 0.4 | n |  | TRUE
40 | bus_LV_988-6_0_6_node_21 | 0.4 | n |  | TRUE
41 | bus_LV_988-6_0_6_node_24 | 0.4 | n |  | TRUE
42 | bus_LV_988-6_0_6_node_30 | 0.4 | n |  | TRUE
43 | bus_LV_988-6_0_6_node_31 | 0.4 | n |  | TRUE
44 | bus_LV_988-6_0_6_node_26 | 0.4 | n |  | TRUE
45 | bus_LV_988-6_0_6_node_99 | 0.4 | n |  | TRUE
46 | bus_LV_988-6_0_6_node_27 | 0.4 | n |  | TRUE
47 | bus_LV_988-6_0_6_node_28 | 0.4 | n |  | TRUE
48 | bus_LV_988-6_0_6_node_102 | 0.4 | n |  | TRUE
49 | bus_LV_988-6_0_6_node_106 | 0.4 | n |  | TRUE
50 | bus_LV_988-6_0_6_node_100 | 0.4 | n |  | TRUE
51 | bus_LV_988-6_0_6_node_32 | 0.4 | n |  | TRUE
52 | bus_LV_988-6_0_6_node_33 | 0.4 | n |  | TRUE
53 | bus_LV_988-6_0_6_node_49 | 0.4 | n |  | TRUE
54 | bus_LV_988-6_0_6_node_50 | 0.4 | n |  | TRUE
55 | bus_LV_988-6_0_6_node_39 | 0.4 | n |  | TRUE
56 | bus_LV_988-6_0_6_node_40 | 0.4 | n |  | TRUE
57 | bus_LV_988-6_0_6_node_188 | 0.4 | n |  | TRUE
58 | bus_LV_988-6_0_6_node_140 | 0.4 | n |  | TRUE
59 | bus_LV_988-6_0_6_node_103 | 0.4 | n |  | TRUE
60 | bus_LV_988-6_0_6_node_104 | 0.4 | n |  | TRUE
61 | bus_LV_988-6_0_6_node_115 | 0.4 | n |  | TRUE
62 | bus_LV_988-6_0_6_node_154 | 0.4 | n |  | TRUE
63 | bus_LV_988-6_0_6_node_51 | 0.4 | n |  | TRUE
64 | bus_LV_988-6_0_6_node_52 | 0.4 | n |  | TRUE
65 | bus_LV_988-6_0_6_node_53 | 0.4 | n |  | TRUE
66 | bus_LV_988-6_0_6_node_54 | 0.4 | n |  | TRUE
67 | bus_LV_988-6_0_6_node_55 | 0.4 | n |  | TRUE
68 | bus_LV_988-6_0_6_node_56 | 0.4 | n |  | TRUE
69 | bus_LV_988-6_0_6_node_84 | 0.4 | n |  | TRUE
70 | bus_LV_988-6_0_6_node_118 | 0.4 | n |  | TRUE
71 | bus_LV_988-6_0_6_node_82 | 0.4 | n |  | TRUE
72 | bus_LV_988-6_0_6_node_119 | 0.4 | n |  | TRUE
73 | bus_LV_988-6_0_6_node_57 | 0.4 | n |  | TRUE
74 | bus_LV_988-6_0_6_node_58 | 0.4 | n |  | TRUE
75 | bus_LV_988-6_0_6_node_59 | 0.4 | n |  | TRUE
76 | bus_LV_988-6_0_6_node_60 | 0.4 | n |  | TRUE
77 | bus_LV_988-6_0_6_node_61 | 0.4 | n |  | TRUE
78 | bus_LV_988-6_0_6_node_79 | 0.4 | n |  | TRUE
79 | bus_LV_988-6_0_6_node_107 | 0.4 | n |  | TRUE
80 | bus_LV_988-6_0_6_node_78 | 0.4 | n |  | TRUE
81 | bus_LV_988-6_0_6_node_62 | 0.4 | n |  | TRUE
82 | bus_LV_988-6_0_6_node_63 | 0.4 | n |  | TRUE
83 | bus_LV_988-6_0_6_node_64 | 0.4 | n |  | TRUE
84 | bus_LV_988-6_0_6_node_65 | 0.4 | n |  | TRUE
85 | bus_LV_988-6_0_6_node_66 | 0.4 | n |  | TRUE
86 | bus_LV_988-6_0_6_node_80 | 0.4 | n |  | TRUE
87 | bus_LV_988-6_0_6_node_76 | 0.4 | n |  | TRUE
88 | bus_LV_988-6_0_6_node_67 | 0.4 | n |  | TRUE
89 | bus_LV_988-6_0_6_node_68 | 0.4 | n |  | TRUE
90 | bus_LV_988-6_0_6_node_69 | 0.4 | n |  | TRUE
91 | bus_LV_988-6_0_6_node_70 | 0.4 | n |  | TRUE
92 | bus_LV_988-6_0_6_node_71 | 0.4 | n |  | TRUE
93 | bus_LV_988-6_0_6_node_72 | 0.4 | n |  | TRUE
94 | bus_LV_988-6_0_6_node_142 | 0.4 | n |  | TRUE
95 | bus_LV_988-6_0_6_node_143 | 0.4 | n |  | TRUE
96 | bus_LV_988-6_0_6_node_73 | 0.4 | n |  | TRUE
97 | bus_LV_988-6_0_6_node_74 | 0.4 | n |  | TRUE
98 | bus_LV_988-6_0_6_node_75 | 0.4 | n |  | TRUE
99 | bus_LV_988-6_0_6_node_77 | 0.4 | n |  | TRUE
100 | bus_LV_988-6_0_6_node_125 | 0.4 | n |  | TRUE
101 | bus_LV_988-6_0_6_node_123 | 0.4 | n |  | TRUE
102 | bus_LV_988-6_0_6_node_144 | 0.4 | n |  | TRUE
103 | bus_LV_988-6_0_6_node_127 | 0.4 | n |  | TRUE
104 | bus_LV_988-6_0_6_node_126 | 0.4 | n |  | TRUE
105 | bus_LV_988-6_0_6_node_121 | 0.4 | n |  | TRUE
106 | bus_LV_988-6_0_6_node_81 | 0.4 | n |  | TRUE
107 | bus_LV_988-6_0_6_node_83 | 0.4 | n |  | TRUE
108 | bus_LV_988-6_0_6_node_85 | 0.4 | n |  | TRUE
109 | bus_LV_988-6_0_6_node_86 | 0.4 | n |  | TRUE
110 | bus_LV_988-6_0_6_node_132 | 0.4 | n |  | TRUE
111 | bus_LV_988-6_0_6_node_129 | 0.4 | n |  | TRUE
112 | bus_LV_988-6_0_6_node_185 | 0.4 | n |  | TRUE
113 | bus_LV_988-6_0_6_node_141 | 0.4 | n |  | TRUE
114 | bus_LV_988-6_0_6_node_130 | 0.4 | n |  | TRUE
115 | bus_LV_988-6_0_6_node_186 | 0.4 | n |  | TRUE
116 | bus_LV_988-6_0_6_node_87 | 0.4 | n |  | TRUE
117 | bus_LV_988-6_0_6_node_88 | 0.4 | n |  | TRUE
118 | bus_LV_988-6_0_6_node_89 | 0.4 | n |  | TRUE
119 | bus_LV_988-6_0_6_node_90 | 0.4 | n |  | TRUE
120 | bus_LV_988-6_0_6_node_187 | 0.4 | n |  | TRUE
121 | bus_LV_988-6_0_6_node_98 | 0.4 | n |  | TRUE
122 | bus_LV_988-6_0_6_node_157 | 0.4 | n |  | TRUE
123 | bus_LV_988-6_0_6_node_163 | 0.4 | n |  | TRUE
124 | bus_LV_988-6_0_6_node_112 | 0.4 | n |  | TRUE
125 | bus_LV_988-6_0_6_node_91 | 0.4 | n |  | TRUE
126 | bus_LV_988-6_0_6_node_92 | 0.4 | n |  | TRUE
127 | bus_LV_988-6_0_6_node_93 | 0.4 | n |  | TRUE
128 | bus_LV_988-6_0_6_node_94 | 0.4 | n |  | TRUE
129 | bus_LV_988-6_0_6_node_95 | 0.4 | n |  | TRUE
130 | bus_LV_988-6_0_6_node_96 | 0.4 | n |  | TRUE
131 | bus_LV_988-6_0_6_node_97 | 0.4 | n |  | TRUE
132 | bus_LV_988-6_0_6_node_105 | 0.4 | n |  | TRUE
133 | bus_LV_988-6_0_6_node_116 | 0.4 | n |  | TRUE
134 | bus_LV_988-6_0_6_node_109 | 0.4 | n |  | TRUE
135 | bus_LV_988-6_0_6_node_113 | 0.4 | n |  | TRUE
136 | bus_LV_988-6_0_6_node_117 | 0.4 | n |  | TRUE
137 | bus_LV_988-6_0_6_node_108 | 0.4 | n |  | TRUE
138 | bus_LV_988-6_0_6_node_152 | 0.4 | n |  | TRUE
139 | bus_LV_988-6_0_6_node_114 | 0.4 | n |  | TRUE
140 | bus_LV_988-6_0_6_node_101 | 0.4 | n |  | TRUE
141 | bus_LV_988-6_0_6_node_122 | 0.4 | n |  | TRUE
142 | bus_LV_988-6_0_6_node_124 | 0.4 | n |  | TRUE
143 | bus_LV_988-6_0_6_node_120 | 0.4 | n |  | TRUE
144 | bus_LV_988-6_0_6_node_155 | 0.4 | n |  | TRUE
145 | bus_LV_988-6_0_6_node_145 | 0.4 | n |  | TRUE
146 | bus_LV_988-6_0_6_node_146 | 0.4 | n |  | TRUE
147 | bus_LV_988-6_0_6_node_110 | 0.4 | n |  | TRUE
148 | bus_LV_988-6_0_6_node_111 | 0.4 | n |  | TRUE
149 | bus_LV_988-6_0_6_node_147 | 0.4 | n |  | TRUE
150 | bus_LV_988-6_0_6_node_148 | 0.4 | n |  | TRUE
151 | bus_LV_988-6_0_6_node_133 | 0.4 | n |  | TRUE
152 | bus_LV_988-6_0_6_node_153 | 0.4 | n |  | TRUE
153 | bus_LV_988-6_0_6_node_134 | 0.4 | n |  | TRUE
154 | bus_LV_988-6_0_6_node_135 | 0.4 | n |  | TRUE
155 | bus_LV_988-6_0_6_node_128 | 0.4 | n |  | TRUE
156 | bus_LV_988-6_0_6_node_131 | 0.4 | n |  | TRUE
157 | bus_LV_988-6_0_6_node_138 | 0.4 | n |  | TRUE
158 | bus_LV_988-6_0_6_node_136 | 0.4 | n |  | TRUE
159 | bus_LV_988-6_0_6_node_151 | 0.4 | n |  | TRUE
160 | bus_LV_988-6_0_6_node_137 | 0.4 | n |  | TRUE
161 | bus_LV_988-6_0_6_node_139 | 0.4 | n |  | TRUE
162 | bus_LV_988-6_0_6_node_158 | 0.4 | n |  | TRUE
163 | bus_LV_988-6_0_6_node_159 | 0.4 | n |  | TRUE
164 | bus_LV_988-6_0_6_node_160 | 0.4 | n |  | TRUE
165 | bus_LV_988-6_0_6_node_162 | 0.4 | n |  | TRUE
166 | bus_LV_988-6_0_6_node_179 | 0.4 | n |  | TRUE
167 | bus_LV_988-6_0_6_node_161 | 0.4 | n |  | TRUE
168 | bus_LV_988-6_0_6_node_172 | 0.4 | n |  | TRUE
169 | bus_LV_988-6_0_6_node_184 | 0.4 | n |  | TRUE
170 | bus_LV_988-6_0_6_node_180 | 0.4 | n |  | TRUE
171 | bus_LV_988-6_0_6_node_171 | 0.4 | n |  | TRUE
172 | bus_LV_988-6_0_6_node_178 | 0.4 | n |  | TRUE
173 | bus_LV_988-6_0_6_node_164 | 0.4 | n |  | TRUE
174 | bus_LV_988-6_0_6_node_165 | 0.4 | n |  | TRUE
175 | bus_LV_988-6_0_6_node_166 | 0.4 | n |  | TRUE
176 | bus_LV_988-6_0_6_node_167 | 0.4 | n |  | TRUE
177 | bus_LV_988-6_0_6_node_168 | 0.4 | n |  | TRUE
178 | bus_LV_988-6_0_6_node_173 | 0.4 | n |  | TRUE
179 | bus_LV_988-6_0_6_node_175 | 0.4 | n |  | TRUE
180 | bus_LV_988-6_0_6_node_181 | 0.4 | n |  | TRUE
181 | bus_LV_988-6_0_6_node_174 | 0.4 | n |  | TRUE
182 | bus_LV_988-6_0_6_node_169 | 0.4 | n |  | TRUE
183 | bus_LV_988-6_0_6_node_176 | 0.4 | n |  | TRUE
184 | bus_MV_184_0_node_212 | 20 | n |  | TRUE

## load
| name | bus | p_mw | q_mvar | const_z_percent | const_i_percent | sn_mva | scaling | in_service | type
0 | LV_988-6_0_6_load_0 | 0 | 0.0057993 | 0.0014534 | 0 | 0 |  | 1 | TRUE | wye
1 | LV_988-6_0_6_load_1 | 1 | 0.00092372 | 0.00023151 | 0 | 0 |  | 1 | TRUE | wye
2 | LV_988-6_0_6_load_177 | 5 | 0.00033364 | 8.3618e-05 | 0 | 0 |  | 1 | TRUE | wye
3 | LV_988-6_0_6_load_182 | 6 | 0.00045255 | 0.00011342 | 0 | 0 |  | 1 | TRUE | wye
4 | LV_988-6_0_6_load_36 | 7 | 0.00075338 | 0.00018881 | 0 | 0 |  | 1 | TRUE | wye
5 | LV_988-6_0_6_load_34 | 8 | 0.0011255 | 0.00028207 | 0 | 0 |  | 1 | TRUE | wye
6 | LV_988-6_0_6_load_13 | 9 | 0.0011395 | 0.00028559 | 0 | 0 |  | 1 | TRUE | wye
7 | LV_988-6_0_6_load_29 | 11 | 0.00115 | 0.00028822 | 0 | 0 |  | 1 | TRUE | wye
8 | LV_988-6_0_6_load_4 | 14 | 0.0013031 | 0.00032659 | 0 | 0 |  | 1 | TRUE | wye
9 | LV_988-6_0_6_load_5 | 15 | 0.00045163 | 0.00011319 | 0 | 0 |  | 1 | TRUE | wye
10 | LV_988-6_0_6_load_6 | 16 | 0.00040496 | 0.00010149 | 0 | 0 |  | 1 | TRUE | wye
11 | LV_988-6_0_6_load_38 | 18 | 0.0003303 | 8.278e-05 | 0 | 0 |  | 1 | TRUE | wye
12 | LV_988-6_0_6_load_20 | 19 | 0.00055453 | 0.00013898 | 0 | 0 |  | 1 | TRUE | wye
13 | LV_988-6_0_6_load_46 | 20 | 0.0036768 | 0.00092148 | 0 | 0 |  | 1 | TRUE | wye
14 | LV_988-6_0_6_load_37 | 21 | 0.0020898 | 0.00052375 | 0 | 0 |  | 1 | TRUE | wye
15 | LV_988-6_0_6_load_22 | 22 | 0.00032813 | 8.2236e-05 | 0 | 0 |  | 1 | TRUE | wye
16 | LV_988-6_0_6_load_41 | 24 | 0.0021823 | 0.00054693 | 0 | 0 |  | 1 | TRUE | wye
17 | LV_988-6_0_6_load_9 | 25 | 0.0010334 | 0.000259 | 0 | 0 |  | 1 | TRUE | wye
18 | LV_988-6_0_6_load_10 | 26 | 0.0019295 | 0.00048358 | 0 | 0 |  | 1 | TRUE | wye
19 | LV_988-6_0_6_load_44 | 29 | 0.0032628 | 0.00081774 | 0 | 0 |  | 1 | TRUE | wye
20 | LV_988-6_0_6_load_48 | 30 | 0.0016584 | 0.00041562 | 0 | 0 |  | 1 | TRUE | wye
21 | LV_988-6_0_6_load_42 | 31 | 0.0014238 | 0.00035683 | 0 | 0 |  | 1 | TRUE | wye
22 | LV_988-6_0_6_load_45 | 32 | 0.0014572 | 0.00036522 | 0 | 0 |  | 1 | TRUE | wye
23 | LV_988-6_0_6_load_15 | 33 | 0.000688 | 0.00017243 | 0 | 0 |  | 1 | TRUE | wye
24 | LV_988-6_0_6_load_17 | 35 | 0.0005021 | 0.00012584 | 0 | 0 |  | 1 | TRUE | wye
25 | LV_988-6_0_6_load_18 | 36 | 0.00099124 | 0.00024843 | 0 | 0 |  | 1 | TRUE | wye
26 | LV_988-6_0_6_load_25 | 38 | 0.0006724 | 0.00016852 | 0 | 0 |  | 1 | TRUE | wye
27 | LV_988-6_0_6_load_21 | 40 | 0.00077067 | 0.00019315 | 0 | 0 |  | 1 | TRUE | wye
28 | LV_988-6_0_6_load_24 | 41 | 0.0014074 | 0.00035274 | 0 | 0 |  | 1 | TRUE | wye
29 | LV_988-6_0_6_load_30 | 42 | 0.0010592 | 0.00026545 | 0 | 0 |  | 1 | TRUE | wye
30 | LV_988-6_0_6_load_31 | 43 | 0.0008229 | 0.00020624 | 0 | 0 |  | 1 | TRUE | wye
31 | LV_988-6_0_6_load_99 | 45 | 0.0014461 | 0.00036243 | 0 | 0 |  | 1 | TRUE | wye
32 | LV_988-6_0_6_load_27 | 46 | 0.0023096 | 0.00057885 | 0 | 0 |  | 1 | TRUE | wye
33 | LV_988-6_0_6_load_28 | 47 | 0.0013337 | 0.00033425 | 0 | 0 |  | 1 | TRUE | wye
34 | LV_988-6_0_6_load_102 | 48 | 0.0018772 | 0.00047046 | 0 | 0 |  | 1 | TRUE | wye
35 | LV_988-6_0_6_load_100 | 50 | 0.0013823 | 0.00034643 | 0 | 0 |  | 1 | TRUE | wye
36 | LV_988-6_0_6_load_32 | 51 | 0.00075404 | 0.00018898 | 0 | 0 |  | 1 | TRUE | wye
37 | LV_988-6_0_6_load_33 | 52 | 0.0036407 | 0.00091246 | 0 | 0 |  | 1 | TRUE | wye
38 | LV_988-6_0_6_load_49 | 53 | 0.0013315 | 0.0003337 | 0 | 0 |  | 1 | TRUE | wye
39 | LV_988-6_0_6_load_39 | 55 | 0.00039788 | 9.9718e-05 | 0 | 0 |  | 1 | TRUE | wye
40 | LV_988-6_0_6_load_40 | 56 | 0.00058641 | 0.00014697 | 0 | 0 |  | 1 | TRUE | wye
41 | LV_988-6_0_6_load_188 | 57 | 0.0012266 | 0.00030743 | 0 | 0 |  | 1 | TRUE | wye
42 | LV_988-6_0_6_load_103 | 59 | 0.00082011 | 0.00020554 | 0 | 0 |  | 1 | TRUE | wye
43 | LV_988-6_0_6_load_104 | 60 | 0.0061929 | 0.0015521 | 0 | 0 |  | 1 | TRUE | wye
44 | LV_988-6_0_6_load_115 | 61 | 0.00099618 | 0.00024967 | 0 | 0 |  | 1 | TRUE | wye
45 | LV_988-6_0_6_load_154 | 62 | 0.0010306 | 0.0002583 | 0 | 0 |  | 1 | TRUE | wye
46 | LV_988-6_0_6_load_51 | 63 | 0.001869 | 0.00046842 | 0 | 0 |  | 1 | TRUE | wye
47 | LV_988-6_0_6_load_52 | 64 | 0.00072178 | 0.00018089 | 0 | 0 |  | 1 | TRUE | wye
48 | LV_988-6_0_6_load_55 | 67 | 0.001611 | 0.00040375 | 0 | 0 |  | 1 | TRUE | wye
49 | LV_988-6_0_6_load_56 | 68 | 0.0025762 | 0.00064567 | 0 | 0 |  | 1 | TRUE | wye
50 | LV_988-6_0_6_load_118 | 70 | 0.0016735 | 0.00041942 | 0 | 0 |  | 1 | TRUE | wye
51 | LV_988-6_0_6_load_82 | 71 | 0.0010392 | 0.00026045 | 0 | 0 |  | 1 | TRUE | wye
52 | LV_988-6_0_6_load_57 | 73 | 0.0025757 | 0.00064552 | 0 | 0 |  | 1 | TRUE | wye
53 | LV_988-6_0_6_load_58 | 74 | 0.0015408 | 0.00038616 | 0 | 0 |  | 1 | TRUE | wye
54 | LV_988-6_0_6_load_59 | 75 | 0.0017994 | 0.00045098 | 0 | 0 |  | 1 | TRUE | wye
55 | LV_988-6_0_6_load_60 | 76 | 0.000594 | 0.00014887 | 0 | 0 |  | 1 | TRUE | wye
56 | LV_988-6_0_6_load_61 | 77 | 0.0022367 | 0.00056056 | 0 | 0 |  | 1 | TRUE | wye
57 | LV_988-6_0_6_load_79 | 78 | 0.0021057 | 0.00052774 | 0 | 0 |  | 1 | TRUE | wye
58 | LV_988-6_0_6_load_107 | 79 | 0.00057315 | 0.00014365 | 0 | 0 |  | 1 | TRUE | wye
59 | LV_988-6_0_6_load_78 | 80 | 0.003103 | 0.00077768 | 0 | 0 |  | 1 | TRUE | wye
60 | LV_988-6_0_6_load_62 | 81 | 0.00181 | 0.00045362 | 0 | 0 |  | 1 | TRUE | wye
61 | LV_988-6_0_6_load_63 | 82 | 0.0040373 | 0.0010119 | 0 | 0 |  | 1 | TRUE | wye
62 | LV_988-6_0_6_load_64 | 83 | 0.0029507 | 0.00073951 | 0 | 0 |  | 1 | TRUE | wye
63 | LV_988-6_0_6_load_65 | 84 | 0.0025063 | 0.00062813 | 0 | 0 |  | 1 | TRUE | wye
64 | LV_988-6_0_6_load_66 | 85 | 0.0018157 | 0.00045507 | 0 | 0 |  | 1 | TRUE | wye
65 | LV_988-6_0_6_load_80 | 86 | 0.001591 | 0.00039875 | 0 | 0 |  | 1 | TRUE | wye
66 | LV_988-6_0_6_load_67 | 88 | 0.0013111 | 0.00032859 | 0 | 0 |  | 1 | TRUE | wye
67 | LV_988-6_0_6_load_68 | 89 | 0.00099463 | 0.00024928 | 0 | 0 |  | 1 | TRUE | wye
68 | LV_988-6_0_6_load_70 | 91 | 0.0091348 | 0.0022894 | 0 | 0 |  | 1 | TRUE | wye
69 | LV_988-6_0_6_load_71 | 92 | 0.0055676 | 0.0013954 | 0 | 0 |  | 1 | TRUE | wye
70 | LV_988-6_0_6_load_72 | 93 | 0.00089077 | 0.00022325 | 0 | 0 |  | 1 | TRUE | wye
71 | LV_988-6_0_6_load_142 | 94 | 0.00028772 | 7.2109e-05 | 0 | 0 |  | 1 | TRUE | wye
72 | LV_988-6_0_6_load_73 | 96 | 0.0059538 | 0.0014922 | 0 | 0 |  | 1 | TRUE | wye
73 | LV_988-6_0_6_load_74 | 97 | 0.00072688 | 0.00018217 | 0 | 0 |  | 1 | TRUE | wye
74 | LV_988-6_0_6_load_75 | 98 | 0.0040867 | 0.0010242 | 0 | 0 |  | 1 | TRUE | wye
75 | LV_988-6_0_6_load_123 | 101 | 0.0022032 | 0.00055218 | 0 | 0 |  | 1 | TRUE | wye
76 | LV_988-6_0_6_load_144 | 102 | 0.0019606 | 0.00049138 | 0 | 0 |  | 1 | TRUE | wye
77 | LV_988-6_0_6_load_127 | 103 | 0.0016217 | 0.00040643 | 0 | 0 |  | 1 | TRUE | wye
78 | LV_988-6_0_6_load_126 | 104 | 0.0025067 | 0.00062824 | 0 | 0 |  | 1 | TRUE | wye
79 | LV_988-6_0_6_load_121 | 105 | 0.0035264 | 0.00088381 | 0 | 0 |  | 1 | TRUE | wye
80 | LV_988-6_0_6_load_81 | 106 | 0.0011058 | 0.00027714 | 0 | 0 |  | 1 | TRUE | wye
81 | LV_988-6_0_6_load_86 | 109 | 0.00092908 | 0.00023285 | 0 | 0 |  | 1 | TRUE | wye
82 | LV_988-6_0_6_load_129 | 111 | 0.0034428 | 0.00086284 | 0 | 0 |  | 1 | TRUE | wye
83 | LV_988-6_0_6_load_185 | 112 | 0.0016141 | 0.00040454 | 0 | 0 |  | 1 | TRUE | wye
84 | LV_988-6_0_6_load_141 | 113 | 0.0049247 | 0.0012342 | 0 | 0 |  | 1 | TRUE | wye
85 | LV_988-6_0_6_load_130 | 114 | 0.0039421 | 0.00098797 | 0 | 0 |  | 1 | TRUE | wye
86 | LV_988-6_0_6_load_186 | 115 | 0.0013515 | 0.00033871 | 0 | 0 |  | 1 | TRUE | wye
87 | LV_988-6_0_6_load_87 | 116 | 0.0013611 | 0.00034112 | 0 | 0 |  | 1 | TRUE | wye
88 | LV_988-6_0_6_load_88 | 117 | 0.0017431 | 0.00043687 | 0 | 0 |  | 1 | TRUE | wye
89 | LV_988-6_0_6_load_89 | 118 | 0.00090561 | 0.00022697 | 0 | 0 |  | 1 | TRUE | wye
90 | LV_988-6_0_6_load_90 | 119 | 0.00021004 | 5.2641e-05 | 0 | 0 |  | 1 | TRUE | wye
91 | LV_988-6_0_6_load_187 | 120 | 0.0020718 | 0.00051924 | 0 | 0 |  | 1 | TRUE | wye
92 | LV_988-6_0_6_load_98 | 121 | 0.0031955 | 0.00080087 | 0 | 0 |  | 1 | TRUE | wye
93 | LV_988-6_0_6_load_91 | 125 | 0.0018473 | 0.00046297 | 0 | 0 |  | 1 | TRUE | wye
94 | LV_988-6_0_6_load_92 | 126 | 0.00064612 | 0.00016193 | 0 | 0 |  | 1 | TRUE | wye
95 | LV_988-6_0_6_load_94 | 128 | 0.0005745 | 0.00014398 | 0 | 0 |  | 1 | TRUE | wye
96 | LV_988-6_0_6_load_95 | 129 | 0.0015136 | 0.00037935 | 0 | 0 |  | 1 | TRUE | wye
97 | LV_988-6_0_6_load_96 | 130 | 0.0014874 | 0.00037277 | 0 | 0 |  | 1 | TRUE | wye
98 | LV_988-6_0_6_load_97 | 131 | 0.0005426 | 0.00013599 | 0 | 0 |  | 1 | TRUE | wye
99 | LV_988-6_0_6_load_105 | 132 | 0.00073826 | 0.00018503 | 0 | 0 |  | 1 | TRUE | wye
100 | LV_988-6_0_6_load_116 | 133 | 0.00028375 | 7.1115e-05 | 0 | 0 |  | 1 | TRUE | wye
101 | LV_988-6_0_6_load_109 | 134 | 0.00046467 | 0.00011646 | 0 | 0 |  | 1 | TRUE | wye
102 | LV_988-6_0_6_load_117 | 136 | 0.00029805 | 7.4698e-05 | 0 | 0 |  | 1 | TRUE | wye
103 | LV_988-6_0_6_load_108 | 137 | 0.00049668 | 0.00012448 | 0 | 0 |  | 1 | TRUE | wye
104 | LV_988-6_0_6_load_152 | 138 | 0.00069549 | 0.00017431 | 0 | 0 |  | 1 | TRUE | wye
105 | LV_988-6_0_6_load_114 | 139 | 0.00049624 | 0.00012437 | 0 | 0 |  | 1 | TRUE | wye
106 | LV_988-6_0_6_load_101 | 140 | 0.0011779 | 0.00029522 | 0 | 0 |  | 1 | TRUE | wye
107 | LV_988-6_0_6_load_124 | 142 | 0.0070291 | 0.0017617 | 0 | 0 |  | 1 | TRUE | wye
108 | LV_988-6_0_6_load_120 | 143 | 0.0032154 | 0.00080586 | 0 | 0 |  | 1 | TRUE | wye
109 | LV_988-6_0_6_load_155 | 144 | 0.0026827 | 0.00067236 | 0 | 0 |  | 1 | TRUE | wye
110 | LV_988-6_0_6_load_145 | 145 | 0.0007491 | 0.00018774 | 0 | 0 |  | 1 | TRUE | wye
111 | LV_988-6_0_6_load_146 | 146 | 0.00092121 | 0.00023088 | 0 | 0 |  | 1 | TRUE | wye
112 | LV_988-6_0_6_load_110 | 147 | 0.00064753 | 0.00016229 | 0 | 0 |  | 1 | TRUE | wye
113 | LV_988-6_0_6_load_111 | 148 | 0.002327 | 0.0005832 | 0 | 0 |  | 1 | TRUE | wye
114 | LV_988-6_0_6_load_147 | 149 | 0.00077535 | 0.00019432 | 0 | 0 |  | 1 | TRUE | wye
115 | LV_988-6_0_6_load_148 | 150 | 0.002362 | 0.00059196 | 0 | 0 |  | 1 | TRUE | wye
116 | LV_988-6_0_6_load_153 | 152 | 0.00068091 | 0.00017065 | 0 | 0 |  | 1 | TRUE | wye
117 | LV_988-6_0_6_load_134 | 153 | 0.00068509 | 0.0001717 | 0 | 0 |  | 1 | TRUE | wye
118 | LV_988-6_0_6_load_135 | 154 | 0.0021668 | 0.00054305 | 0 | 0 |  | 1 | TRUE | wye
119 | LV_988-6_0_6_load_128 | 155 | 0.00028601 | 7.1681e-05 | 0 | 0 |  | 1 | TRUE | wye
120 | LV_988-6_0_6_load_131 | 156 | 0.0027915 | 0.00069963 | 0 | 0 |  | 1 | TRUE | wye
121 | LV_988-6_0_6_load_136 | 158 | 0.0035642 | 0.00089328 | 0 | 0 |  | 1 | TRUE | wye
122 | LV_988-6_0_6_load_151 | 159 | 0.00046095 | 0.00011553 | 0 | 0 |  | 1 | TRUE | wye
123 | LV_988-6_0_6_load_139 | 161 | 0.0050188 | 0.0012578 | 0 | 0 |  | 1 | TRUE | wye
124 | LV_988-6_0_6_load_158 | 162 | 0.0016927 | 0.00042422 | 0 | 0 |  | 1 | TRUE | wye
125 | LV_988-6_0_6_load_162 | 165 | 0.0019081 | 0.00047823 | 0 | 0 |  | 1 | TRUE | wye
126 | LV_988-6_0_6_load_179 | 166 | 0.00024699 | 6.1903e-05 | 0 | 0 |  | 1 | TRUE | wye
127 | LV_988-6_0_6_load_161 | 167 | 0.0002979 | 7.4661e-05 | 0 | 0 |  | 1 | TRUE | wye
128 | LV_988-6_0_6_load_172 | 168 | 0.00033885 | 8.4923e-05 | 0 | 0 |  | 1 | TRUE | wye
129 | LV_988-6_0_6_load_184 | 169 | 0.00015158 | 3.7989e-05 | 0 | 0 |  | 1 | TRUE | wye
130 | LV_988-6_0_6_load_180 | 170 | 0.0021275 | 0.00053319 | 0 | 0 |  | 1 | TRUE | wye
131 | LV_988-6_0_6_load_178 | 172 | 0.00015817 | 3.9642e-05 | 0 | 0 |  | 1 | TRUE | wye
132 | LV_988-6_0_6_load_164 | 173 | 0.0011881 | 0.00029776 | 0 | 0 |  | 1 | TRUE | wye
133 | LV_988-6_0_6_load_165 | 174 | 0.00039299 | 9.8492e-05 | 0 | 0 |  | 1 | TRUE | wye
134 | LV_988-6_0_6_load_166 | 175 | 0.0002036 | 5.1027e-05 | 0 | 0 |  | 1 | TRUE | wye
135 | LV_988-6_0_6_load_173 | 178 | 0.00079193 | 0.00019848 | 0 | 0 |  | 1 | TRUE | wye
136 | LV_988-6_0_6_load_175 | 179 | 0.00073601 | 0.00018446 | 0 | 0 |  | 1 | TRUE | wye
137 | LV_988-6_0_6_load_181 | 180 | 0.00027109 | 6.7941e-05 | 0 | 0 |  | 1 | TRUE | wye
138 | LV_988-6_0_6_load_174 | 181 | 0.00017974 | 4.5048e-05 | 0 | 0 |  | 1 | TRUE | wye
139 | LV_988-6_0_6_load_169 | 182 | 0.0012513 | 0.00031361 | 0 | 0 |  | 1 | TRUE | wye
140 | LV_988-6_0_6_load_176 | 183 | 0.00026733 | 6.6999e-05 | 0 | 0 |  | 1 | TRUE | wye

## ext_grid
| name | bus | vm_pu | va_degree | slack_weight | in_service
0 |  | 50 | 1 | 0 | 1 | TRUE

## line
| name | std_type | from_bus | to_bus | length_km | r_ohm_per_km | x_ohm_per_km | c_nf_per_km | g_us_per_km | max_i_ka | df | parallel | type | in_service
0 | LV_988-6_0_6_line_0 | NAYY 4x150 SE | 0 | 1 | 0.028446 | 0.208 | 0.08 | 261 | 0 | 0.27 | 1 | 1 | cs | TRUE
1 | LV_988-6_0_6_line_1 | NAYY 4x150 SE | 0 | 2 | 0.10685 | 0.208 | 0.08 | 261 | 0 | 0.27 | 1 | 1 | cs | TRUE
2 | LV_988-6_0_6_line_2 | NAYY 4x150 SE | 2 | 3 | 0.004924 | 0.208 | 0.08 | 261 | 0 | 0.27 | 1 | 1 | cs | TRUE
3 | LV_988-6_0_6_line_3 | NAYY 4x150 SE | 3 | 7 | 0.015907 | 0.208 | 0.08 | 261 | 0 | 0.27 | 1 | 1 | cs | TRUE
4 | LV_988-6_0_6_line_4 | NAYY 4x150 SE | 3 | 8 | 0.038082 | 0.208 | 0.08 | 261 | 0 | 0.27 | 1 | 1 | cs | TRUE
5 | LV_988-6_0_6_line_5 | NAYY 4x150 SE | 4 | 5 | 0.041908 | 0.208 | 0.08 | 261 | 0 | 0.27 | 1 | 1 | cs | TRUE
6 | LV_988-6_0_6_line_6 | NAYY 4x150 SE | 4 | 6 | 0.020556 | 0.208 | 0.08 | 261 | 0 | 0.27 | 1 | 1 | cs | TRUE
7 | LV_988-6_0_6_line_7 | NAYY 4x150 SE | 5 | 183 | 0.016043 | 0.208 | 0.08 | 261 | 0 | 0.27 | 1 | 1 | cs | TRUE
8 | LV_988-6_0_6_line_8 | NAYY 4x150 SE | 6 | 169 | 0.03408 | 0.208 | 0.08 | 261 | 0 | 0.27 | 1 | 1 | cs | TRUE
9 | LV_988-6_0_6_line_9 | NAYY 4x150 SE | 7 | 12 | 0.021968 | 0.208 | 0.08 | 261 | 0 | 0.27 | 1 | 1 | cs | TRUE
10 | LV_988-6_0_6_line_10 | NAYY 4x150 SE | 8 | 13 | 0.028188 | 0.208 | 0.08 | 261 | 0 | 0.27 | 1 | 1 | cs | TRUE
11 | LV_988-6_0_6_line_11 | NAYY 4x150 SE | 9 | 10 | 0.016178 | 0.208 | 0.08 | 261 | 0 | 0.27 | 1 | 1 | cs | TRUE
12 | LV_988-6_0_6_line_12 | NAYY 4x150 SE | 9 | 11 | 0.16308 | 0.208 | 0.08 | 261 | 0 | 0.27 | 1 | 1 | cs | TRUE
13 | LV_988-6_0_6_line_13 | NAYY 4x150 SE | 10 | 33 | 0.032635 | 0.208 | 0.08 | 261 | 0 | 0.27 | 1 | 1 | cs | TRUE
14 | LV_988-6_0_6_line_14 | NAYY 4x150 SE | 10 | 34 | 0.071331 | 0.208 | 0.08 | 261 | 0 | 0.27 | 1 | 2 | cs | TRUE
15 | LV_988-6_0_6_line_15 | NAYY 4x150 SE | 11 | 42 | 0.014824 | 0.208 | 0.08 | 261 | 0 | 0.27 | 1 | 1 | cs | TRUE
16 | LV_988-6_0_6_line_16 | NAYY 4x150 SE | 12 | 18 | 0.021811 | 0.208 | 0.08 | 261 | 0 | 0.27 | 1 | 1 | cs | TRUE
17 | LV_988-6_0_6_line_17 | NAYY 4x150 SE | 12 | 15 | 0.013865 | 0.208 | 0.08 | 261 | 0 | 0.27 | 1 | 1 | cs | TRUE
18 | LV_988-6_0_6_line_18 | NAYY 4x150 SE | 13 | 38 | 0.060762 | 0.208 | 0.08 | 261 | 0 | 0.27 | 1 | 1 | cs | TRUE
19 | LV_988-6_0_6_line_19 | NAYY 4x150 SE | 14 | 15 | 0.024688 | 0.208 | 0.08 | 261 | 0 | 0.27 | 1 | 1 | cs | TRUE
20 | LV_988-6_0_6_line_20 | NAYY 4x150 SE | 14 | 16 | 0.019161 | 0.208 | 0.08 | 261 | 0 | 0.27 | 1 | 1 | cs | TRUE
21 | LV_988-6_0_6_line_21 | NAYY 4x150 SE | 16 | 17 | 0.043922 | 0.208 | 0.08 | 261 | 0 | 0.27 | 1 | 1 | cs | TRUE
22 | LV_988-6_0_6_line_22 | NAYY 4x150 SE | 17 | 19 | 0.017291 | 0.208 | 0.08 | 261 | 0 | 0.27 | 1 | 1 | cs | TRUE
23 | LV_988-6_0_6_line_23 | NAYY 4x150 SE | 17 | 20 | 0.1433 | 0.208 | 0.08 | 261 | 0 | 0.27 | 1 | 1 | cs | TRUE
24 | LV_988-6_0_6_line_24 | NAYY 4x150 SE | 18 | 21 | 0.0081012 | 0.208 | 0.08 | 261 | 0 | 0.27 | 1 | 1 | cs | TRUE
25 | LV_988-6_0_6_line_25 | NAYY 4x150 SE | 19 | 22 | 0.022353 | 0.208 | 0.08 | 261 | 0 | 0.27 | 1 | 1 | cs | TRUE
26 | LV_988-6_0_6_line_26 | NAYY 4x150 SE | 20 | 23 | 0.03833 | 0.208 | 0.08 | 261 | 0 | 0.27 | 1 | 1 | cs | TRUE
27 | LV_988-6_0_6_line_27 | NAYY 4x150 SE | 21 | 55 | 0.031828 | 0.208 | 0.08 | 261 | 0 | 0.27 | 1 | 1 | cs | TRUE
28 | LV_988-6_0_6_line_28 | NAYY 4x150 SE | 23 | 24 | 0.27918 | 0.208 | 0.08 | 261 | 0 | 0.27 | 1 | 1 | cs | TRUE
29 | LV_988-6_0_6_line_29 | NAYY 4x150 SE | 24 | 56 | 0.015675 | 0.208 | 0.08 | 261 | 0 | 0.27 | 1 | 1 | cs | TRUE
30 | LV_988-6_0_6_line_30 | NAYY 4x150 SE | 25 | 26 | 0.027447 | 0.208 | 0.08 | 261 | 0 | 0.27 | 1 | 1 | cs | TRUE
31 | LV_988-6_0_6_line_31 | NAYY 4x150 SE | 26 | 27 | 0.024447 | 0.208 | 0.08 | 261 | 0 | 0.27 | 1 | 1 | cs | TRUE
32 | LV_988-6_0_6_line_32 | NAYY 4x150 SE | 27 | 28 | 0.031202 | 0.208 | 0.08 | 261 | 0 | 0.27 | 1 | 1 | cs | TRUE
33 | LV_988-6_0_6_line_33 | NAYY 4x150 SE | 27 | 29 | 0.0284 | 0.208 | 0.08 | 261 | 0 | 0.27 | 1 | 1 | cs | TRUE
34 | LV_988-6_0_6_line_34 | NAYY 4x150 SE | 28 | 30 | 0.04601 | 0.208 | 0.08 | 261 | 0 | 0.27 | 1 | 1 | cs | TRUE
35 | LV_988-6_0_6_line_35 | NAYY 4x150 SE | 28 | 31 | 0.014243 | 0.208 | 0.08 | 261 | 0 | 0.27 | 1 | 1 | cs | TRUE
36 | LV_988-6_0_6_line_36 | NAYY 4x150 SE | 29 | 32 | 0.037539 | 0.208 | 0.08 | 261 | 0 | 0.27 | 1 | 1 | cs | TRUE
37 | LV_988-6_0_6_line_37 | NAYY 4x150 SE | 30 | 43 | 0.010737 | 0.208 | 0.08 | 261 | 0 | 0.27 | 1 | 1 | cs | TRUE
38 | LV_988-6_0_6_line_38 | NAYY 4x150 SE | 31 | 41 | 0.0016523 | 0.208 | 0.08 | 261 | 0 | 0.27 | 1 | 1 | cs | TRUE
39 | LV_988-6_0_6_line_39 | NAYY 4x150 SE | 33 | 44 | 0.0048184 | 0.208 | 0.08 | 261 | 0 | 0.27 | 1 | 1 | cs | TRUE
40 | LV_988-6_0_6_line_40 | NAYY 4x150 SE | 34 | 45 | 0.015594 | 0.208 | 0.08 | 261 | 0 | 0.27 | 1 | 3 | cs | TRUE
41 | LV_988-6_0_6_line_41 | NAYY 4x150 SE | 35 | 36 | 0.0018711 | 0.208 | 0.08 | 261 | 0 | 0.27 | 1 | 1 | cs | TRUE
42 | LV_988-6_0_6_line_42 | NAYY 4x150 SE | 36 | 37 | 0.022269 | 0.208 | 0.08 | 261 | 0 | 0.27 | 1 | 1 | cs | TRUE
43 | LV_988-6_0_6_line_43 | NAYY 4x150 SE | 37 | 38 | 0.018929 | 0.208 | 0.08 | 261 | 0 | 0.27 | 1 | 1 | cs | TRUE
44 | LV_988-6_0_6_line_44 | NAYY 4x150 SE | 37 | 39 | 0.009502 | 0.208 | 0.08 | 261 | 0 | 0.27 | 1 | 1 | cs | TRUE
45 | LV_988-6_0_6_line_45 | NAYY 4x150 SE | 39 | 41 | 0.040556 | 0.208 | 0.08 | 261 | 0 | 0.27 | 1 | 1 | cs | TRUE
46 | LV_988-6_0_6_line_46 | NAYY 4x150 SE | 39 | 40 | 0.02958 | 0.208 | 0.08 | 261 | 0 | 0.27 | 1 | 1 | cs | TRUE
47 | LV_988-6_0_6_line_47 | NAYY 4x150 SE | 42 | 43 | 0.017305 | 0.208 | 0.08 | 261 | 0 | 0.27 | 1 | 1 | cs | TRUE
48 | LV_988-6_0_6_line_48 | NAYY 4x150 SE | 44 | 46 | 0.011865 | 0.208 | 0.08 | 261 | 0 | 0.27 | 1 | 1 | cs | TRUE
49 | LV_988-6_0_6_line_49 | NAYY 4x150 SE | 44 | 47 | 0.018005 | 0.208 | 0.08 | 261 | 0 | 0.27 | 1 | 1 | cs | TRUE
50 | LV_988-6_0_6_line_50 | NAYY 4x150 SE | 45 | 50 | 0.0262 | 0.208 | 0.08 | 261 | 0 | 0.27 | 1 | 3 | cs | TRUE
51 | LV_988-6_0_6_line_51 | NAYY 4x150 SE | 48 | 49 | 0.012953 | 0.208 | 0.08 | 261 | 0 | 0.27 | 1 | 1 | cs | TRUE
52 | LV_988-6_0_6_line_52 | NAYY 4x150 SE | 49 | 79 | 0.01432 | 0.208 | 0.08 | 261 | 0 | 0.27 | 1 | 1 | cs | TRUE
53 | LV_988-6_0_6_line_53 | NAYY 4x150 SE | 49 | 76 | 0.010282 | 0.208 | 0.08 | 261 | 0 | 0.27 | 1 | 1 | cs | TRUE
54 | LV_988-6_0_6_line_54 | NAYY 4x150 SE | 50 | 140 | 0.022092 | 0.208 | 0.08 | 261 | 0 | 0.27 | 1 | 3 | cs | TRUE
55 | LV_988-6_0_6_line_55 | NAYY 4x150 SE | 51 | 52 | 0.030921 | 0.208 | 0.08 | 261 | 0 | 0.27 | 1 | 1 | cs | TRUE
56 | LV_988-6_0_6_line_56 | NAYY 4x150 SE | 52 | 53 | 0.038021 | 0.208 | 0.08 | 261 | 0 | 0.27 | 1 | 1 | cs | TRUE
57 | LV_988-6_0_6_line_57 | NAYY 4x150 SE | 53 | 54 | 0.0064754 | 0.208 | 0.08 | 261 | 0 | 0.27 | 1 | 1 | cs | TRUE
58 | LV_988-6_0_6_line_58 | NAYY 4x150 SE | 54 | 59 | 0.021403 | 0.208 | 0.08 | 261 | 0 | 0.27 | 1 | 1 | cs | TRUE
59 | LV_988-6_0_6_line_59 | NAYY 4x150 SE | 54 | 60 | 0.033031 | 0.208 | 0.08 | 261 | 0 | 0.27 | 1 | 1 | cs | TRUE
60 | LV_988-6_0_6_line_60 | NAYY 4x150 SE | 57 | 58 | 0.076188 | 0.208 | 0.08 | 261 | 0 | 0.27 | 1 | 1 | cs | TRUE
61 | LV_988-6_0_6_line_61 | NAYY 4x150 SE | 58 | 160 | 0.040665 | 0.208 | 0.08 | 261 | 0 | 0.27 | 1 | 1 | cs | TRUE
62 | LV_988-6_0_6_line_62 | NAYY 4x150 SE | 59 | 61 | 0.016511 | 0.208 | 0.08 | 261 | 0 | 0.27 | 1 | 1 | cs | TRUE
63 | LV_988-6_0_6_line_63 | NAYY 4x150 SE | 60 | 62 | 0.0051758 | 0.208 | 0.08 | 261 | 0 | 0.27 | 1 | 1 | cs | TRUE
64 | LV_988-6_0_6_line_64 | NAYY 4x150 SE | 61 | 132 | 0.0088954 | 0.208 | 0.08 | 261 | 0 | 0.27 | 1 | 1 | cs | TRUE
65 | LV_988-6_0_6_line_65 | NAYY 4x150 SE | 62 | 144 | 0.035939 | 0.208 | 0.08 | 261 | 0 | 0.27 | 1 | 1 | cs | TRUE
66 | LV_988-6_0_6_line_66 | NAYY 4x150 SE | 63 | 64 | 0.017157 | 0.208 | 0.08 | 261 | 0 | 0.27 | 1 | 3 | cs | TRUE
67 | LV_988-6_0_6_line_67 | NAYY 4x150 SE | 63 | 65 | 0.010674 | 0.208 | 0.08 | 261 | 0 | 0.27 | 1 | 3 | cs | TRUE
68 | LV_988-6_0_6_line_68 | NAYY 4x150 SE | 64 | 66 | 0.081036 | 0.208 | 0.08 | 261 | 0 | 0.27 | 1 | 2 | cs | TRUE
69 | LV_988-6_0_6_line_69 | NAYY 4x150 SE | 65 | 67 | 0.015723 | 0.208 | 0.08 | 261 | 0 | 0.27 | 1 | 3 | cs | TRUE
70 | LV_988-6_0_6_line_70 | NAYY 4x150 SE | 65 | 68 | 0.022445 | 0.208 | 0.08 | 261 | 0 | 0.27 | 1 | 1 | cs | TRUE
71 | LV_988-6_0_6_line_71 | NAYY 4x150 SE | 66 | 69 | 0.042318 | 0.208 | 0.08 | 261 | 0 | 0.27 | 1 | 1 | cs | TRUE
72 | LV_988-6_0_6_line_72 | NAYY 4x150 SE | 67 | 70 | 0.0098172 | 0.208 | 0.08 | 261 | 0 | 0.27 | 1 | 3 | cs | TRUE
73 | LV_988-6_0_6_line_73 | NAYY 4x150 SE | 69 | 71 | 0.0061568 | 0.208 | 0.08 | 261 | 0 | 0.27 | 1 | 1 | cs | TRUE
74 | LV_988-6_0_6_line_74 | NAYY 4x150 SE | 70 | 72 | 0.044204 | 0.208 | 0.08 | 261 | 0 | 0.27 | 1 | 3 | cs | TRUE
75 | LV_988-6_0_6_line_75 | NAYY 4x150 SE | 71 | 106 | 0.0087686 | 0.208 | 0.08 | 261 | 0 | 0.27 | 1 | 1 | cs | TRUE
76 | LV_988-6_0_6_line_76 | NAYY 4x150 SE | 72 | 104 | 0.046082 | 0.208 | 0.08 | 261 | 0 | 0.27 | 1 | 3 | cs | TRUE
77 | LV_988-6_0_6_line_77 | NAYY 4x150 SE | 73 | 74 | 0.032388 | 0.208 | 0.08 | 261 | 0 | 0.27 | 1 | 1 | cs | TRUE
78 | LV_988-6_0_6_line_78 | NAYY 4x150 SE | 73 | 75 | 0.027037 | 0.208 | 0.08 | 261 | 0 | 0.27 | 1 | 1 | cs | TRUE
79 | LV_988-6_0_6_line_79 | NAYY 4x150 SE | 74 | 76 | 0.0033755 | 0.208 | 0.08 | 261 | 0 | 0.27 | 1 | 1 | cs | TRUE
80 | LV_988-6_0_6_line_80 | NAYY 4x150 SE | 75 | 77 | 0.0086048 | 0.208 | 0.08 | 261 | 0 | 0.27 | 1 | 1 | cs | TRUE
81 | LV_988-6_0_6_line_81 | NAYY 4x150 SE | 77 | 78 | 0.026365 | 0.208 | 0.08 | 261 | 0 | 0.27 | 1 | 1 | cs | TRUE
82 | LV_988-6_0_6_line_82 | NAYY 4x150 SE | 78 | 80 | 0.021844 | 0.208 | 0.08 | 261 | 0 | 0.27 | 1 | 1 | cs | TRUE
83 | LV_988-6_0_6_line_83 | NAYY 4x150 SE | 79 | 145 | 0.019014 | 0.208 | 0.08 | 261 | 0 | 0.27 | 1 | 1 | cs | TRUE
84 | LV_988-6_0_6_line_84 | NAYY 4x150 SE | 80 | 84 | 0.017832 | 0.208 | 0.08 | 261 | 0 | 0.27 | 1 | 1 | cs | TRUE
85 | LV_988-6_0_6_line_85 | NAYY 4x150 SE | 81 | 82 | 0.000852 | 0.208 | 0.08 | 261 | 0 | 0.27 | 1 | 1 | cs | TRUE
86 | LV_988-6_0_6_line_86 | NAYY 4x150 SE | 81 | 83 | 0.019893 | 0.208 | 0.08 | 261 | 0 | 0.27 | 1 | 1 | cs | TRUE
87 | LV_988-6_0_6_line_87 | NAYY 4x150 SE | 82 | 84 | 0.0091596 | 0.208 | 0.08 | 261 | 0 | 0.27 | 1 | 1 | cs | TRUE
88 | LV_988-6_0_6_line_88 | NAYY 4x150 SE | 83 | 85 | 0.0014402 | 0.208 | 0.08 | 261 | 0 | 0.27 | 1 | 1 | cs | TRUE
89 | LV_988-6_0_6_line_89 | NAYY 4x150 SE | 85 | 86 | 0.019091 | 0.208 | 0.08 | 261 | 0 | 0.27 | 1 | 1 | cs | TRUE
90 | LV_988-6_0_6_line_90 | NAYY 4x150 SE | 86 | 87 | 0.046818 | 0.208 | 0.08 | 261 | 0 | 0.27 | 1 | 1 | cs | TRUE
91 | LV_988-6_0_6_line_91 | NAYY 4x150 SE | 87 | 100 | 0.045862 | 0.208 | 0.08 | 261 | 0 | 0.27 | 1 | 3 | cs | TRUE
92 | LV_988-6_0_6_line_92 | NAYY 4x150 SE | 87 | 97 | 0.038334 | 0.208 | 0.08 | 261 | 0 | 0.27 | 1 | 3 | cs | TRUE
93 | LV_988-6_0_6_line_93 | NAYY 4x150 SE | 88 | 89 | 0.0017424 | 0.208 | 0.08 | 261 | 0 | 0.27 | 1 | 1 | cs | TRUE
94 | LV_988-6_0_6_line_94 | NAYY 4x150 SE | 88 | 90 | 0.036711 | 0.208 | 0.08 | 261 | 0 | 0.27 | 1 | 1 | cs | TRUE
95 | LV_988-6_0_6_line_95 | NAYY 4x150 SE | 89 | 91 | 0.019511 | 0.208 | 0.08 | 261 | 0 | 0.27 | 1 | 1 | cs | TRUE
96 | LV_988-6_0_6_line_96 | NAYY 4x150 SE | 90 | 92 | 0.029965 | 0.208 | 0.08 | 261 | 0 | 0.27 | 1 | 1 | cs | TRUE
97 | LV_988-6_0_6_line_97 | NAYY 4x150 SE | 90 | 93 | 0.054521 | 0.208 | 0.08 | 261 | 0 | 0.27 | 1 | 1 | cs | TRUE
98 | LV_988-6_0_6_line_98 | NAYY 4x150 SE | 92 | 94 | 0.0059639 | 0.208 | 0.08 | 261 | 0 | 0.27 | 1 | 1 | cs | TRUE
99 | LV_988-6_0_6_line_99 | NAYY 4x150 SE | 94 | 95 | 0.01743 | 0.208 | 0.08 | 261 | 0 | 0.27 | 1 | 1 | cs | TRUE
100 | LV_988-6_0_6_line_100 | NAYY 4x150 SE | 95 | 102 | 0.012255 | 0.208 | 0.08 | 261 | 0 | 0.27 | 1 | 3 | cs | TRUE
101 | LV_988-6_0_6_line_101 | NAYY 4x150 SE | 95 | 155 | 0.020886 | 0.208 | 0.08 | 261 | 0 | 0.27 | 1 | 3 | cs | TRUE
102 | LV_988-6_0_6_line_102 | NAYY 4x150 SE | 96 | 97 | 0.012481 | 0.208 | 0.08 | 261 | 0 | 0.27 | 1 | 3 | cs | TRUE
103 | LV_988-6_0_6_line_103 | NAYY 4x150 SE | 96 | 98 | 0.015029 | 0.208 | 0.08 | 261 | 0 | 0.27 | 1 | 3 | cs | TRUE
104 | LV_988-6_0_6_line_104 | NAYY 4x150 SE | 98 | 99 | 0.021221 | 0.208 | 0.08 | 261 | 0 | 0.27 | 1 | 3 | cs | TRUE
105 | LV_988-6_0_6_line_105 | NAYY 4x150 SE | 99 | 101 | 0.031722 | 0.208 | 0.08 | 261 | 0 | 0.27 | 1 | 3 | cs | TRUE
106 | LV_988-6_0_6_line_106 | NAYY 4x150 SE | 99 | 102 | 0.025615 | 0.208 | 0.08 | 261 | 0 | 0.27 | 1 | 3 | cs | TRUE
107 | LV_988-6_0_6_line_107 | NAYY 4x150 SE | 100 | 103 | 0.040958 | 0.208 | 0.08 | 261 | 0 | 0.27 | 1 | 1 | cs | TRUE
108 | LV_988-6_0_6_line_108 | NAYY 4x150 SE | 100 | 104 | 0.024847 | 0.208 | 0.08 | 261 | 0 | 0.27 | 1 | 3 | cs | TRUE
109 | LV_988-6_0_6_line_109 | NAYY 4x150 SE | 101 | 105 | 0.0067996 | 0.208 | 0.08 | 261 | 0 | 0.27 | 1 | 3 | cs | TRUE
110 | LV_988-6_0_6_line_110 | NAYY 4x150 SE | 105 | 143 | 0.031556 | 0.208 | 0.08 | 261 | 0 | 0.27 | 1 | 3 | cs | TRUE
111 | LV_988-6_0_6_line_111 | NAYY 4x150 SE | 106 | 107 | 0.028527 | 0.208 | 0.08 | 261 | 0 | 0.27 | 1 | 1 | cs | TRUE
112 | LV_988-6_0_6_line_112 | NAYY 4x150 SE | 107 | 108 | 0.019613 | 0.208 | 0.08 | 261 | 0 | 0.27 | 1 | 1 | cs | TRUE
113 | LV_988-6_0_6_line_113 | NAYY 4x150 SE | 107 | 109 | 0.019473 | 0.208 | 0.08 | 261 | 0 | 0.27 | 1 | 1 | cs | TRUE
114 | LV_988-6_0_6_line_114 | NAYY 4x150 SE | 108 | 110 | 0.036413 | 0.208 | 0.08 | 261 | 0 | 0.27 | 1 | 1 | cs | TRUE
115 | LV_988-6_0_6_line_115 | NAYY 4x150 SE | 108 | 111 | 0.050859 | 0.208 | 0.08 | 261 | 0 | 0.27 | 1 | 1 | cs | TRUE
116 | LV_988-6_0_6_line_116 | NAYY 4x150 SE | 109 | 112 | 0.0063132 | 0.208 | 0.08 | 261 | 0 | 0.27 | 1 | 1 | cs | TRUE
117 | LV_988-6_0_6_line_117 | NAYY 4x150 SE | 110 | 113 | 0.018549 | 0.208 | 0.08 | 261 | 0 | 0.27 | 1 | 1 | cs | TRUE
118 | LV_988-6_0_6_line_118 | NAYY 4x150 SE | 111 | 114 | 0.0029491 | 0.208 | 0.08 | 261 | 0 | 0.27 | 1 | 1 | cs | TRUE
119 | LV_988-6_0_6_line_119 | NAYY 4x150 SE | 112 | 115 | 0.012977 | 0.208 | 0.08 | 261 | 0 | 0.27 | 1 | 1 | cs | TRUE
120 | LV_988-6_0_6_line_120 | NAYY 4x150 SE | 113 | 157 | 0.017445 | 0.208 | 0.08 | 261 | 0 | 0.27 | 1 | 1 | cs | TRUE
121 | LV_988-6_0_6_line_121 | NAYY 4x150 SE | 114 | 156 | 0.033439 | 0.208 | 0.08 | 261 | 0 | 0.27 | 1 | 1 | cs | TRUE
122 | LV_988-6_0_6_line_122 | NAYY 4x150 SE | 116 | 117 | 0.010542 | 0.208 | 0.08 | 261 | 0 | 0.27 | 1 | 3 | cs | TRUE
123 | LV_988-6_0_6_line_123 | NAYY 4x150 SE | 116 | 118 | 0.046235 | 0.208 | 0.08 | 261 | 0 | 0.27 | 1 | 3 | cs | TRUE
124 | LV_988-6_0_6_line_124 | NAYY 4x150 SE | 117 | 119 | 0.0098072 | 0.208 | 0.08 | 261 | 0 | 0.27 | 1 | 3 | cs | TRUE
125 | LV_988-6_0_6_line_125 | NAYY 4x150 SE | 118 | 120 | 0.092874 | 0.208 | 0.08 | 261 | 0 | 0.27 | 1 | 3 | cs | TRUE
126 | LV_988-6_0_6_line_126 | NAYY 4x150 SE | 119 | 121 | 0.0077471 | 0.208 | 0.08 | 261 | 0 | 0.27 | 1 | 3 | cs | TRUE
127 | LV_988-6_0_6_line_127 | NAYY 4x150 SE | 120 | 122 | 0.046355 | 0.208 | 0.08 | 261 | 0 | 0.27 | 1 | 1 | cs | TRUE
128 | LV_988-6_0_6_line_128 | NAYY 4x150 SE | 121 | 124 | 0.0097447 | 0.208 | 0.08 | 261 | 0 | 0.27 | 1 | 3 | cs | TRUE
129 | LV_988-6_0_6_line_129 | NAYY 4x150 SE | 122 | 123 | 0.215 | 0.208 | 0.08 | 261 | 0 | 0.27 | 1 | 1 | cs | TRUE
130 | LV_988-6_0_6_line_130 | NAYY 4x150 SE | 123 | 166 | 0.04046 | 0.208 | 0.08 | 261 | 0 | 0.27 | 1 | 1 | cs | TRUE
131 | LV_988-6_0_6_line_131 | NAYY 4x150 SE | 123 | 164 | 0.032722 | 0.208 | 0.08 | 261 | 0 | 0.27 | 1 | 1 | cs | TRUE
132 | LV_988-6_0_6_line_132 | NAYY 4x150 SE | 124 | 139 | 0.021376 | 0.208 | 0.08 | 261 | 0 | 0.27 | 1 | 1 | cs | TRUE
133 | LV_988-6_0_6_line_133 | NAYY 4x150 SE | 124 | 135 | 0.021914 | 0.208 | 0.08 | 261 | 0 | 0.27 | 1 | 3 | cs | TRUE
134 | LV_988-6_0_6_line_134 | NAYY 4x150 SE | 125 | 126 | 0.0048862 | 0.208 | 0.08 | 261 | 0 | 0.27 | 1 | 1 | cs | TRUE
135 | LV_988-6_0_6_line_135 | NAYY 4x150 SE | 125 | 127 | 0.017105 | 0.208 | 0.08 | 261 | 0 | 0.27 | 1 | 1 | cs | TRUE
136 | LV_988-6_0_6_line_136 | NAYY 4x150 SE | 126 | 128 | 0.0078673 | 0.208 | 0.08 | 261 | 0 | 0.27 | 1 | 1 | cs | TRUE
137 | LV_988-6_0_6_line_137 | NAYY 4x150 SE | 127 | 129 | 0.054885 | 0.208 | 0.08 | 261 | 0 | 0.27 | 1 | 3 | cs | TRUE
138 | LV_988-6_0_6_line_138 | NAYY 4x150 SE | 127 | 130 | 0.017537 | 0.208 | 0.08 | 261 | 0 | 0.27 | 1 | 1 | cs | TRUE
139 | LV_988-6_0_6_line_139 | NAYY 4x150 SE | 127 | 131 | 0.031411 | 0.208 | 0.08 | 261 | 0 | 0.27 | 1 | 3 | cs | TRUE
140 | LV_988-6_0_6_line_140 | NAYY 4x150 SE | 128 | 132 | 0.023462 | 0.208 | 0.08 | 261 | 0 | 0.27 | 1 | 1 | cs | TRUE
141 | LV_988-6_0_6_line_141 | NAYY 4x150 SE | 129 | 133 | 0.0041693 | 0.208 | 0.08 | 261 | 0 | 0.27 | 1 | 3 | cs | TRUE
142 | LV_988-6_0_6_line_142 | NAYY 4x150 SE | 130 | 134 | 0.013273 | 0.208 | 0.08 | 261 | 0 | 0.27 | 1 | 1 | cs | TRUE
143 | LV_988-6_0_6_line_143 | NAYY 4x150 SE | 131 | 135 | 0.015754 | 0.208 | 0.08 | 261 | 0 | 0.27 | 1 | 3 | cs | TRUE
144 | LV_988-6_0_6_line_144 | NAYY 4x150 SE | 133 | 136 | 0.0089372 | 0.208 | 0.08 | 261 | 0 | 0.27 | 1 | 3 | cs | TRUE
145 | LV_988-6_0_6_line_145 | NAYY 4x150 SE | 134 | 137 | 0.0084386 | 0.208 | 0.08 | 261 | 0 | 0.27 | 1 | 1 | cs | TRUE
146 | LV_988-6_0_6_line_146 | NAYY 4x150 SE | 135 | 138 | 0.016905 | 0.208 | 0.08 | 261 | 0 | 0.27 | 1 | 1 | cs | TRUE
147 | LV_988-6_0_6_line_147 | NAYY 4x150 SE | 136 | 155 | 0.0012374 | 0.208 | 0.08 | 261 | 0 | 0.27 | 1 | 3 | cs | TRUE
148 | LV_988-6_0_6_line_148 | NAYY 4x150 SE | 137 | 147 | 0.01581 | 0.208 | 0.08 | 261 | 0 | 0.27 | 1 | 1 | cs | TRUE
149 | LV_988-6_0_6_line_149 | NAYY 4x150 SE | 138 | 152 | 0.016822 | 0.208 | 0.08 | 261 | 0 | 0.27 | 1 | 1 | cs | TRUE
150 | LV_988-6_0_6_line_150 | NAYY 4x150 SE | 139 | 151 | 0.019558 | 0.208 | 0.08 | 261 | 0 | 0.27 | 1 | 1 | cs | TRUE
151 | LV_988-6_0_6_line_151 | NAYY 4x150 SE | 140 | 141 | 0.0342 | 0.208 | 0.08 | 261 | 0 | 0.27 | 1 | 3 | cs | TRUE
152 | LV_988-6_0_6_line_152 | NAYY 4x150 SE | 141 | 142 | 0.028618 | 0.208 | 0.08 | 261 | 0 | 0.27 | 1 | 1 | cs | TRUE
153 | LV_988-6_0_6_line_153 | NAYY 4x150 SE | 141 | 143 | 0.026199 | 0.208 | 0.08 | 261 | 0 | 0.27 | 1 | 3 | cs | TRUE
154 | LV_988-6_0_6_line_154 | NAYY 4x150 SE | 145 | 146 | 0.0077526 | 0.208 | 0.08 | 261 | 0 | 0.27 | 1 | 1 | cs | TRUE
155 | LV_988-6_0_6_line_155 | NAYY 4x150 SE | 147 | 148 | 0.0034371 | 0.208 | 0.08 | 261 | 0 | 0.27 | 1 | 1 | cs | TRUE
156 | LV_988-6_0_6_line_156 | NAYY 4x150 SE | 148 | 149 | 0.080791 | 0.208 | 0.08 | 261 | 0 | 0.27 | 1 | 1 | cs | TRUE
157 | LV_988-6_0_6_line_157 | NAYY 4x150 SE | 149 | 150 | 0.032994 | 0.208 | 0.08 | 261 | 0 | 0.27 | 1 | 1 | cs | TRUE
158 | LV_988-6_0_6_line_158 | NAYY 4x150 SE | 151 | 153 | 0.027127 | 0.208 | 0.08 | 261 | 0 | 0.27 | 1 | 1 | cs | TRUE
159 | LV_988-6_0_6_line_159 | NAYY 4x150 SE | 151 | 154 | 0.0079772 | 0.208 | 0.08 | 261 | 0 | 0.27 | 1 | 1 | cs | TRUE
160 | LV_988-6_0_6_line_160 | NAYY 4x150 SE | 153 | 159 | 0.038779 | 0.208 | 0.08 | 261 | 0 | 0.27 | 1 | 1 | cs | TRUE
161 | LV_988-6_0_6_line_161 | NAYY 4x150 SE | 157 | 158 | 0.017216 | 0.208 | 0.08 | 261 | 0 | 0.27 | 1 | 1 | cs | TRUE
162 | LV_988-6_0_6_line_162 | NAYY 4x150 SE | 158 | 160 | 0.012332 | 0.208 | 0.08 | 261 | 0 | 0.27 | 1 | 1 | cs | TRUE
163 | LV_988-6_0_6_line_163 | NAYY 4x150 SE | 160 | 161 | 0.01544 | 0.208 | 0.08 | 261 | 0 | 0.27 | 1 | 1 | cs | TRUE
164 | LV_988-6_0_6_line_164 | NAYY 4x150 SE | 162 | 163 | 0.019168 | 0.208 | 0.08 | 261 | 0 | 0.27 | 1 | 1 | cs | TRUE
165 | LV_988-6_0_6_line_165 | NAYY 4x150 SE | 162 | 164 | 0.0020408 | 0.208 | 0.08 | 261 | 0 | 0.27 | 1 | 1 | cs | TRUE
166 | LV_988-6_0_6_line_166 | NAYY 4x150 SE | 163 | 167 | 0.017266 | 0.208 | 0.08 | 261 | 0 | 0.27 | 1 | 1 | cs | TRUE
167 | LV_988-6_0_6_line_167 | NAYY 4x150 SE | 163 | 165 | 0.01947 | 0.208 | 0.08 | 261 | 0 | 0.27 | 1 | 1 | cs | TRUE
168 | LV_988-6_0_6_line_168 | NAYY 4x150 SE | 166 | 172 | 0.0040109 | 0.208 | 0.08 | 261 | 0 | 0.27 | 1 | 1 | cs | TRUE
169 | LV_988-6_0_6_line_169 | NAYY 4x150 SE | 167 | 168 | 0.013872 | 0.208 | 0.08 | 261 | 0 | 0.27 | 1 | 1 | cs | TRUE
170 | LV_988-6_0_6_line_170 | NAYY 4x150 SE | 168 | 171 | 0.015707 | 0.208 | 0.08 | 261 | 0 | 0.27 | 1 | 1 | cs | TRUE
171 | LV_988-6_0_6_line_171 | NAYY 4x150 SE | 169 | 170 | 0.19959 | 0.208 | 0.08 | 261 | 0 | 0.27 | 1 | 1 | cs | TRUE
172 | LV_988-6_0_6_line_172 | NAYY 4x150 SE | 170 | 172 | 0.034354 | 0.208 | 0.08 | 261 | 0 | 0.27 | 1 | 1 | cs | TRUE
173 | LV_988-6_0_6_line_173 | NAYY 4x150 SE | 171 | 182 | 0.021899 | 0.208 | 0.08 | 261 | 0 | 0.27 | 1 | 1 | cs | TRUE
174 | LV_988-6_0_6_line_174 | NAYY 4x150 SE | 173 | 174 | 0.01256 | 0.208 | 0.08 | 261 | 0 | 0.27 | 1 | 1 | cs | TRUE
175 | LV_988-6_0_6_line_175 | NAYY 4x150 SE | 173 | 175 | 0.010423 | 0.208 | 0.08 | 261 | 0 | 0.27 | 1 | 1 | cs | TRUE
176 | LV_988-6_0_6_line_176 | NAYY 4x150 SE | 174 | 176 | 0.029817 | 0.208 | 0.08 | 261 | 0 | 0.27 | 1 | 1 | cs | TRUE
177 | LV_988-6_0_6_line_177 | NAYY 4x150 SE | 175 | 177 | 0.0034574 | 0.208 | 0.08 | 261 | 0 | 0.27 | 1 | 1 | cs | TRUE
178 | LV_988-6_0_6_line_178 | NAYY 4x150 SE | 176 | 178 | 0.027457 | 0.208 | 0.08 | 261 | 0 | 0.27 | 1 | 1 | cs | TRUE
179 | LV_988-6_0_6_line_179 | NAYY 4x150 SE | 177 | 179 | 0.01798 | 0.208 | 0.08 | 261 | 0 | 0.27 | 1 | 1 | cs | TRUE
180 | LV_988-6_0_6_line_180 | NAYY 4x150 SE | 177 | 180 | 0.026556 | 0.208 | 0.08 | 261 | 0 | 0.27 | 1 | 1 | cs | TRUE
181 | LV_988-6_0_6_line_181 | NAYY 4x150 SE | 179 | 181 | 0.0045089 | 0.208 | 0.08 | 261 | 0 | 0.27 | 1 | 1 | cs | TRUE
182 | LV_988-6_0_6_line_182 | NAYY 4x150 SE | 181 | 183 | 0.11844 | 0.208 | 0.08 | 261 | 0 | 0.27 | 1 | 1 | cs | TRUE

## trafo
| name | std_type | hv_bus | lv_bus | sn_mva | vn_hv_kv | vn_lv_kv | vk_percent | vkr_percent | pfe_kw | i0_percent | shift_degree | tap_side | tap_neutral | tap_min | tap_max | tap_step_percent | tap_step_degree | tap_pos | tap_phase_shifter | parallel | df | in_service
0 | LV_988-6_0_6_trafo_100 | 0.25 MVA 20/0.4 kV | 184 | 50 | 0.25 | 20 | 0.4 | 6 | 1.44 | 0.8 | 0.32 | 150 | hv | 0 | -2 | 2 | 2.5 | 0 | 0 | FALSE | 1 | 1 | TRUE

## line_geodata
| x0 | y0 | x1 | y1 | x2 | y2 | x3 | y3 | x4 | y4 | x5 | y5 | x6 | y6 | x7 | y7 | x8 | y8 | x9 | y9 | x10 | y10 | x11 | y11 | x12 | y12 | x13 | y13 | x14 | y14 | x15 | y15 | x16 | y16 | x17 | y17 | x18 | y18
0 | 2617636.7676 | 1220519.4076 | 2617616.9894 | 1220514.0804 | 2617610.892 | 1220508.9584
1 | 2617703.7994 | 1220599.3196 | 2617698.9918 | 1220593.4686 | 2617697.9864 | 1220592.2538 | 2617686.19 | 1220571.6069 | 2617674.001 | 1220552.8823 | 2617666.7283 | 1220541.7099 | 2617654.947 | 1220528.712 | 2617644.4914 | 1220521.488 | 2617636.7676 | 1220519.4076
2 | 2617703.7994 | 1220599.3196 | 2617705.4247 | 1220601.2922 | 2617706.8833 | 1220603.1642
3 | 2617706.8833 | 1220603.1642 | 2617707.8082 | 1220593.139 | 2617707.2742 | 1220587.3243
4 | 2617706.8833 | 1220603.1642 | 2617708.5988 | 1220605.3817 | 2617720.3732 | 1220625.7173 | 2617723.6987 | 1220637.0182
5 | 2617213.3169 | 1220567.6573 | 2617184.5245 | 1220537.2056
6 | 2617213.3169 | 1220567.6573 | 2617202.7597 | 1220585.2947
7 | 2617184.5245 | 1220537.2056 | 2617183.2977 | 1220535.9081 | 2617173.3132 | 1220525.7302
8 | 2617185.2563 | 1220614.5369 | 2617202.7597 | 1220585.2947
9 | 2617705.2654 | 1220565.4488 | 2617707.2742 | 1220587.3243
10 | 2617728.9135 | 1220664.7096 | 2617724.2337 | 1220638.8363 | 2617723.6987 | 1220637.0182
11 | 2617685.8154 | 1221051.6393 | 2617693.6122 | 1221037.4637
12 | 2617693.6122 | 1221037.4637 | 2617657.4204 | 1220878.4541
13 | 2617685.8154 | 1221051.6393 | 2617714.7816 | 1221066.6726
14 | 2617651.9865 | 1221114.4756 | 2617672.103 | 1221076.3352 | 2617685.8154 | 1221051.6393
15 | 2617657.4204 | 1220878.4541 | 2617666.1909 | 1220866.5034
16 | 2617705.2654 | 1220565.4488 | 2617703.7027 | 1220557.7174 | 2617701.0558 | 1220544.0482
17 | 2617705.2654 | 1220565.4488 | 2617714.9036 | 1220559.1737 | 2617717.2648 | 1220559.0639
18 | 2617728.9135 | 1220664.7096 | 2617729.3223 | 1220672.6599 | 2617728.2658 | 1220721.8963 | 2617728.4244 | 1220725.4464
19 | 2617741.6551 | 1220561.3142 | 2617728.3866 | 1220558.5466 | 2617717.2648 | 1220559.0639
20 | 2617741.6551 | 1220561.3142 | 2617745.635 | 1220562.1444 | 2617756.0352 | 1220573.0849
21 | 2617788.995 | 1220601.7295 | 2617772.9896 | 1220590.9201 | 2617756.0352 | 1220573.0849
22 | 2617788.995 | 1220601.7295 | 2617782.7038 | 1220617.8357
23 | 2617788.995 | 1220601.7295 | 2617921.3012 | 1220656.7791
24 | 2617699.5156 | 1220536.0947 | 2617701.0558 | 1220544.0482
25 | 2617782.7038 | 1220617.8357 | 2617774.571 | 1220638.6563
26 | 2617946.4706 | 1220627.8711 | 2617921.3012 | 1220656.7791
27 | 2617699.5156 | 1220536.0947 | 2617697.598 | 1220526.1922 | 2617698.5295 | 1220521.6257 | 2617713.5343 | 1220513.4628
28 | 2617946.4706 | 1220627.8711 | 2618214.3554 | 1220706.4827
29 | 2618214.3554 | 1220706.4827 | 2618228.2212 | 1220699.1731
30 | 2617759.8024 | 1220873.1215 | 2617757.623 | 1220867.8569 | 2617744.2951 | 1220850.6703
31 | 2617729.314 | 1220831.3517 | 2617744.2951 | 1220850.6703
32 | 2617729.314 | 1220831.3517 | 2617710.0043 | 1220806.8024
33 | 2617729.314 | 1220831.3517 | 2617742.9868 | 1220806.4592
34 | 2617710.0043 | 1220806.8024 | 2617682.7824 | 1220843.8956
35 | 2617710.0043 | 1220806.8024 | 2617714.9419 | 1220793.4429
36 | 2617761.0592 | 1220773.557 | 2617742.9868 | 1220806.4592
37 | 2617676.4295 | 1220852.552 | 2617682.7824 | 1220843.8956
38 | 2617714.9419 | 1220793.4429 | 2617715.5147 | 1220791.8931
39 | 2617719.0583 | 1221068.8922 | 2617714.7816 | 1221066.6726
40 | 2617651.9865 | 1221114.4756 | 2617644.3124 | 1221128.0502
41 | 2617709.7739 | 1220754.1391 | 2617711.148 | 1220752.869
42 | 2617729.2688 | 1220744.3568 | 2617722.1122 | 1220742.7346 | 2617711.148 | 1220752.869
43 | 2617729.2688 | 1220744.3568 | 2617728.4244 | 1220725.4464
44 | 2617729.5744 | 1220753.8521 | 2617729.2688 | 1220744.3568
45 | 2617729.5744 | 1220753.8521 | 2617715.5147 | 1220791.8931
46 | 2617729.5744 | 1220753.8521 | 2617740.3366 | 1220726.2998
47 | 2617676.4295 | 1220852.552 | 2617666.1909 | 1220866.5034
48 | 2617729.5785 | 1221074.4377 | 2617719.0583 | 1221068.8922
49 | 2617709.9018 | 1221084.4074 | 2617719.0583 | 1221068.8922
50 | 2617644.3124 | 1221128.0502 | 2617640.7236 | 1221134.3984 | 2617634.2597 | 1221144.9521 | 2617630.6544 | 1221150.3986
51 | 2617707.7098 | 1221145.6808 | 2617701.4641 | 1221141.4821 | 2617696.7558 | 1221138.7823
52 | 2617707.7098 | 1221145.6808 | 2617714.8972 | 1221141.8777 | 2617720.1335 | 1221138.5802
53 | 2617707.7098 | 1221145.6808 | 2617705.5362 | 1221155.7309
54 | 2617617.2371 | 1221167.945 | 2617629.7793 | 1221151.7206 | 2617630.6544 | 1221150.3986
55 | 2617498.3304 | 1221087.1462 | 2617520.2035 | 1221065.2901
56 | 2617498.3304 | 1221087.1462 | 2617495.329 | 1221090.1453 | 2617478.6867 | 1221105.4165 | 2617473.1205 | 1221109.9918 | 2617469.7673 | 1221112.1465
57 | 2617464.3197 | 1221115.6471 | 2617469.7673 | 1221112.1465
58 | 2617464.3197 | 1221115.6471 | 2617458.1212 | 1221126.3352 | 2617455.2208 | 1221132.4525 | 2617454.3593 | 1221134.5608
59 | 2617464.3197 | 1221115.6471 | 2617439.5833 | 1221093.7568
60 | 2617815.0517 | 1221151.8813 | 2617816.7208 | 1221146.6944 | 2617817.6223 | 1221144.5625 | 2617819.0687 | 1221142.8436 | 2617820.3609 | 1221141.958 | 2617822.1296 | 1221141.5519 | 2617824.4273 | 1221141.8034 | 2617826.6472 | 1221142.6994 | 2617828.9033 | 1221144.207 | 2617830.4391 | 1221145.5791 | 2617832.4796 | 1221148.12 | 2617833.5793 | 1221150.7359 | 2617833.9822 | 1221153.0051 | 2617833.8751 | 1221155.8397 | 2617832.9795 | 1221161.0956 | 2617831.3999 | 1221166.772 | 2617827.6492 | 1221178.0562 | 2617821.881 | 1221191.7914 | 2617820.0571 | 1221195.477
61 | 2617795.4604 | 1221227.3778 | 2617798.2826 | 1221224.7291 | 2617801.5969 | 1221222.3709 | 2617802.9633 | 1221219.4955 | 2617813.3739 | 1221205.7186 | 2617818.1416 | 1221199.3402 | 2617820.0571 | 1221195.477
62 | 2617454.3593 | 1221134.5608 | 2617448.1138 | 1221149.845
63 | 2617435.7073 | 1221090.3268 | 2617439.5833 | 1221093.7568
64 | 2617444.749 | 1221158.0794 | 2617448.1138 | 1221149.845
65 | 2617435.7073 | 1221090.3268 | 2617414.4432 | 1221071.5093 | 2617408.9177 | 1221066.3722
66 | 2617668.7883 | 1221378.6887 | 2617669.4969 | 1221380.2481 | 2617670.9311 | 1221382.6204 | 2617672.7593 | 1221385.1384 | 2617675.0422 | 1221387.8245 | 2617676.979 | 1221389.5423 | 2617679.7872 | 1221391.5407 | 2617679.7872 | 1221391.5407
67 | 2617664.3722 | 1221368.9709 | 2617668.7883 | 1221378.6887
68 | 2617758.815 | 1221387.884 | 2617707.7619 | 1221396.7154 | 2617701.403 | 1221397.5304 | 2617696.9121 | 1221397.6505 | 2617693.773 | 1221397.2187 | 2617689.4303 | 1221395.9718 | 2617684.4372 | 1221394.0559 | 2617679.7872 | 1221391.5407
69 | 2617664.3722 | 1221368.9709 | 2617655.189 | 1221373.1795 | 2617651.693 | 1221375.4483 | 2617650.6763 | 1221376.4867
70 | 2617663.9451 | 1221346.69 | 2617663.1375 | 1221353.0136 | 2617662.9871 | 1221357.7047 | 2617663.3711 | 1221363.776 | 2617664.3722 | 1221368.9709
71 | 2617730.9013 | 1221357.061 | 2617733.8925 | 1221363.8628 | 2617737.6525 | 1221369.7662 | 2617743.4443 | 1221376.0315 | 2617758.815 | 1221387.884
72 | 2617650.6763 | 1221376.4867 | 2617649.3268 | 1221377.8649 | 2617645.9938 | 1221381.4683 | 2617644.3607 | 1221383.9607
73 | 2617730.9013 | 1221357.061 | 2617729.681 | 1221351.0264
74 | 2617648.9603 | 1221422.3007 | 2617648.0997 | 1221418.3515 | 2617647.4055 | 1221417.1154 | 2617640.3958 | 1221409.7015 | 2617638.2958 | 1221406.7602 | 2617637.1136 | 1221403.7995 | 2617636.8326 | 1221401.3528 | 2617637.0005 | 1221398.4294 | 2617638.1802 | 1221394.5195 | 2617639.9666 | 1221390.6669 | 2617644.3607 | 1221383.9607
75 | 2617727.943 | 1221342.4317 | 2617729.681 | 1221351.0264
76 | 2617648.9603 | 1221422.3007 | 2617644.8972 | 1221421.4104 | 2617641.4873 | 1221420.233 | 2617619.075 | 1221409.1494 | 2617610.7222 | 1221404.4331 | 2617607.7544 | 1221402.1906
77 | 2617691.9525 | 1221188.5587 | 2617693.1526 | 1221186.7393 | 2617696.7052 | 1221180.7686 | 2617699.8731 | 1221174.0852 | 2617702.5184 | 1221167.089 | 2617704.1728 | 1221161.7463 | 2617704.7929 | 1221159.0236
78 | 2617691.9525 | 1221188.5587 | 2617689.076 | 1221192.9197 | 2617685.3234 | 1221197.2778 | 2617680.0577 | 1221202.8098 | 2617675.646 | 1221206.888 | 2617673.7072 | 1221208.3301
79 | 2617705.5362 | 1221155.7309 | 2617705.4102 | 1221156.3135 | 2617704.7929 | 1221159.0236
80 | 2617666.7709 | 1221213.4211 | 2617668.1425 | 1221212.4691 | 2617673.7072 | 1221208.3301
81 | 2617666.7709 | 1221213.4211 | 2617655.9577 | 1221220.9269 | 2617650.0107 | 1221226.0233 | 2617646.3129 | 1221229.9174
82 | 2617633.4761 | 1221247.477 | 2617635.7526 | 1221243.08 | 2617639.3173 | 1221238.121 | 2617644.768 | 1221231.5444 | 2617646.3129 | 1221229.9174
83 | 2617734.6586 | 1221126.3162 | 2617730.5589 | 1221130.0173 | 2617720.1335 | 1221138.5802
84 | 2617625.364 | 1221263.3558 | 2617628.0167 | 1221258.0214 | 2617633.4761 | 1221247.477
85 | 2617621.2464 | 1221271.5351 | 2617620.7862 | 1221272.2522
86 | 2617620.7862 | 1221272.2522 | 2617615.7159 | 1221280.1535 | 2617611.1904 | 1221286.8329 | 2617609.739 | 1221288.7905
87 | 2617625.364 | 1221263.3558 | 2617621.4694 | 1221271.1875 | 2617621.2464 | 1221271.5351
88 | 2617608.8812 | 1221289.9474 | 2617609.739 | 1221288.7905
89 | 2617608.8812 | 1221289.9474 | 2617606.6666 | 1221292.9343 | 2617601.75 | 1221298.5119 | 2617596.318 | 1221304.2995
90 | 2617571.9854 | 1221342.0051 | 2617579.4938 | 1221337.28 | 2617582.3525 | 1221335.0204 | 2617584.0055 | 1221332.6906 | 2617584.8762 | 1221330.6475 | 2617588.3217 | 1221317.1832 | 2617589.7516 | 1221313.3185 | 2617591.444 | 1221310.444 | 2617593.6231 | 1221307.1708 | 2617596.318 | 1221304.2995
91 | 2617571.9854 | 1221342.0051 | 2617578.539 | 1221357.5445 | 2617586.2687 | 1221372.9539 | 2617592.0565 | 1221383.2103
92 | 2617571.9854 | 1221342.0051 | 2617567.7374 | 1221331.7533 | 2617559.0645 | 1221305.9343
93 | 2617503.5251 | 1221332.2318 | 2617503.5251 | 1221332.2318 | 2617502.405 | 1221330.8971
94 | 2617472.7566 | 1221309.5619 | 2617492.9047 | 1221322.1393 | 2617498.4896 | 1221326.6472 | 2617501.1214 | 1221329.3676 | 2617502.405 | 1221330.8971
95 | 2617509.6002 | 1221350.6269 | 2617507.5867 | 1221341.4268 | 2617506.0377 | 1221336.7974 | 2617503.5251 | 1221332.2318
96 | 2617472.7566 | 1221309.5619 | 2617481.4581 | 1221291.0989 | 2617485.6478 | 1221282.5119
97 | 2617472.7566 | 1221309.5619 | 2617449.0458 | 1221358.3876 | 2617448.8912 | 1221358.5742
98 | 2617485.6478 | 1221282.5119 | 2617488.263 | 1221277.1519
99 | 2617495.2679 | 1221261.1998 | 2617490.9209 | 1221271.7043 | 2617488.263 | 1221277.1519
100 | 2617495.2679 | 1221261.1998 | 2617504.5991 | 1221263.4506 | 2617507.2369 | 1221263.7655
101 | 2617495.2679 | 1221261.1998 | 2617490.381 | 1221259.2288 | 2617486.7151 | 1221257.3281 | 2617484.3979 | 1221255.9872 | 2617480.1737 | 1221253.0398 | 2617477.2529 | 1221250.8353
102 | 2617555.0901 | 1221294.1026 | 2617559.0645 | 1221305.9343
103 | 2617555.0901 | 1221294.1026 | 2617552.7883 | 1221287.2502 | 2617551.0617 | 1221283.6987 | 2617548.7572 | 1221280.6123 | 2617548.7572 | 1221280.6123
104 | 2617532.6709 | 1221266.8015 | 2617539.8002 | 1221272.3479 | 2617543.4847 | 1221275.6273 | 2617548.7572 | 1221280.6123
105 | 2617532.6709 | 1221266.8015 | 2617538.774 | 1221262.7504 | 2617541.8998 | 1221259.9691 | 2617546.0692 | 1221255.7122 | 2617550.5987 | 1221250.2335 | 2617555.1552 | 1221244.7293
106 | 2617532.6709 | 1221266.8015 | 2617507.2369 | 1221263.7655
107 | 2617592.0565 | 1221383.2103 | 2617615.4127 | 1221349.5647
108 | 2617592.0565 | 1221383.2103 | 2617595.4833 | 1221388.9681 | 2617598.6632 | 1221393.5691 | 2617601.7258 | 1221396.7911 | 2617605.5227 | 1221400.5044 | 2617607.7544 | 1221402.1906
109 | 2617559.4911 | 1221239.4915 | 2617555.1552 | 1221244.7293
110 | 2617579.6138 | 1221215.1837 | 2617559.4911 | 1221239.4915
111 | 2617733.7034 | 1221315.145 | 2617732.8111 | 1221316.7767 | 2617728.7991 | 1221326.7261 | 2617727.5942 | 1221331.4364 | 2617727.1651 | 1221335.4708 | 2617727.4326 | 1221339.9075 | 2617727.943 | 1221342.4317
112 | 2617733.7034 | 1221315.145 | 2617734.9161 | 1221312.9251 | 2617744.319 | 1221298.6448
113 | 2617733.7034 | 1221315.145 | 2617722.1639 | 1221310.7194 | 2617715.6539 | 1221307.851
114 | 2617765.722 | 1221269.1468 | 2617744.319 | 1221298.6448
115 | 2617744.319 | 1221298.6448 | 2617722.9771 | 1221284.6177 | 2617720.7149 | 1221282.6321 | 2617719.181 | 1221280.6486 | 2617718.2302 | 1221278.9559 | 2617717.5539 | 1221276.7971 | 2617717.4766 | 1221274.7401 | 2617717.7642 | 1221272.4063 | 2617718.407 | 1221270.5071 | 2617719.8786 | 1221267.9433 | 2617721.8745 | 1221265.0698 | 2617723.4701 | 1221262.8551
116 | 2617709.8766 | 1221305.3055 | 2617715.6539 | 1221307.851
117 | 2617765.722 | 1221269.1468 | 2617766.1374 | 1221264.6677 | 2617765.4631 | 1221261.8529 | 2617760.8889 | 1221251.6779
118 | 2617723.4701 | 1221262.8551 | 2617725.194 | 1221260.4624
119 | 2617709.8766 | 1221305.3055 | 2617705.6264 | 1221303.4328 | 2617698.7164 | 1221298.7764
120 | 2617778.2153 | 1221251.3514 | 2617771.2422 | 1221252.02 | 2617765.3848 | 1221252.4695 | 2617760.8889 | 1221251.6779
121 | 2617741.2204 | 1221231.2222 | 2617733.814 | 1221247.2505 | 2617727.8691 | 1221256.7494 | 2617725.194 | 1221260.4624
122 | 2617338.8884 | 1221144.4198 | 2617347.8016 | 1221150.0499 | 2617347.8016 | 1221150.0499
123 | 2617297.7813 | 1221123.6198 | 2617315.3915 | 1221130.5001 | 2617320.3831 | 1221133.0383 | 2617325.9645 | 1221136.2563 | 2617338.8884 | 1221144.4198
124 | 2617354.8639 | 1221156.8302 | 2617351.933 | 1221153.6195 | 2617347.8016 | 1221150.0499
125 | 2617297.7813 | 1221123.6198 | 2617274.5721 | 1221033.6926
126 | 2617354.8639 | 1221156.8302 | 2617356.3187 | 1221158.4239 | 2617359.7926 | 1221162.8025
127 | 2617274.5721 | 1221033.6926 | 2617262.1123 | 1221003.528 | 2617260.6684 | 1220999.188 | 2617260.0774 | 1220996.3179 | 2617259.645 | 1220993.6929 | 2617259.3215 | 1220990.1455
128 | 2617365.8493 | 1221170.4363 | 2617359.7926 | 1221162.8025
129 | 2617259.3215 | 1220990.1455 | 2617089.2962 | 1220858.5474
130 | 2617089.2962 | 1220858.5474 | 2617105.75 | 1220821.5842
131 | 2617061.4868 | 1220842.214 | 2617071.7731 | 1220845.045 | 2617089.2962 | 1220858.5474
132 | 2617365.8493 | 1221170.4363 | 2617347.0724 | 1221171.2489 | 2617344.5132 | 1221171.5879
133 | 2617365.8493 | 1221170.4363 | 2617377.327 | 1221180.6756 | 2617382.3439 | 1221184.9149
134 | 2617431.0421 | 1221191.6003 | 2617431.2991 | 1221190.9944 | 2617432.8984 | 1221187.0805
135 | 2617423.75 | 1221207.0594 | 2617427.8848 | 1221199.0446 | 2617431.0421 | 1221191.6003
136 | 2617435.8743 | 1221179.7978 | 2617432.8984 | 1221187.0805
137 | 2617423.75 | 1221207.0594 | 2617429.0583 | 1221210.2323 | 2617434.508 | 1221214.3061 | 2617466.1479 | 1221241.7696
138 | 2617423.75 | 1221207.0594 | 2617416.6367 | 1221223.0891
139 | 2617423.75 | 1221207.0594 | 2617413.4446 | 1221203.2716 | 2617409.0432 | 1221201.2799 | 2617399.7196 | 1221196.361 | 2617395.4337 | 1221193.673
140 | 2617435.8743 | 1221179.7978 | 2617444.749 | 1221158.0794
141 | 2617466.1479 | 1221241.7696 | 2617469.2965 | 1221244.5025
142 | 2617411.2529 | 1221235.2215 | 2617416.6367 | 1221223.0891
143 | 2617382.3439 | 1221184.9149 | 2617390.5123 | 1221190.5864 | 2617395.4337 | 1221193.673
144 | 2617476.2653 | 1221250.0898 | 2617472.1886 | 1221247.0129 | 2617469.2965 | 1221244.5025
145 | 2617407.8301 | 1221242.9348 | 2617411.2529 | 1221235.2215
146 | 2617382.3439 | 1221184.9149 | 2617373.8947 | 1221199.5572
147 | 2617476.2653 | 1221250.0898 | 2617477.2529 | 1221250.8353
148 | 2617407.8301 | 1221242.9348 | 2617401.4173 | 1221257.3862
149 | 2617365.4871 | 1221214.1273 | 2617373.8947 | 1221199.5572
150 | 2617325.3052 | 1221175.2214 | 2617333.9356 | 1221173.3231 | 2617340.994 | 1221172.054 | 2617344.5132 | 1221171.5879
151 | 2617596.3203 | 1221195.0026 | 2617617.2371 | 1221167.945
152 | 2617621.4486 | 1221208.8291 | 2617596.3203 | 1221195.0026
153 | 2617596.3203 | 1221195.0026 | 2617579.6138 | 1221215.1837
154 | 2617739.6752 | 1221120.4054 | 2617734.6586 | 1221126.3162
155 | 2617400.0232 | 1221260.5278 | 2617401.4173 | 1221257.3862
156 | 2617367.2535 | 1221334.3742 | 2617400.0232 | 1221260.5278
157 | 2617367.2535 | 1221334.3742 | 2617357.175 | 1221357.086 | 2617354.4513 | 1221364.7634
158 | 2617325.3052 | 1221175.2214 | 2617322.3051 | 1221181.7721 | 2617315.798 | 1221196.9731 | 2617314.513 | 1221200.1066
159 | 2617325.3052 | 1221175.2214 | 2617317.821 | 1221176.8673 | 2617317.5221 | 1221176.9638
160 | 2617304.8252 | 1221237.6205 | 2617313.2388 | 1221203.2138 | 2617314.513 | 1221200.1066
161 | 2617778.2153 | 1221251.3514 | 2617788.0858 | 1221237.246
162 | 2617795.4604 | 1221227.3778 | 2617792.8494 | 1221230.4384 | 2617788.0858 | 1221237.246
163 | 2617795.4604 | 1221227.3778 | 2617795.4885 | 1221220.5072 | 2617795.8122 | 1221216.2279 | 2617796.9927 | 1221212.1179
164 | 2617041.0356 | 1220836.5969 | 2617059.5189 | 1220841.6735
165 | 2617061.4868 | 1220842.214 | 2617059.5189 | 1220841.6735
166 | 2617041.0356 | 1220836.5969 | 2617024.621 | 1220831.2422
167 | 2617048.6084 | 1220854.54 | 2617041.0356 | 1220836.5969
168 | 2617106.3603 | 1220817.6199 | 2617105.75 | 1220821.5842 | 2617105.75 | 1220821.5842
169 | 2617011.9751 | 1220825.5752 | 2617022.5731 | 1220830.5741 | 2617024.621 | 1220831.2422
170 | 2616997.7695 | 1220818.8745 | 2617011.9751 | 1220825.5752
171 | 2617185.2563 | 1220614.5369 | 2617090.0311 | 1220789.9431
172 | 2617090.0311 | 1220789.9431 | 2617102.5154 | 1220801.4188 | 2617106.4351 | 1220807.5113 | 2617106.809 | 1220814.7054 | 2617106.3603 | 1220817.6199
173 | 2616997.7695 | 1220818.8745 | 2616983.2699 | 1220811.7959 | 2616977.9351 | 1220809.6141
174 | 2617032.6504 | 1220468.5279 | 2617023.6137 | 1220468.0897 | 2617020.2639 | 1220467.0314
175 | 2617032.6504 | 1220468.5279 | 2617043.061 | 1220469.0326
176 | 2616991.8319 | 1220458.049 | 2617020.2639 | 1220467.0314
177 | 2617046.5144 | 1220469.2001 | 2617043.061 | 1220469.0326
178 | 2616991.8319 | 1220458.049 | 2616996.6145 | 1220443.6209 | 2616993.9261 | 1220439.2552 | 2616992.5576 | 1220432.2578
179 | 2617046.5144 | 1220469.2001 | 2617064.4905 | 1220469.5562
180 | 2617046.5144 | 1220469.2001 | 2617037.7449 | 1220450.3642 | 2617039.0907 | 1220444.7447
181 | 2617068.9985 | 1220469.6455 | 2617064.4905 | 1220469.5562
182 | 2617068.9985 | 1220469.6455 | 2617173.3132 | 1220525.7302

## bus_geodata
| x | y | coords
0 | 2617636.7676 | 1220519.4076
1 | 2617610.892 | 1220508.9584
2 | 2617703.7994 | 1220599.3196
3 | 2617706.8833 | 1220603.1643
4 | 2617213.3169 | 1220567.6573
5 | 2617184.5245 | 1220537.2056
6 | 2617202.7597 | 1220585.2947
7 | 2617707.2742 | 1220587.3243
8 | 2617723.6987 | 1220637.0182
9 | 2617693.6122 | 1221037.4637
10 | 2617685.8154 | 1221051.6393
11 | 2617657.4204 | 1220878.4541
12 | 2617705.2654 | 1220565.4488
13 | 2617728.9135 | 1220664.7096
14 | 2617741.6551 | 1220561.3142
15 | 2617717.2648 | 1220559.0639
16 | 2617756.0352 | 1220573.0849
17 | 2617788.995 | 1220601.7295
18 | 2617701.0558 | 1220544.0482
19 | 2617782.7038 | 1220617.8357
20 | 2617921.3012 | 1220656.7791
21 | 2617699.5156 | 1220536.0947
22 | 2617774.571 | 1220638.6563
23 | 2617946.4706 | 1220627.8711
24 | 2618214.3554 | 1220706.4827
25 | 2617759.8024 | 1220873.1215
26 | 2617744.2951 | 1220850.6703
27 | 2617729.314 | 1220831.3517
28 | 2617710.0043 | 1220806.8024
29 | 2617742.9868 | 1220806.4592
30 | 2617682.7824 | 1220843.8956
31 | 2617714.9419 | 1220793.4429
32 | 2617761.0592 | 1220773.557
33 | 2617714.7816 | 1221066.6726
34 | 2617651.9865 | 1221114.4756
35 | 2617709.7739 | 1220754.1391
36 | 2617711.148 | 1220752.869
37 | 2617729.2688 | 1220744.3568
38 | 2617728.4244 | 1220725.4464
39 | 2617729.5744 | 1220753.8521
40 | 2617740.3366 | 1220726.2998
41 | 2617715.5147 | 1220791.8931
42 | 2617666.1909 | 1220866.5034
43 | 2617676.4295 | 1220852.552
44 | 2617719.0583 | 1221068.8922
45 | 2617644.3124 | 1221128.0502
46 | 2617729.5785 | 1221074.4377
47 | 2617709.9018 | 1221084.4074
48 | 2617696.7558 | 1221138.7823
49 | 2617707.7098 | 1221145.6808
50 | 2617630.6544 | 1221150.3986
51 | 2617520.2035 | 1221065.2901
52 | 2617498.3304 | 1221087.1462
53 | 2617469.7673 | 1221112.1465
54 | 2617464.3197 | 1221115.6471
55 | 2617713.5343 | 1220513.4628
56 | 2618228.2212 | 1220699.1731
57 | 2617815.0517 | 1221151.8813
58 | 2617820.0571 | 1221195.477
59 | 2617454.3593 | 1221134.5608
60 | 2617439.5833 | 1221093.7568
61 | 2617448.1138 | 1221149.845
62 | 2617435.7073 | 1221090.3268
63 | 2617668.7883 | 1221378.6887
64 | 2617679.7872 | 1221391.5407
65 | 2617664.3722 | 1221368.9709
66 | 2617758.815 | 1221387.884
67 | 2617650.6763 | 1221376.4867
68 | 2617663.9451 | 1221346.69
69 | 2617730.9013 | 1221357.061
70 | 2617644.3607 | 1221383.9607
71 | 2617729.681 | 1221351.0264
72 | 2617648.9603 | 1221422.3007
73 | 2617691.9525 | 1221188.5587
74 | 2617704.7929 | 1221159.0236
75 | 2617673.7072 | 1221208.3301
76 | 2617705.5362 | 1221155.7309
77 | 2617666.7709 | 1221213.4211
78 | 2617646.3129 | 1221229.9174
79 | 2617720.1335 | 1221138.5802
80 | 2617633.476 | 1221247.477
81 | 2617620.7862 | 1221272.2522
82 | 2617621.2464 | 1221271.5351
83 | 2617609.739 | 1221288.7905
84 | 2617625.364 | 1221263.3558
85 | 2617608.8812 | 1221289.9474
86 | 2617596.318 | 1221304.2995
87 | 2617571.9854 | 1221342.0051
88 | 2617502.405 | 1221330.8971
89 | 2617503.5251 | 1221332.2318
90 | 2617472.7566 | 1221309.5619
91 | 2617509.6002 | 1221350.6269
92 | 2617485.6478 | 1221282.5119
93 | 2617448.8912 | 1221358.5742
94 | 2617488.263 | 1221277.1519
95 | 2617495.2679 | 1221261.1998
96 | 2617555.0901 | 1221294.1026
97 | 2617559.0645 | 1221305.9343
98 | 2617548.7572 | 1221280.6123
99 | 2617532.6709 | 1221266.8015
100 | 2617592.0565 | 1221383.2103
101 | 2617555.1552 | 1221244.7293
102 | 2617507.2369 | 1221263.7655
103 | 2617615.4127 | 1221349.5647
104 | 2617607.7544 | 1221402.1906
105 | 2617559.4911 | 1221239.4915
106 | 2617727.943 | 1221342.4317
107 | 2617733.7034 | 1221315.1451
108 | 2617744.319 | 1221298.6448
109 | 2617715.6539 | 1221307.851
110 | 2617765.722 | 1221269.1468
111 | 2617723.4701 | 1221262.8551
112 | 2617709.8766 | 1221305.3055
113 | 2617760.8889 | 1221251.6779
114 | 2617725.194 | 1221260.4624
115 | 2617698.7164 | 1221298.7764
116 | 2617338.8884 | 1221144.4198
117 | 2617347.8016 | 1221150.0499
118 | 2617297.7813 | 1221123.6198
119 | 2617354.8639 | 1221156.8302
120 | 2617274.5721 | 1221033.6926
121 | 2617359.7926 | 1221162.8025
122 | 2617259.3215 | 1220990.1455
123 | 2617089.2962 | 1220858.5474
124 | 2617365.8493 | 1221170.4363
125 | 2617431.0421 | 1221191.6003
126 | 2617432.8984 | 1221187.0805
127 | 2617423.75 | 1221207.0594
128 | 2617435.8743 | 1221179.7978
129 | 2617466.1479 | 1221241.7696
130 | 2617416.6367 | 1221223.0891
131 | 2617395.4337 | 1221193.673
132 | 2617444.749 | 1221158.0794
133 | 2617469.2965 | 1221244.5025
134 | 2617411.2529 | 1221235.2215
135 | 2617382.3439 | 1221184.9149
136 | 2617476.2653 | 1221250.0898
137 | 2617407.8301 | 1221242.9348
138 | 2617373.8947 | 1221199.5572
139 | 2617344.5132 | 1221171.5879
140 | 2617617.2371 | 1221167.945
141 | 2617596.3203 | 1221195.0026
142 | 2617621.4486 | 1221208.8291
143 | 2617579.6138 | 1221215.1837
144 | 2617408.9177 | 1221066.3722
145 | 2617734.6586 | 1221126.3162
146 | 2617739.6752 | 1221120.4054
147 | 2617401.4173 | 1221257.3862
148 | 2617400.0232 | 1221260.5278
149 | 2617367.2535 | 1221334.3742
150 | 2617354.4513 | 1221364.7634
151 | 2617325.3052 | 1221175.2214
152 | 2617365.4871 | 1221214.1273
153 | 2617314.513 | 1221200.1066
154 | 2617317.5221 | 1221176.9638
155 | 2617477.2529 | 1221250.8353
156 | 2617741.2204 | 1221231.2222
157 | 2617778.2153 | 1221251.3514
158 | 2617788.0858 | 1221237.246
159 | 2617304.8252 | 1221237.6205
160 | 2617795.4604 | 1221227.3778
161 | 2617796.9927 | 1221212.1179
162 | 2617059.5189 | 1220841.6735
163 | 2617041.0356 | 1220836.5969
164 | 2617061.4869 | 1220842.214
165 | 2617048.6084 | 1220854.54
166 | 2617105.75 | 1220821.5842
167 | 2617024.621 | 1220831.2422
168 | 2617011.9751 | 1220825.5752
169 | 2617185.2563 | 1220614.5369
170 | 2617090.0311 | 1220789.9431
171 | 2616997.7695 | 1220818.8745
172 | 2617106.3603 | 1220817.6199
173 | 2617032.6504 | 1220468.5279
174 | 2617020.2639 | 1220467.0314
175 | 2617043.061 | 1220469.0326
176 | 2616991.8319 | 1220458.049
177 | 2617046.5144 | 1220469.2001
178 | 2616992.5576 | 1220432.2578
179 | 2617064.4905 | 1220469.5562
180 | 2617039.0907 | 1220444.7447
181 | 2617068.9985 | 1220469.6455
182 | 2616977.9351 | 1220809.6141
183 | 2617173.3132 | 1220525.7302
184 | 2617651.9865 | 1221114.4756

## line_std_types
| c_nf_per_km | r_ohm_per_km | x_ohm_per_km | max_i_ka | type | q_mm2 | alpha | voltage_rating
NAYY 4x50 SE | 210 | 0.642 | 0.083 | 0.142 | cs | 50 | 0.00403 | LV
NAYY 4x120 SE | 264 | 0.225 | 0.08 | 0.242 | cs | 120 | 0.00403 | LV
NAYY 4x150 SE | 261 | 0.208 | 0.08 | 0.27 | cs | 150 | 0.00403 | LV
NA2XS2Y 1x95 RM/25 12/20 kV | 216 | 0.313 | 0.132 | 0.252 | cs | 95 | 0.00403 | MV
NA2XS2Y 1x185 RM/25 12/20 kV | 273 | 0.161 | 0.117 | 0.362 | cs | 185 | 0.00403 | MV
NA2XS2Y 1x240 RM/25 12/20 kV | 304 | 0.122 | 0.112 | 0.421 | cs | 240 | 0.00403 | MV
NA2XS2Y 1x95 RM/25 6/10 kV | 315 | 0.313 | 0.123 | 0.249 | cs | 95 | 0.00403 | MV
NA2XS2Y 1x185 RM/25 6/10 kV | 406 | 0.161 | 0.11 | 0.358 | cs | 185 | 0.00403 | MV
NA2XS2Y 1x240 RM/25 6/10 kV | 456 | 0.122 | 0.105 | 0.416 | cs | 240 | 0.00403 | MV
NA2XS2Y 1x150 RM/25 12/20 kV | 250 | 0.206 | 0.116 | 0.319 | cs | 150 | 0.00403 | MV
NA2XS2Y 1x120 RM/25 12/20 kV | 230 | 0.253 | 0.119 | 0.283 | cs | 120 | 0.00403 | MV
NA2XS2Y 1x70 RM/25 12/20 kV | 190 | 0.443 | 0.132 | 0.22 | cs | 70 | 0.00403 | MV
NA2XS2Y 1x150 RM/25 6/10 kV | 360 | 0.206 | 0.11 | 0.315 | cs | 150 | 0.00403 | MV
NA2XS2Y 1x120 RM/25 6/10 kV | 340 | 0.253 | 0.113 | 0.28 | cs | 120 | 0.00403 | MV
NA2XS2Y 1x70 RM/25 6/10 kV | 280 | 0.443 | 0.123 | 0.217 | cs | 70 | 0.00403 | MV
N2XS(FL)2Y 1x120 RM/35 64/110 kV | 112 | 0.153 | 0.166 | 0.366 | cs | 120 | 0.00393 | HV
N2XS(FL)2Y 1x185 RM/35 64/110 kV | 125 | 0.099 | 0.156 | 0.457 | cs | 185 | 0.00393 | HV
N2XS(FL)2Y 1x240 RM/35 64/110 kV | 135 | 0.075 | 0.149 | 0.526 | cs | 240 | 0.00393 | HV
N2XS(FL)2Y 1x300 RM/35 64/110 kV | 144 | 0.06 | 0.144 | 0.588 | cs | 300 | 0.00393 | HV
15-AL1/3-ST1A 0.4 | 11 | 1.8769 | 0.35 | 0.105 | ol | 16 | 0.00403 | LV
24-AL1/4-ST1A 0.4 | 11.25 | 1.2012 | 0.335 | 0.14 | ol | 24 | 0.00403 | LV
48-AL1/8-ST1A 0.4 | 12.2 | 0.5939 | 0.3 | 0.21 | ol | 48 | 0.00403 | LV
94-AL1/15-ST1A 0.4 | 13.2 | 0.306 | 0.29 | 0.35 | ol | 94 | 0.00403 | LV
34-AL1/6-ST1A 10.0 | 9.7 | 0.8342 | 0.36 | 0.17 | ol | 34 | 0.00403 | MV
48-AL1/8-ST1A 10.0 | 10.1 | 0.5939 | 0.35 | 0.21 | ol | 48 | 0.00403 | MV
70-AL1/11-ST1A 10.0 | 10.4 | 0.4132 | 0.339 | 0.29 | ol | 70 | 0.00403 | MV
94-AL1/15-ST1A 10.0 | 10.75 | 0.306 | 0.33 | 0.35 | ol | 94 | 0.00403 | MV
122-AL1/20-ST1A 10.0 | 11.1 | 0.2376 | 0.323 | 0.41 | ol | 122 | 0.00403 | MV
149-AL1/24-ST1A 10.0 | 11.25 | 0.194 | 0.315 | 0.47 | ol | 149 | 0.00403 | MV
34-AL1/6-ST1A 20.0 | 9.15 | 0.8342 | 0.382 | 0.17 | ol | 34 | 0.00403 | MV
48-AL1/8-ST1A 20.0 | 9.5 | 0.5939 | 0.372 | 0.21 | ol | 48 | 0.00403 | MV
70-AL1/11-ST1A 20.0 | 9.7 | 0.4132 | 0.36 | 0.29 | ol | 70 | 0.00403 | MV
94-AL1/15-ST1A 20.0 | 10 | 0.306 | 0.35 | 0.35 | ol | 94 | 0.00403 | MV
122-AL1/20-ST1A 20.0 | 10.3 | 0.2376 | 0.344 | 0.41 | ol | 122 | 0.00403 | MV
149-AL1/24-ST1A 20.0 | 10.5 | 0.194 | 0.337 | 0.47 | ol | 149 | 0.00403 | MV
184-AL1/30-ST1A 20.0 | 10.75 | 0.1571 | 0.33 | 0.535 | ol | 184 | 0.00403 | MV
243-AL1/39-ST1A 20.0 | 11 | 0.1188 | 0.32 | 0.645 | ol | 243 | 0.00403 | MV
48-AL1/8-ST1A 110.0 | 8 | 0.5939 | 0.46 | 0.21 | ol | 48 | 0.00403 | HV
70-AL1/11-ST1A 110.0 | 8.4 | 0.4132 | 0.45 | 0.29 | ol | 70 | 0.00403 | HV
94-AL1/15-ST1A 110.0 | 8.65 | 0.306 | 0.44 | 0.35 | ol | 94 | 0.00403 | HV
122-AL1/20-ST1A 110.0 | 8.5 | 0.2376 | 0.43 | 0.41 | ol | 122 | 0.00403 | HV
149-AL1/24-ST1A 110.0 | 8.75 | 0.194 | 0.41 | 0.47 | ol | 149 | 0.00403 | HV
184-AL1/30-ST1A 110.0 | 8.8 | 0.1571 | 0.4 | 0.535 | ol | 184 | 0.00403 | HV
243-AL1/39-ST1A 110.0 | 9 | 0.1188 | 0.39 | 0.645 | ol | 243 | 0.00403 | HV
305-AL1/39-ST1A 110.0 | 9.2 | 0.0949 | 0.38 | 0.74 | ol | 305 | 0.00403 | HV
490-AL1/64-ST1A 110.0 | 9.75 | 0.059 | 0.37 | 0.96 | ol | 490 | 0.00403 | HV
679-AL1/86-ST1A 110.0 | 9.95 | 0.042 | 0.36 | 1.15 | ol | 679 | 0.00403 | HV
490-AL1/64-ST1A 220.0 | 10 | 0.059 | 0.285 | 0.96 | ol | 490 | 0.00403 | HV
679-AL1/86-ST1A 220.0 | 11.7 | 0.042 | 0.275 | 1.15 | ol | 679 | 0.00403 | HV
490-AL1/64-ST1A 380.0 | 11 | 0.059 | 0.253 | 0.96 | ol | 490 | 0.00403 | HV
679-AL1/86-ST1A 380.0 | 14.6 | 0.042 | 0.25 | 1.15 | ol | 679 | 0.00403 | HV

## trafo_std_types
| i0_percent | pfe_kw | vkr_percent | sn_mva | vn_lv_kv | vn_hv_kv | vk_percent | shift_degree | vector_group | tap_side | tap_neutral | tap_min | tap_max | tap_step_degree | tap_step_percent | tap_phase_shifter
160 MVA 380/110 kV | 0.06 | 60 | 0.25 | 160 | 110 | 380 | 12.2 | 0 | Yy0 | hv | 0 | -9 | 9 | 0 | 1.5 | FALSE
100 MVA 220/110 kV | 0.06 | 55 | 0.26 | 100 | 110 | 220 | 12 | 0 | Yy0 | hv | 0 | -9 | 9 | 0 | 1.5 | FALSE
63 MVA 110/20 kV | 0.04 | 22 | 0.32 | 63 | 20 | 110 | 18 | 150 | YNd5 | hv | 0 | -9 | 9 | 0 | 1.5 | FALSE
40 MVA 110/20 kV | 0.05 | 18 | 0.34 | 40 | 20 | 110 | 16.2 | 150 | YNd5 | hv | 0 | -9 | 9 | 0 | 1.5 | FALSE
25 MVA 110/20 kV | 0.07 | 14 | 0.41 | 25 | 20 | 110 | 12 | 150 | YNd5 | hv | 0 | -9 | 9 | 0 | 1.5 | FALSE
63 MVA 110/10 kV | 0.04 | 22 | 0.32 | 63 | 10 | 110 | 18 | 150 | YNd5 | hv | 0 | -9 | 9 | 0 | 1.5 | FALSE
40 MVA 110/10 kV | 0.05 | 18 | 0.34 | 40 | 10 | 110 | 16.2 | 150 | YNd5 | hv | 0 | -9 | 9 | 0 | 1.5 | FALSE
25 MVA 110/10 kV | 0.07 | 14 | 0.41 | 25 | 10 | 110 | 12 | 150 | YNd5 | hv | 0 | -9 | 9 | 0 | 1.5 | FALSE
0.25 MVA 20/0.4 kV | 0.32 | 0.8 | 1.44 | 0.25 | 0.4 | 20 | 6 | 150 | Yzn5 | hv | 0 | -2 | 2 | 0 | 2.5 | FALSE
0.4 MVA 20/0.4 kV | 0.3375 | 1.35 | 1.425 | 0.4 | 0.4 | 20 | 6 | 150 | Dyn5 | hv | 0 | -2 | 2 | 0 | 2.5 | FALSE
0.63 MVA 20/0.4 kV | 0.2619 | 1.65 | 1.206 | 0.63 | 0.4 | 20 | 6 | 150 | Dyn5 | hv | 0 | -2 | 2 | 0 | 2.5 | FALSE
0.25 MVA 10/0.4 kV | 0.24 | 0.6 | 1.2 | 0.25 | 0.4 | 10 | 4 | 150 | Dyn5 | hv | 0 | -2 | 2 | 0 | 2.5 | FALSE
0.4 MVA 10/0.4 kV | 0.2375 | 0.95 | 1.325 | 0.4 | 0.4 | 10 | 4 | 150 | Dyn5 | hv | 0 | -2 | 2 | 0 | 2.5 | FALSE
0.63 MVA 10/0.4 kV | 0.1873 | 1.18 | 1.0794 | 0.63 | 0.4 | 10 | 4 | 150 | Dyn5 | hv | 0 | -2 | 2 | 0 | 2.5 | FALSE

## trafo3w_std_types
| sn_hv_mva | sn_mv_mva | sn_lv_mva | vn_hv_kv | vn_mv_kv | vn_lv_kv | vk_hv_percent | vk_mv_percent | vk_lv_percent | vkr_hv_percent | vkr_mv_percent | vkr_lv_percent | pfe_kw | i0_percent | shift_mv_degree | shift_lv_degree | vector_group | tap_side | tap_neutral | tap_min | tap_max | tap_step_percent
63/25/38 MVA 110/20/10 kV | 63 | 25 | 38 | 110 | 20 | 10 | 10.4 | 10.4 | 10.4 | 0.28 | 0.32 | 0.35 | 35 | 0.89 | 0 | 0 | YN0yn0yn0 | hv | 0 | -10 | 10 | 1.2
63/25/38 MVA 110/10/10 kV | 63 | 25 | 38 | 110 | 10 | 10 | 10.4 | 10.4 | 10.4 | 0.28 | 0.32 | 0.35 | 35 | 0.89 | 0 | 0 | YN0yn0yn0 | hv | 0 | -10 | 10 | 1.2

## fuse_std_types
| fuse_type | i_rated_a | t_avg | t_min | t_total | x_avg | x_min | x_total
HV 100A | HV 100A | 100 | 0 | [10.0, 3.64, 0.854, 0.281, 0.1, 0.0531, 0.022, 0.01] | [10.0, 4.267, 1.21, 0.403, 0.1, 0.058, 0.022, 0.01] | 0 | [300.0, 350.0, 450.0, 550.0, 700.0, 850.0, 1200.0, 1752.0] | [600.0, 700.0, 900.0, 1150.0, 1665.0, 2000.0, 3000.0, 4313.0]
HV 10A | HV 10A | 10 | 0 | [10.0, 1675.0, 0.344, 0.156, 0.1, 0.0417, 0.0171, 0.01] | [10.0, 1.3, 0.3, 0.155, 0.1, 0.0555, 0.023, 0.01] | 0 | [30.0, 32.0, 35.0, 37.0, 39.0, 50.0, 70.0, 88.0] | [60.0, 70.0, 80.0, 87.0, 94.0, 110.0, 150.0, 216.0]
HV 125A | HV 125A | 125 | 0 | [10.0, 1.82, 0.344, 0.1, 0.0467, 0.0269, 0.01] | [10.0, 2.478, 0.426, 0.1, 0.0427, 0.0211, 0.01] | 0 | [375.0, 500.0, 700.0, 925.0, 1200.0, 1500.0, 2341.0] | [750.0, 1000.0, 1500.0, 2200.0, 3000.0, 4000.0, 5765.0]
HV 160A | HV 160A | 160 | 0 | [10.0, 4.15, 1.03, 0.198, 0.1, 0.051, 0.0172, 0.01] | [10.0, 2.3, 0.734, 0.274, 0.1, 0.046, 0.0177, 0.01] | 0 | [480.0, 550.0, 700.0, 1000.0, 1260.0, 1600.0, 2500.0, 3227.0] | [960.0, 1300.0, 1700.0, 2200.0, 2996.0, 4000.0, 6000.0, 7946.0]
HV 16A | HV 16A | 16 | 0 | [10.0, 0.352, 0.164, 0.1, 0.0649, 0.0342, 0.01] | [10.0, 2.34, 0.722, 0.181, 0.1, 0.055, 0.0296, 0.01] | 0 | [48.0, 60.0, 65.0, 71.0, 80.0, 100.0, 162.0] | [96.0, 110.0, 125.0, 150.0, 168.0, 200.0, 250.0, 398.0]
HV 200A | HV 200A | 200 | 0 | [10.0, 4.267, 1.21, 0.403, 0.1, 0.058, 0.022, 0.01] | [10.0, 3.73, 1.654, 0.328, 0.1, 0.0531, 0.019, 0.01] | 0 | [600.0, 700.0, 900.0, 1150.0, 1665.0, 2000.0, 3000.0, 4313.0] | [1200.0, 1500.0, 1800.0, 2700.0, 3960.0, 5000.0, 7500.0, 10620.0]
HV 20A | HV 20A | 20 | 0 | [10.0, 1.3, 0.3, 0.155, 0.1, 0.0555, 0.023, 0.01] | [10.0, 1.3, 0.161, 0.1, 0.0611, 0.0399, 0.0141, 0.01] | 0 | [60.0, 70.0, 80.0, 87.0, 94.0, 110.0, 150.0, 216.0] | [120.0, 150.0, 200.0, 223.0, 260.0, 300.0, 450.0, 532.0]
HV 25A | HV 25A | 25 | 0 | [10.0, 2.512, 0.833, 0.299, 0.1, 0.0372, 0.0223, 0.01] | [10.0, 3.125, 0.597, 0.198, 0.1, 0.0378, 0.022, 0.01] | 0 | [75.0, 82.0, 90.0, 100.0, 124.0, 170.0, 200.0, 289.0] | [150.0, 170.0, 210.0, 250.0, 294.0, 400.0, 500.0, 711.0]
HV 31.5A | HV 31.5A | 31.5 | 0 | [10.0, 2.34, 0.722, 0.181, 0.1, 0.055, 0.0296, 0.01] | [10.0, 2.84, 0.368, 0.164, 0.1, 0.0621, 0.0378, 0.0195, 0.01] | 0 | [95.0, 110.0, 125.0, 150.0, 165.0, 200.0, 250.0, 390.0] | [189.0, 220.0, 300.0, 350.0, 393.0, 450.0, 530.0, 700.0, 960.0]
HV 40A | HV 40A | 40 | 0 | [10.0, 1.3, 0.161, 0.1, 0.0611, 0.0399, 0.0141, 0.01] | [10.0, 2.05, 0.369, 0.198, 0.1, 0.051, 0.0298, 0.01] | 0 | [120.0, 150.0, 200.0, 223.0, 260.0, 300.0, 450.0, 532.0] | [240.0, 300.0, 400.0, 450.0, 530.0, 650.0, 800.0, 1311.0]
HV 50A | HV 50A | 50 | 0 | [10.0, 3.215, 0.597, 0.198, 0.1, 0.0378, 0.022, 0.01] | [10.0, 3.64, 0.854, 0.281, 0.1, 0.0531, 0.022, 0.01] | 0 | [150.0, 170.0, 210.0, 250.0, 294.0, 400.0, 500.0, 711.0] | [300.0, 350.0, 450.0, 550.0, 700.0, 850.0, 1200.0, 1752.0]
HV 6.3A | HV 6.3A | 6.3 | 0 | [10.0, 1.39, 0.344, 0.168, 0.1, 0.056, 0.0263, 0.01] | [10.0, 1.711, 0.516, 0.198, 0.1, 0.0634, 0.0303, 0.01] | 0 | [19.0, 19.5, 20.4, 20.8, 22.0, 25.0, 32.0, 48.0] | [38.0, 40.0, 43.0, 48.0, 53.0, 60.0, 75.0, 118.0]
HV 63A | HV 63A | 63 | 0 | [10.0, 2.84, 0.368, 0.164, 0.1, 0.0621, 0.0378, 0.0195, 0.01] | [10.0, 1.82, 0.344, 0.1, 0.0467, 0.0269, 0.01] | 0 | [189.0, 220.0, 300.0, 350.0, 393.0, 450.0, 530.0, 700.0, 961.0] | [378.0, 500.0, 700.0, 934.0, 1200.0, 1500.0, 2366.0]
HV 80A | HV 80A | 80 | 0 | [10.0, 2.05, 0.369, 0.198, 0.1, 0.051, 0.0298, 0.01] | [10.0, 4.15, 1.03, 0.198, 0.1, 0.051, 0.0172, 0.01] | 0 | [240.0, 300.0, 400.0, 450.0, 530.0, 650.0, 800.0, 1311.0] | [480.0, 550.0, 700.0, 1000.0, 1260.0, 1600.0, 2500.0, 3227.0]
Siemens NH-1-100 | Siemens NH-1-100 | 100 | [5400.0, 2000.0, 400.0, 20.0, 1.0, 0.2, 0.012, 0.004] | 0 | 0 | [150.0, 190.0, 250.0, 430.0, 900.0, 1250.0, 2700.0, 3600.0] | 0 | 0
Siemens NH-1-125 | Siemens NH-1-125 | 125 | [4800.0, 120.0, 7.0, 0.1, 0.004] | 0 | 0 | [180.0, 400.0, 740.0, 2000.0, 4250.0] | 0 | 0
Siemens NH-1-16 | Siemens NH-1-16 | 16 | [4000.0, 400.0, 2.0, 0.1, 0.04, 0.01] | 0 | 0 | [26.0, 35.0, 75.0, 150.0, 200.0, 300.0] | 0 | 0
Siemens NH-1-160 | Siemens NH-1-160 | 160 | [4800.0, 120.0, 7.0, 0.1, 0.004] | 0 | 0 | [210.0, 500.0, 900.0, 2300.0, 5000.0] | 0 | 0
Siemens NH-1-25 | Siemens NH-1-25 | 25 | [4000.0, 1000.0, 10.0, 0.2, 0.02, 0.01] | 0 | 0 | [40.0, 50.0, 100.0, 210.0, 400.0, 500.0] | 0 | 0
Siemens NH-1-50 | Siemens NH-1-50 | 50 | [4000.0, 40.0, 4.0, 1.0, 0.02, 0.01] | 0 | 0 | [86.0, 200.0, 300.0, 400.0, 1000.0, 1280.0] | 0 | 0
Siemens NH-1-63 | Siemens NH-1-63 | 63 | [4000.0, 100.0, 10.0, 2.0, 0.04, 0.01] | 0 | 0 | [100.0, 200.0, 300.0, 400.0, 1000.0, 1500.0] | 0 | 0
Siemens NH-1-80 | Siemens NH-1-80 | 80 | [4800.0, 120.0, 7.0, 0.1, 0.01] | 0 | 0 | [150.58, 250.0, 450.0, 1150.0, 2470.0] | 0 | 0
Siemens NH-2-1000 | Siemens NH-2-1000 | 1000 | [4800.0, 120.0, 7.0, 0.1, 0.004] | 0 | 0 | [1900.0, 3500.0, 8400.0, 24000.0, 52000.0] | 0 | 0
Siemens NH-2-200 | Siemens NH-2-200 | 200 | [4800.0, 120.0, 7.0, 0.1, 0.004] | 0 | 0 | [280.0, 650.0, 1200.0, 3000.0, 7000.0] | 0 | 0
Siemens NH-2-224 | Siemens NH-2-224 | 224 | [4800.0, 120.0, 7.0, 0.2, 0.04, 0.004] | 0 | 0 | [400.0, 750.0, 1453.0, 3025.0, 4315.0, 7600.0] | 0 | 0
Siemens NH-2-250 | Siemens NH-2-250 | 250 | [4800.0, 120.0, 7.0, 0.1, 0.004] | 0 | 0 | [450.0, 800.0, 1650.0, 4000.0, 8500.0] | 0 | 0
Siemens NH-2-315 | Siemens NH-2-315 | 315 | [4800.0, 120.0, 7.0, 0.1, 0.004] | 0 | 0 | [550.0, 920.0, 1900.0, 5000.0, 11000.0] | 0 | 0
Siemens NH-2-355 | Siemens NH-2-355 | 355 | [4800.0, 120.0, 6.0, 0.1, 0.004] | 0 | 0 | [650.0, 1116.27, 2350.0, 5840.0, 12790.0] | 0 | 0
Siemens NH-2-400 | Siemens NH-2-400 | 400 | [4800.0, 120.0, 7.0, 0.1, 0.004] | 0 | 0 | [720.0, 1350.0, 2800.0, 6500.0, 15000.0] | 0 | 0
Siemens NH-2-425 | Siemens NH-2-425 | 425 | [4800.0, 120.0, 7.0, 0.1, 0.004] | 0 | 0 | [850.0, 1500.0, 3050.0, 7500.0, 16500.0] | 0 | 0
Siemens NH-2-630 | Siemens NH-2-630 | 630 | [4800.0, 120.0, 7.0, 0.1, 0.004] | 0 | 0 | [1200.0, 2000.0, 4800.0, 12000.0, 26000.0] | 0 | 0

## dtypes
| element | column | dtype
0 | bus | name | object
1 | bus | vn_kv | float64
2 | bus | type | object
3 | bus | zone | object
4 | bus | in_service | bool
5 | load | name | object
6 | load | bus | uint32
7 | load | p_mw | float64
8 | load | q_mvar | float64
9 | load | const_z_percent | float64
10 | load | const_i_percent | float64
11 | load | sn_mva | float64
12 | load | scaling | float64
13 | load | in_service | bool
14 | load | type | object
15 | ext_grid | name | object
16 | ext_grid | bus | uint32
17 | ext_grid | vm_pu | float64
18 | ext_grid | va_degree | float64
19 | ext_grid | slack_weight | float64
20 | ext_grid | in_service | bool
21 | line | name | object
22 | line | std_type | object
23 | line | from_bus | uint32
24 | line | to_bus | uint32
25 | line | length_km | float64
26 | line | r_ohm_per_km | float64
27 | line | x_ohm_per_km | float64
28 | line | c_nf_per_km | float64
29 | line | g_us_per_km | float64
30 | line | max_i_ka | float64
31 | line | df | float64
32 | line | parallel | uint32
33 | line | type | object
34 | line | in_service | bool
35 | trafo | name | object
36 | trafo | std_type | object
37 | trafo | hv_bus | uint32
38 | trafo | lv_bus | uint32
39 | trafo | sn_mva | float64
40 | trafo | vn_hv_kv | float64
41 | trafo | vn_lv_kv | float64
42 | trafo | vk_percent | float64
43 | trafo | vkr_percent | float64
44 | trafo | pfe_kw | float64
45 | trafo | i0_percent | float64
46 | trafo | shift_degree | float64
47 | trafo | tap_side | object
48 | trafo | tap_neutral | int32
49 | trafo | tap_min | int32
50 | trafo | tap_max | int32
51 | trafo | tap_step_percent | float64
52 | trafo | tap_step_degree | float64
53 | trafo | tap_pos | int32
54 | trafo | tap_phase_shifter | bool
55 | trafo | parallel | uint32
56 | trafo | df | float64
57 | trafo | in_service | bool
58 | line_geodata | coords | object
59 | bus_geodata | x | float64
60 | bus_geodata | y | float64
61 | bus_geodata | coords | object

## parameters
| version | format_version | converged | OPF_converged | name | f_hz | sn_mva
0 | 2.14.6 | 2.14.0 | FALSE | FALSE |  | 50 | 1