## bus
| name | vn_kv | type | zone | in_service
0 | bus_LV_1024-27_0_4_node_0 | 0.4 | n |  | TRUE
1 | bus_LV_1024-27_0_4_node_1 | 0.4 | n |  | TRUE
2 | bus_LV_1024-27_0_4_node_2 | 0.4 | n |  | TRUE
3 | bus_LV_1024-27_0_4_node_3 | 0.4 | n |  | TRUE
4 | bus_LV_1024-27_0_4_node_4 | 0.4 | n |  | TRUE
5 | bus_LV_1024-27_0_4_node_5 | 0.4 | n |  | TRUE
6 | bus_LV_1024-27_0_4_node_6 | 0.4 | n |  | TRUE
7 | bus_LV_1024-27_0_4_node_9 | 0.4 | n |  | TRUE
8 | bus_LV_1024-27_0_4_node_34 | 0.4 | n |  | TRUE
9 | bus_LV_1024-27_0_4_node_67 | 0.4 | n |  | TRUE
10 | bus_LV_1024-27_0_4_node_39 | 0.4 | n |  | TRUE
11 | bus_LV_1024-27_0_4_node_38 | 0.4 | n |  | TRUE
12 | bus_LV_1024-27_0_4_node_7 | 0.4 | n |  | TRUE
13 | bus_LV_1024-27_0_4_node_35 | 0.4 | n |  | TRUE
14 | bus_LV_1024-27_0_4_node_74 | 0.4 | n |  | TRUE
15 | bus_LV_1024-27_0_4_node_49 | 0.4 | n |  | TRUE
16 | bus_LV_1024-27_0_4_node_10 | 0.4 | n |  | TRUE
17 | bus_LV_1024-27_0_4_node_13 | 0.4 | n |  | TRUE
18 | bus_LV_1024-27_0_4_node_11 | 0.4 | n |  | TRUE
19 | bus_LV_1024-27_0_4_node_56 | 0.4 | n |  | TRUE
20 | bus_LV_1024-27_0_4_node_12 | 0.4 | n |  | TRUE
21 | bus_LV_1024-27_0_4_node_37 | 0.4 | n |  | TRUE
22 | bus_LV_1024-27_0_4_node_137 | 0.4 | n |  | TRUE
23 | bus_LV_1024-27_0_4_node_14 | 0.4 | n |  | TRUE
24 | bus_LV_1024-27_0_4_node_65 | 0.4 | n |  | TRUE
25 | bus_LV_1024-27_0_4_node_16 | 0.4 | n |  | TRUE
26 | bus_LV_1024-27_0_4_node_136 | 0.4 | n |  | TRUE
27 | bus_LV_1024-27_0_4_node_15 | 0.4 | n |  | TRUE
28 | bus_LV_1024-27_0_4_node_17 | 0.4 | n |  | TRUE
29 | bus_LV_1024-27_0_4_node_66 | 0.4 | n |  | TRUE
30 | bus_LV_1024-27_0_4_node_18 | 0.4 | n |  | TRUE
31 | bus_LV_1024-27_0_4_node_154 | 0.4 | n |  | TRUE
32 | bus_LV_1024-27_0_4_node_146 | 0.4 | n |  | TRUE
33 | bus_LV_1024-27_0_4_node_155 | 0.4 | n |  | TRUE
34 | bus_LV_1024-27_0_4_node_149 | 0.4 | n |  | TRUE
35 | bus_LV_1024-27_0_4_node_152 | 0.4 | n |  | TRUE
36 | bus_LV_1024-27_0_4_node_19 | 0.4 | n |  | TRUE
37 | bus_LV_1024-27_0_4_node_135 | 0.4 | n |  | TRUE
38 | bus_LV_1024-27_0_4_node_108 | 0.4 | n |  | TRUE
39 | bus_LV_1024-27_0_4_node_22 | 0.4 | n |  | TRUE
40 | bus_LV_1024-27_0_4_node_29 | 0.4 | n |  | TRUE
41 | bus_LV_1024-27_0_4_node_61 | 0.4 | n |  | TRUE
42 | bus_LV_1024-27_0_4_node_23 | 0.4 | n |  | TRUE
43 | bus_LV_1024-27_0_4_node_139 | 0.4 | n |  | TRUE
44 | bus_LV_1024-27_0_4_node_27 | 0.4 | n |  | TRUE
45 | bus_LV_1024-27_0_4_node_138 | 0.4 | n |  | TRUE
46 | bus_LV_1024-27_0_4_node_53 | 0.4 | n |  | TRUE
47 | bus_LV_1024-27_0_4_node_71 | 0.4 | n |  | TRUE
48 | bus_LV_1024-27_0_4_node_153 | 0.4 | n |  | TRUE
49 | bus_LV_1024-27_0_4_node_30 | 0.4 | n |  | TRUE
50 | bus_LV_1024-27_0_4_node_81 | 0.4 | n |  | TRUE
51 | bus_LV_1024-27_0_4_node_33 | 0.4 | n |  | TRUE
52 | bus_LV_1024-27_0_4_node_93 | 0.4 | n |  | TRUE
53 | bus_LV_1024-27_0_4_node_31 | 0.4 | n |  | TRUE
54 | bus_LV_1024-27_0_4_node_63 | 0.4 | n |  | TRUE
55 | bus_LV_1024-27_0_4_node_62 | 0.4 | n |  | TRUE
56 | bus_LV_1024-27_0_4_node_32 | 0.4 | n |  | TRUE
57 | bus_LV_1024-27_0_4_node_77 | 0.4 | n |  | TRUE
58 | bus_LV_1024-27_0_4_node_70 | 0.4 | n |  | TRUE
59 | bus_LV_1024-27_0_4_node_78 | 0.4 | n |  | TRUE
60 | bus_LV_1024-27_0_4_node_68 | 0.4 | n |  | TRUE
61 | bus_LV_1024-27_0_4_node_48 | 0.4 | n |  | TRUE
62 | bus_LV_1024-27_0_4_node_64 | 0.4 | n |  | TRUE
63 | bus_LV_1024-27_0_4_node_144 | 0.4 | n |  | TRUE
64 | bus_LV_1024-27_0_4_node_156 | 0.4 | n |  | TRUE
65 | bus_LV_1024-27_0_4_node_143 | 0.4 | n |  | TRUE
66 | bus_LV_1024-27_0_4_node_150 | 0.4 | n |  | TRUE
67 | bus_LV_1024-27_0_4_node_148 | 0.4 | n |  | TRUE
68 | bus_LV_1024-27_0_4_node_151 | 0.4 | n |  | TRUE
69 | bus_LV_1024-27_0_4_node_140 | 0.4 | n |  | TRUE
70 | bus_LV_1024-27_0_4_node_107 | 0.4 | n |  | TRUE
71 | bus_LV_1024-27_0_4_node_45 | 0.4 | n |  | TRUE
72 | bus_LV_1024-27_0_4_node_46 | 0.4 | n |  | TRUE
73 | bus_LV_1024-27_0_4_node_59 | 0.4 | n |  | TRUE
74 | bus_LV_1024-27_0_4_node_92 | 0.4 | n |  | TRUE
75 | bus_LV_1024-27_0_4_node_101 | 0.4 | n |  | TRUE
76 | bus_LV_1024-27_0_4_node_98 | 0.4 | n |  | TRUE
77 | bus_LV_1024-27_0_4_node_80 | 0.4 | n |  | TRUE
78 | bus_LV_1024-27_0_4_node_79 | 0.4 | n |  | TRUE
79 | bus_LV_1024-27_0_4_node_44 | 0.4 | n |  | TRUE
80 | bus_LV_1024-27_0_4_node_72 | 0.4 | n |  | TRUE
81 | bus_LV_1024-27_0_4_node_106 | 0.4 | n |  | TRUE
82 | bus_LV_1024-27_0_4_node_104 | 0.4 | n |  | TRUE
83 | bus_LV_1024-27_0_4_node_60 | 0.4 | n |  | TRUE
84 | bus_LV_1024-27_0_4_node_75 | 0.4 | n |  | TRUE
85 | bus_LV_1024-27_0_4_node_69 | 0.4 | n |  | TRUE
86 | bus_LV_1024-27_0_4_node_40 | 0.4 | n |  | TRUE
87 | bus_LV_1024-27_0_4_node_41 | 0.4 | n |  | TRUE
88 | bus_LV_1024-27_0_4_node_42 | 0.4 | n |  | TRUE
89 | bus_LV_1024-27_0_4_node_43 | 0.4 | n |  | TRUE
90 | bus_LV_1024-27_0_4_node_47 | 0.4 | n |  | TRUE
91 | bus_LV_1024-27_0_4_node_54 | 0.4 | n |  | TRUE
92 | bus_LV_1024-27_0_4_node_55 | 0.4 | n |  | TRUE
93 | bus_LV_1024-27_0_4_node_50 | 0.4 | n |  | TRUE
94 | bus_LV_1024-27_0_4_node_51 | 0.4 | n |  | TRUE
95 | bus_LV_1024-27_0_4_node_52 | 0.4 | n |  | TRUE
96 | bus_LV_1024-27_0_4_node_113 | 0.4 | n |  | TRUE
97 | bus_LV_1024-27_0_4_node_99 | 0.4 | n |  | TRUE
98 | bus_LV_1024-27_0_4_node_100 | 0.4 | n |  | TRUE
99 | bus_LV_1024-27_0_4_node_111 | 0.4 | n |  | TRUE
100 | bus_LV_1024-27_0_4_node_57 | 0.4 | n |  | TRUE
101 | bus_LV_1024-27_0_4_node_58 | 0.4 | n |  | TRUE
102 | bus_LV_1024-27_0_4_node_73 | 0.4 | n |  | TRUE
103 | bus_LV_1024-27_0_4_node_76 | 0.4 | n |  | TRUE
104 | bus_LV_1024-27_0_4_node_82 | 0.4 | n |  | TRUE
105 | bus_LV_1024-27_0_4_node_83 | 0.4 | n |  | TRUE
106 | bus_LV_1024-27_0_4_node_84 | 0.4 | n |  | TRUE
107 | bus_LV_1024-27_0_4_node_85 | 0.4 | n |  | TRUE
108 | bus_LV_1024-27_0_4_node_87 | 0.4 | n |  | TRUE
109 | bus_LV_1024-27_0_4_node_88 | 0.4 | n |  | TRUE
110 | bus_LV_1024-27_0_4_node_125 | 0.4 | n |  | TRUE
111 | bus_LV_1024-27_0_4_node_86 | 0.4 | n |  | TRUE
112 | bus_LV_1024-27_0_4_node_129 | 0.4 | n |  | TRUE
113 | bus_LV_1024-27_0_4_node_134 | 0.4 | n |  | TRUE
114 | bus_LV_1024-27_0_4_node_96 | 0.4 | n |  | TRUE
115 | bus_LV_1024-27_0_4_node_123 | 0.4 | n |  | TRUE
116 | bus_LV_1024-27_0_4_node_126 | 0.4 | n |  | TRUE
117 | bus_LV_1024-27_0_4_node_127 | 0.4 | n |  | TRUE
118 | bus_LV_1024-27_0_4_node_133 | 0.4 | n |  | TRUE
119 | bus_LV_1024-27_0_4_node_94 | 0.4 | n |  | TRUE
120 | bus_LV_1024-27_0_4_node_89 | 0.4 | n |  | TRUE
121 | bus_LV_1024-27_0_4_node_90 | 0.4 | n |  | TRUE
122 | bus_LV_1024-27_0_4_node_91 | 0.4 | n |  | TRUE
123 | bus_LV_1024-27_0_4_node_121 | 0.4 | n |  | TRUE
124 | bus_LV_1024-27_0_4_node_119 | 0.4 | n |  | TRUE
125 | bus_LV_1024-27_0_4_node_95 | 0.4 | n |  | TRUE
126 | bus_LV_1024-27_0_4_node_97 | 0.4 | n |  | TRUE
127 | bus_LV_1024-27_0_4_node_124 | 0.4 | n |  | TRUE
128 | bus_LV_1024-27_0_4_node_102 | 0.4 | n |  | TRUE
129 | bus_LV_1024-27_0_4_node_103 | 0.4 | n |  | TRUE
130 | bus_LV_1024-27_0_4_node_105 | 0.4 | n |  | TRUE
131 | bus_LV_1024-27_0_4_node_115 | 0.4 | n |  | TRUE
132 | bus_LV_1024-27_0_4_node_116 | 0.4 | n |  | TRUE
133 | bus_LV_1024-27_0_4_node_109 | 0.4 | n |  | TRUE
134 | bus_LV_1024-27_0_4_node_110 | 0.4 | n |  | TRUE
135 | bus_LV_1024-27_0_4_node_130 | 0.4 | n |  | TRUE
136 | bus_LV_1024-27_0_4_node_128 | 0.4 | n |  | TRUE
137 | bus_LV_1024-27_0_4_node_112 | 0.4 | n |  | TRUE
138 | bus_LV_1024-27_0_4_node_114 | 0.4 | n |  | TRUE
139 | bus_LV_1024-27_0_4_node_117 | 0.4 | n |  | TRUE
140 | bus_LV_1024-27_0_4_node_120 | 0.4 | n |  | TRUE
141 | bus_LV_1024-27_0_4_node_122 | 0.4 | n |  | TRUE
142 | bus_LV_1024-27_0_4_node_118 | 0.4 | n |  | TRUE
143 | bus_LV_1024-27_0_4_node_131 | 0.4 | n |  | TRUE
144 | bus_LV_1024-27_0_4_node_141 | 0.4 | n |  | TRUE
145 | bus_LV_1024-27_0_4_node_142 | 0.4 | n |  | TRUE
146 | bus_LV_1024-27_0_4_node_147 | 0.4 | n |  | TRUE
147 | bus_MV_214_0_node_25 | 20 | n |  | TRUE

## load
| name | bus | p_mw | q_mvar | const_z_percent | const_i_percent | sn_mva | scaling | in_service | type
0 | LV_1024-27_0_4_load_0 | 0 | 0.0014313 | 0.00035871 | 0 | 0 |  | 1 | TRUE | wye
1 | LV_1024-27_0_4_load_1 | 1 | 0.002083 | 0.00052205 | 0 | 0 |  | 1 | TRUE | wye
2 | LV_1024-27_0_4_load_4 | 4 | 0.0020471 | 0.00051306 | 0 | 0 |  | 1 | TRUE | wye
3 | LV_1024-27_0_4_load_5 | 5 | 0.0036621 | 0.00091782 | 0 | 0 |  | 1 | TRUE | wye
4 | LV_1024-27_0_4_load_67 | 9 | 0.0027726 | 0.00069488 | 0 | 0 |  | 1 | TRUE | wye
5 | LV_1024-27_0_4_load_39 | 10 | 0.0017686 | 0.00044325 | 0 | 0 |  | 1 | TRUE | wye
6 | LV_1024-27_0_4_load_38 | 11 | 0.0021121 | 0.00052934 | 0 | 0 |  | 1 | TRUE | wye
7 | LV_1024-27_0_4_load_74 | 14 | 0.0031702 | 0.00079453 | 0 | 0 |  | 1 | TRUE | wye
8 | LV_1024-27_0_4_load_49 | 15 | 0.013865 | 0.0034749 | 0 | 0 |  | 1 | TRUE | wye
9 | LV_1024-27_0_4_load_56 | 19 | 0.0036595 | 0.00091717 | 0 | 0 |  | 1 | TRUE | wye
10 | LV_1024-27_0_4_load_137 | 22 | 0.00067626 | 0.00016949 | 0 | 0 |  | 1 | TRUE | wye
11 | LV_1024-27_0_4_load_65 | 24 | 0.045848 | 0.011491 | 0 | 0 |  | 1 | TRUE | wye
12 | LV_1024-27_0_4_load_136 | 26 | 0.013942 | 0.0034943 | 0 | 0 |  | 1 | TRUE | wye
13 | LV_1024-27_0_4_load_66 | 29 | 0.0027515 | 0.0006896 | 0 | 0 |  | 1 | TRUE | wye
14 | LV_1024-27_0_4_load_154 | 31 | 0.0023495 | 0.00058885 | 0 | 0 |  | 1 | TRUE | wye
15 | LV_1024-27_0_4_load_146 | 32 | 0.011638 | 0.0029168 | 0 | 0 |  | 1 | TRUE | wye
16 | LV_1024-27_0_4_load_155 | 33 | 0.004919 | 0.0012328 | 0 | 0 |  | 1 | TRUE | wye
17 | LV_1024-27_0_4_load_135 | 37 | 0.0039418 | 0.0009879 | 0 | 0 |  | 1 | TRUE | wye
18 | LV_1024-27_0_4_load_108 | 38 | 0.0004179 | 0.00010473 | 0 | 0 |  | 1 | TRUE | wye
19 | LV_1024-27_0_4_load_61 | 41 | 0.006732 | 0.0016872 | 0 | 0 |  | 1 | TRUE | wye
20 | LV_1024-27_0_4_load_139 | 43 | 0.010754 | 0.0026953 | 0 | 0 |  | 1 | TRUE | wye
21 | LV_1024-27_0_4_load_138 | 45 | 0.013295 | 0.0033322 | 0 | 0 |  | 1 | TRUE | wye
22 | LV_1024-27_0_4_load_71 | 47 | 0.010916 | 0.0027358 | 0 | 0 |  | 1 | TRUE | wye
23 | LV_1024-27_0_4_load_153 | 48 | 0.011085 | 0.0027783 | 0 | 0 |  | 1 | TRUE | wye
24 | LV_1024-27_0_4_load_81 | 50 | 0.0047646 | 0.0011941 | 0 | 0 |  | 1 | TRUE | wye
25 | LV_1024-27_0_4_load_93 | 52 | 0.0034312 | 0.00085993 | 0 | 0 |  | 1 | TRUE | wye
26 | LV_1024-27_0_4_load_62 | 55 | 0.0057473 | 0.0014404 | 0 | 0 |  | 1 | TRUE | wye
27 | LV_1024-27_0_4_load_77 | 57 | 0.010917 | 0.002736 | 0 | 0 |  | 1 | TRUE | wye
28 | LV_1024-27_0_4_load_70 | 58 | 0.0033559 | 0.00084107 | 0 | 0 |  | 1 | TRUE | wye
29 | LV_1024-27_0_4_load_78 | 59 | 0.011505 | 0.0028835 | 0 | 0 |  | 1 | TRUE | wye
30 | LV_1024-27_0_4_load_68 | 60 | 0.0048448 | 0.0012142 | 0 | 0 |  | 1 | TRUE | wye
31 | LV_1024-27_0_4_load_48 | 61 | 0.0046525 | 0.001166 | 0 | 0 |  | 1 | TRUE | wye
32 | LV_1024-27_0_4_load_64 | 62 | 0.0078585 | 0.0019695 | 0 | 0 |  | 1 | TRUE | wye
33 | LV_1024-27_0_4_load_156 | 64 | 0.0026508 | 0.00066437 | 0 | 0 |  | 1 | TRUE | wye
34 | LV_1024-27_0_4_load_150 | 66 | 0.0018575 | 0.00046554 | 0 | 0 |  | 1 | TRUE | wye
35 | LV_1024-27_0_4_load_148 | 67 | 0.0018741 | 0.00046969 | 0 | 0 |  | 1 | TRUE | wye
36 | LV_1024-27_0_4_load_151 | 68 | 0.0035573 | 0.00089154 | 0 | 0 |  | 1 | TRUE | wye
37 | LV_1024-27_0_4_load_140 | 69 | 0.0036214 | 0.0009076 | 0 | 0 |  | 1 | TRUE | wye
38 | LV_1024-27_0_4_load_107 | 70 | 0.00041819 | 0.00010481 | 0 | 0 |  | 1 | TRUE | wye
39 | LV_1024-27_0_4_load_45 | 71 | 0.001727 | 0.00043282 | 0 | 0 |  | 1 | TRUE | wye
40 | LV_1024-27_0_4_load_46 | 72 | 0.0081413 | 0.0020404 | 0 | 0 |  | 1 | TRUE | wye
41 | LV_1024-27_0_4_load_59 | 73 | 0.0028821 | 0.00072232 | 0 | 0 |  | 1 | TRUE | wye
42 | LV_1024-27_0_4_load_92 | 74 | 0.0053425 | 0.001339 | 0 | 0 |  | 1 | TRUE | wye
43 | LV_1024-27_0_4_load_101 | 75 | 0.001981 | 0.00049648 | 0 | 0 |  | 1 | TRUE | wye
44 | LV_1024-27_0_4_load_80 | 77 | 0.003934 | 0.00098597 | 0 | 0 |  | 1 | TRUE | wye
45 | LV_1024-27_0_4_load_79 | 78 | 0.0030842 | 0.00077298 | 0 | 0 |  | 1 | TRUE | wye
46 | LV_1024-27_0_4_load_44 | 79 | 0.0058532 | 0.0014669 | 0 | 0 |  | 1 | TRUE | wye
47 | LV_1024-27_0_4_load_72 | 80 | 0.0047583 | 0.0011925 | 0 | 0 |  | 1 | TRUE | wye
48 | LV_1024-27_0_4_load_106 | 81 | 0.0027602 | 0.00069177 | 0 | 0 |  | 1 | TRUE | wye
49 | LV_1024-27_0_4_load_75 | 84 | 0.009202 | 0.0023062 | 0 | 0 |  | 1 | TRUE | wye
50 | LV_1024-27_0_4_load_69 | 85 | 0.0032036 | 0.0008029 | 0 | 0 |  | 1 | TRUE | wye
51 | LV_1024-27_0_4_load_40 | 86 | 0.0054273 | 0.0013602 | 0 | 0 |  | 1 | TRUE | wye
52 | LV_1024-27_0_4_load_41 | 87 | 0.0045484 | 0.0011399 | 0 | 0 |  | 1 | TRUE | wye
53 | LV_1024-27_0_4_load_42 | 88 | 0.0078184 | 0.0019595 | 0 | 0 |  | 1 | TRUE | wye
54 | LV_1024-27_0_4_load_43 | 89 | 0.011111 | 0.0027846 | 0 | 0 |  | 1 | TRUE | wye
55 | LV_1024-27_0_4_load_47 | 90 | 0.0044049 | 0.001104 | 0 | 0 |  | 1 | TRUE | wye
56 | LV_1024-27_0_4_load_54 | 91 | 0.0031418 | 0.0007874 | 0 | 0 |  | 1 | TRUE | wye
57 | LV_1024-27_0_4_load_55 | 92 | 0.0057278 | 0.0014355 | 0 | 0 |  | 1 | TRUE | wye
58 | LV_1024-27_0_4_load_51 | 94 | 0.0049604 | 0.0012432 | 0 | 0 |  | 1 | TRUE | wye
59 | LV_1024-27_0_4_load_52 | 95 | 0.0034605 | 0.00086727 | 0 | 0 |  | 1 | TRUE | wye
60 | LV_1024-27_0_4_load_113 | 96 | 0.0030119 | 0.00075486 | 0 | 0 |  | 1 | TRUE | wye
61 | LV_1024-27_0_4_load_99 | 97 | 0.0034654 | 0.0008685 | 0 | 0 |  | 1 | TRUE | wye
62 | LV_1024-27_0_4_load_100 | 98 | 0.002794 | 0.00070024 | 0 | 0 |  | 1 | TRUE | wye
63 | LV_1024-27_0_4_load_111 | 99 | 0.0030565 | 0.00076602 | 0 | 0 |  | 1 | TRUE | wye
64 | LV_1024-27_0_4_load_57 | 100 | 0.0044948 | 0.0011265 | 0 | 0 |  | 1 | TRUE | wye
65 | LV_1024-27_0_4_load_58 | 101 | 0.0035988 | 0.00090196 | 0 | 0 |  | 1 | TRUE | wye
66 | LV_1024-27_0_4_load_73 | 102 | 0.0062655 | 0.0015703 | 0 | 0 |  | 1 | TRUE | wye
67 | LV_1024-27_0_4_load_76 | 103 | 0.0057449 | 0.0014398 | 0 | 0 |  | 1 | TRUE | wye
68 | LV_1024-27_0_4_load_82 | 104 | 0.00049172 | 0.00012324 | 0 | 0 |  | 1 | TRUE | wye
69 | LV_1024-27_0_4_load_83 | 105 | 0.00053452 | 0.00013396 | 0 | 0 |  | 1 | TRUE | wye
70 | LV_1024-27_0_4_load_85 | 107 | 0.00043129 | 0.00010809 | 0 | 0 |  | 1 | TRUE | wye
71 | LV_1024-27_0_4_load_87 | 108 | 0.00053793 | 0.00013482 | 0 | 0 |  | 1 | TRUE | wye
72 | LV_1024-27_0_4_load_88 | 109 | 0.00039726 | 9.9563e-05 | 0 | 0 |  | 1 | TRUE | wye
73 | LV_1024-27_0_4_load_125 | 110 | 0.0025128 | 0.00062976 | 0 | 0 |  | 1 | TRUE | wye
74 | LV_1024-27_0_4_load_129 | 112 | 0.00058818 | 0.00014741 | 0 | 0 |  | 1 | TRUE | wye
75 | LV_1024-27_0_4_load_134 | 113 | 0.0041637 | 0.0010435 | 0 | 0 |  | 1 | TRUE | wye
76 | LV_1024-27_0_4_load_96 | 114 | 0.00035652 | 8.9353e-05 | 0 | 0 |  | 1 | TRUE | wye
77 | LV_1024-27_0_4_load_123 | 115 | 0.00059436 | 0.00014896 | 0 | 0 |  | 1 | TRUE | wye
78 | LV_1024-27_0_4_load_126 | 116 | 0.0028644 | 0.00071789 | 0 | 0 |  | 1 | TRUE | wye
79 | LV_1024-27_0_4_load_127 | 117 | 0.00035893 | 8.9956e-05 | 0 | 0 |  | 1 | TRUE | wye
80 | LV_1024-27_0_4_load_133 | 118 | 0.0038448 | 0.0009636 | 0 | 0 |  | 1 | TRUE | wye
81 | LV_1024-27_0_4_load_94 | 119 | 0.00049406 | 0.00012382 | 0 | 0 |  | 1 | TRUE | wye
82 | LV_1024-27_0_4_load_89 | 120 | 0.00046712 | 0.00011707 | 0 | 0 |  | 1 | TRUE | wye
83 | LV_1024-27_0_4_load_90 | 121 | 0.00045367 | 0.0001137 | 0 | 0 |  | 1 | TRUE | wye
84 | LV_1024-27_0_4_load_91 | 122 | 0.00045011 | 0.00011281 | 0 | 0 |  | 1 | TRUE | wye
85 | LV_1024-27_0_4_load_121 | 123 | 0.00038451 | 9.6368e-05 | 0 | 0 |  | 1 | TRUE | wye
86 | LV_1024-27_0_4_load_119 | 124 | 0.0003925 | 9.837e-05 | 0 | 0 |  | 1 | TRUE | wye
87 | LV_1024-27_0_4_load_95 | 125 | 0.00049532 | 0.00012414 | 0 | 0 |  | 1 | TRUE | wye
88 | LV_1024-27_0_4_load_97 | 126 | 0.00037206 | 9.3246e-05 | 0 | 0 |  | 1 | TRUE | wye
89 | LV_1024-27_0_4_load_124 | 127 | 0.00040901 | 0.00010251 | 0 | 0 |  | 1 | TRUE | wye
90 | LV_1024-27_0_4_load_102 | 128 | 0.0032916 | 0.00082496 | 0 | 0 |  | 1 | TRUE | wye
91 | LV_1024-27_0_4_load_103 | 129 | 0.0022975 | 0.0005758 | 0 | 0 |  | 1 | TRUE | wye
92 | LV_1024-27_0_4_load_105 | 130 | 0.003001 | 0.00075213 | 0 | 0 |  | 1 | TRUE | wye
93 | LV_1024-27_0_4_load_115 | 131 | 0.0024335 | 0.0006099 | 0 | 0 |  | 1 | TRUE | wye
94 | LV_1024-27_0_4_load_116 | 132 | 0.0031032 | 0.00077775 | 0 | 0 |  | 1 | TRUE | wye
95 | LV_1024-27_0_4_load_109 | 133 | 0.00046022 | 0.00011534 | 0 | 0 |  | 1 | TRUE | wye
96 | LV_1024-27_0_4_load_110 | 134 | 0.00037829 | 9.4809e-05 | 0 | 0 |  | 1 | TRUE | wye
97 | LV_1024-27_0_4_load_130 | 135 | 0.00051666 | 0.00012949 | 0 | 0 |  | 1 | TRUE | wye
98 | LV_1024-27_0_4_load_128 | 136 | 0.00043789 | 0.00010974 | 0 | 0 |  | 1 | TRUE | wye
99 | LV_1024-27_0_4_load_112 | 137 | 0.0031857 | 0.00079842 | 0 | 0 |  | 1 | TRUE | wye
100 | LV_1024-27_0_4_load_114 | 138 | 0.0034752 | 0.00087096 | 0 | 0 |  | 1 | TRUE | wye
101 | LV_1024-27_0_4_load_117 | 139 | 0.0026009 | 0.00065184 | 0 | 0 |  | 1 | TRUE | wye
102 | LV_1024-27_0_4_load_122 | 141 | 0.00078437 | 0.00019658 | 0 | 0 |  | 1 | TRUE | wye
103 | LV_1024-27_0_4_load_118 | 142 | 0.00045526 | 0.0001141 | 0 | 0 |  | 1 | TRUE | wye
104 | LV_1024-27_0_4_load_131 | 143 | 0.0035416 | 0.00088761 | 0 | 0 |  | 1 | TRUE | wye
105 | LV_1024-27_0_4_load_142 | 145 | 0.0039463 | 0.00098904 | 0 | 0 |  | 1 | TRUE | wye
106 | LV_1024-27_0_4_load_147 | 146 | 0.016405 | 0.0041116 | 0 | 0 |  | 1 | TRUE | wye

## ext_grid
| name | bus | vm_pu | va_degree | slack_weight | in_service
0 |  | 0 | 1 | 0 | 1 | TRUE

## line
| name | std_type | from_bus | to_bus | length_km | r_ohm_per_km | x_ohm_per_km | c_nf_per_km | g_us_per_km | max_i_ka | df | parallel | type | in_service
0 | LV_1024-27_0_4_line_0 |  | 0 | 1 | 0.033072 | 0.125 | 0.08 | 261 | 0 | 0.364 | 1 | 2 | cs | TRUE
1 | LV_1024-27_0_4_line_1 |  | 0 | 2 | 0.012479 | 0.125 | 0.08 | 261 | 0 | 0.364 | 1 | 2 | cs | TRUE
2 | LV_1024-27_0_4_line_2 |  | 1 | 3 | 0.0063875 | 0.125 | 0.08 | 261 | 0 | 0.364 | 1 | 2 | cs | TRUE
3 | LV_1024-27_0_4_line_3 |  | 2 | 4 | 0.021735 | 0.125 | 0.08 | 261 | 0 | 0.364 | 1 | 2 | cs | TRUE
4 | LV_1024-27_0_4_line_4 |  | 2 | 5 | 0.034085 | 0.125 | 0.08 | 261 | 0 | 0.364 | 1 | 1 | cs | TRUE
5 | LV_1024-27_0_4_line_5 |  | 3 | 6 | 0.007237 | 0.125 | 0.08 | 261 | 0 | 0.364 | 1 | 1 | cs | TRUE
6 | LV_1024-27_0_4_line_6 |  | 3 | 7 | 0.009048 | 0.125 | 0.08 | 261 | 0 | 0.364 | 1 | 2 | cs | TRUE
7 | LV_1024-27_0_4_line_7 |  | 4 | 8 | 0.016548 | 0.125 | 0.08 | 261 | 0 | 0.364 | 1 | 2 | cs | TRUE
8 | LV_1024-27_0_4_line_8 |  | 5 | 9 | 1.0572e-07 | 0.125 | 0.08 | 261 | 0 | 0.364 | 1 | 1 | cs | TRUE
9 | LV_1024-27_0_4_line_9 |  | 6 | 10 | 0.02574 | 0.125 | 0.08 | 261 | 0 | 0.364 | 1 | 1 | cs | TRUE
10 | LV_1024-27_0_4_line_10 |  | 6 | 11 | 0.037433 | 0.125 | 0.08 | 261 | 0 | 0.364 | 1 | 1 | cs | TRUE
11 | LV_1024-27_0_4_line_11 |  | 7 | 14 | 0.055528 | 0.125 | 0.08 | 261 | 0 | 0.364 | 1 | 1 | cs | TRUE
12 | LV_1024-27_0_4_line_12 |  | 7 | 15 | 0.033967 | 0.125 | 0.08 | 261 | 0 | 0.364 | 1 | 1 | cs | TRUE
13 | LV_1024-27_0_4_line_13 |  | 8 | 18 | 0.013117 | 0.125 | 0.08 | 261 | 0 | 0.364 | 1 | 1 | cs | TRUE
14 | LV_1024-27_0_4_line_14 |  | 8 | 51 | 0.009757 | 0.125 | 0.08 | 261 | 0 | 0.364 | 1 | 2 | cs | TRUE
15 | LV_1024-27_0_4_line_15 |  | 9 | 60 | 0.031441 | 0.125 | 0.08 | 261 | 0 | 0.364 | 1 | 1 | cs | TRUE
16 | LV_1024-27_0_4_line_16 |  | 11 | 12 | 0.023093 | 0.125 | 0.08 | 261 | 0 | 0.364 | 1 | 1 | cs | TRUE
17 | LV_1024-27_0_4_line_17 |  | 12 | 13 | 0.056231 | 0.125 | 0.08 | 261 | 0 | 0.364 | 1 | 1 | cs | TRUE
18 | LV_1024-27_0_4_line_18 |  | 13 | 59 | 0.0046408 | 0.125 | 0.08 | 261 | 0 | 0.364 | 1 | 1 | cs | TRUE
19 | LV_1024-27_0_4_line_19 |  | 14 | 16 | 0.011765 | 0.125 | 0.08 | 261 | 0 | 0.364 | 1 | 1 | cs | TRUE
20 | LV_1024-27_0_4_line_20 |  | 15 | 61 | 0.03243 | 0.125 | 0.08 | 261 | 0 | 0.364 | 1 | 1 | cs | TRUE
21 | LV_1024-27_0_4_line_21 |  | 16 | 17 | 0.003375 | 0.125 | 0.08 | 261 | 0 | 0.364 | 1 | 1 | cs | TRUE
22 | LV_1024-27_0_4_line_22 |  | 17 | 23 | 0.024118 | 0.125 | 0.08 | 261 | 0 | 0.364 | 1 | 1 | cs | TRUE
23 | LV_1024-27_0_4_line_23 |  | 17 | 24 | 0.030373 | 0.125 | 0.08 | 261 | 0 | 0.364 | 1 | 1 | cs | TRUE
24 | LV_1024-27_0_4_line_24 |  | 18 | 19 | 0.021259 | 0.125 | 0.08 | 261 | 0 | 0.364 | 1 | 1 | cs | TRUE
25 | LV_1024-27_0_4_line_25 |  | 20 | 21 | 0.080297 | 0.125 | 0.08 | 261 | 0 | 0.364 | 1 | 1 | cs | TRUE
26 | LV_1024-27_0_4_line_26 |  | 20 | 22 | 0.0055795 | 0.125 | 0.08 | 261 | 0 | 0.364 | 1 | 1 | cs | TRUE
27 | LV_1024-27_0_4_line_27 |  | 21 | 59 | 0.014439 | 0.125 | 0.08 | 261 | 0 | 0.364 | 1 | 1 | cs | TRUE
28 | LV_1024-27_0_4_line_28 |  | 23 | 25 | 0.061645 | 0.125 | 0.08 | 261 | 0 | 0.364 | 1 | 1 | cs | TRUE
29 | LV_1024-27_0_4_line_29 |  | 23 | 26 | 0.023191 | 0.125 | 0.08 | 261 | 0 | 0.364 | 1 | 1 | cs | TRUE
30 | LV_1024-27_0_4_line_30 |  | 24 | 62 | 0.038251 | 0.125 | 0.08 | 261 | 0 | 0.364 | 1 | 1 | cs | TRUE
31 | LV_1024-27_0_4_line_31 |  | 25 | 30 | 0.026347 | 0.125 | 0.08 | 261 | 0 | 0.364 | 1 | 1 | cs | TRUE
32 | LV_1024-27_0_4_line_32 |  | 25 | 31 | 0.006947 | 0.125 | 0.08 | 261 | 0 | 0.364 | 1 | 1 | cs | TRUE
33 | LV_1024-27_0_4_line_33 |  | 27 | 28 | 0.062756 | 0.125 | 0.08 | 261 | 0 | 0.364 | 1 | 1 | cs | TRUE
34 | LV_1024-27_0_4_line_34 |  | 27 | 29 | 0.021557 | 0.125 | 0.08 | 261 | 0 | 0.364 | 1 | 1 | cs | TRUE
35 | LV_1024-27_0_4_line_35 |  | 28 | 32 | 0.043902 | 0.125 | 0.08 | 261 | 0 | 0.364 | 1 | 1 | cs | TRUE
36 | LV_1024-27_0_4_line_36 |  | 29 | 62 | 0.016173 | 0.125 | 0.08 | 261 | 0 | 0.364 | 1 | 1 | cs | TRUE
37 | LV_1024-27_0_4_line_37 |  | 30 | 33 | 0.012764 | 0.125 | 0.08 | 261 | 0 | 0.364 | 1 | 1 | cs | TRUE
38 | LV_1024-27_0_4_line_38 |  | 30 | 34 | 0.015562 | 0.125 | 0.08 | 261 | 0 | 0.364 | 1 | 1 | cs | TRUE
39 | LV_1024-27_0_4_line_39 |  | 30 | 35 | 0.041913 | 0.125 | 0.08 | 261 | 0 | 0.364 | 1 | 1 | cs | TRUE
40 | LV_1024-27_0_4_line_40 |  | 32 | 65 | 0.039594 | 0.125 | 0.08 | 261 | 0 | 0.364 | 1 | 1 | cs | TRUE
41 | LV_1024-27_0_4_line_41 |  | 34 | 66 | 0.005386 | 0.125 | 0.08 | 261 | 0 | 0.364 | 1 | 1 | cs | TRUE
42 | LV_1024-27_0_4_line_42 |  | 34 | 67 | 0.012175 | 0.125 | 0.08 | 261 | 0 | 0.364 | 1 | 1 | cs | TRUE
43 | LV_1024-27_0_4_line_43 |  | 35 | 68 | 0.007661 | 0.125 | 0.08 | 261 | 0 | 0.364 | 1 | 1 | cs | TRUE
44 | LV_1024-27_0_4_line_44 |  | 36 | 37 | 0.017786 | 0.125 | 0.08 | 261 | 0 | 0.364 | 1 | 1 | cs | TRUE
45 | LV_1024-27_0_4_line_45 |  | 36 | 38 | 0.026671 | 0.125 | 0.08 | 261 | 0 | 0.364 | 1 | 1 | cs | TRUE
46 | LV_1024-27_0_4_line_46 |  | 37 | 69 | 0.083896 | 0.125 | 0.08 | 261 | 0 | 0.364 | 1 | 1 | cs | TRUE
47 | LV_1024-27_0_4_line_47 |  | 38 | 70 | 0.0072505 | 0.125 | 0.08 | 261 | 0 | 0.364 | 1 | 1 | cs | TRUE
48 | LV_1024-27_0_4_line_48 |  | 39 | 40 | 0.12064 | 0.125 | 0.08 | 261 | 0 | 0.364 | 1 | 1 | cs | TRUE
49 | LV_1024-27_0_4_line_49 |  | 39 | 41 | 0.017299 | 0.125 | 0.08 | 261 | 0 | 0.364 | 1 | 1 | cs | TRUE
50 | LV_1024-27_0_4_line_50 |  | 40 | 48 | 0.047709 | 0.125 | 0.08 | 261 | 0 | 0.364 | 1 | 1 | cs | TRUE
51 | LV_1024-27_0_4_line_51 |  | 41 | 73 | 0.026297 | 0.125 | 0.08 | 261 | 0 | 0.364 | 1 | 1 | cs | TRUE
52 | LV_1024-27_0_4_line_52 |  | 42 | 43 | 0.0023933 | 0.125 | 0.08 | 261 | 0 | 0.364 | 1 | 1 | cs | TRUE
53 | LV_1024-27_0_4_line_53 |  | 42 | 44 | 0.041531 | 0.125 | 0.08 | 261 | 0 | 0.364 | 1 | 1 | cs | TRUE
54 | LV_1024-27_0_4_line_54 |  | 42 | 45 | 0.018689 | 0.125 | 0.08 | 261 | 0 | 0.364 | 1 | 1 | cs | TRUE
55 | LV_1024-27_0_4_line_55 |  | 44 | 46 | 0.014632 | 0.125 | 0.08 | 261 | 0 | 0.364 | 1 | 1 | cs | TRUE
56 | LV_1024-27_0_4_line_56 |  | 44 | 47 | 0.019922 | 0.125 | 0.08 | 261 | 0 | 0.364 | 1 | 1 | cs | TRUE
57 | LV_1024-27_0_4_line_57 |  | 46 | 79 | 0.0087658 | 0.125 | 0.08 | 261 | 0 | 0.364 | 1 | 1 | cs | TRUE
58 | LV_1024-27_0_4_line_58 |  | 46 | 56 | 0.003105 | 0.125 | 0.08 | 261 | 0 | 0.364 | 1 | 1 | cs | TRUE
59 | LV_1024-27_0_4_line_59 |  | 47 | 80 | 0.034656 | 0.125 | 0.08 | 261 | 0 | 0.364 | 1 | 1 | cs | TRUE
60 | LV_1024-27_0_4_line_60 |  | 49 | 50 | 0.018878 | 0.125 | 0.08 | 261 | 0 | 0.364 | 1 | 2 | cs | TRUE
61 | LV_1024-27_0_4_line_61 |  | 49 | 51 | 0.017437 | 0.125 | 0.08 | 261 | 0 | 0.364 | 1 | 2 | cs | TRUE
62 | LV_1024-27_0_4_line_62 |  | 49 | 52 | 0.011097 | 0.125 | 0.08 | 261 | 0 | 0.364 | 1 | 1 | cs | TRUE
63 | LV_1024-27_0_4_line_63 |  | 50 | 83 | 0.018981 | 0.125 | 0.08 | 261 | 0 | 0.364 | 1 | 2 | cs | TRUE
64 | LV_1024-27_0_4_line_64 |  | 51 | 58 | 0.0081 | 0.125 | 0.08 | 261 | 0 | 0.364 | 1 | 1 | cs | TRUE
65 | LV_1024-27_0_4_line_65 |  | 52 | 74 | 0.025611 | 0.125 | 0.08 | 261 | 0 | 0.364 | 1 | 1 | cs | TRUE
66 | LV_1024-27_0_4_line_66 |  | 53 | 54 | 0.0151 | 0.125 | 0.08 | 261 | 0 | 0.364 | 1 | 1 | cs | TRUE
67 | LV_1024-27_0_4_line_67 |  | 53 | 55 | 0.075245 | 0.125 | 0.08 | 261 | 0 | 0.364 | 1 | 1 | cs | TRUE
68 | LV_1024-27_0_4_line_68 |  | 54 | 57 | 0.032481 | 0.125 | 0.08 | 261 | 0 | 0.364 | 1 | 1 | cs | TRUE
69 | LV_1024-27_0_4_line_69 |  | 54 | 84 | 0.018203 | 0.125 | 0.08 | 261 | 0 | 0.364 | 1 | 1 | cs | TRUE
70 | LV_1024-27_0_4_line_70 |  | 56 | 57 | 0.016568 | 0.125 | 0.08 | 261 | 0 | 0.364 | 1 | 1 | cs | TRUE
71 | LV_1024-27_0_4_line_71 |  | 58 | 85 | 0.018505 | 0.125 | 0.08 | 261 | 0 | 0.364 | 1 | 1 | cs | TRUE
72 | LV_1024-27_0_4_line_72 |  | 60 | 78 | 0.012021 | 0.125 | 0.08 | 261 | 0 | 0.364 | 1 | 1 | cs | TRUE
73 | LV_1024-27_0_4_line_73 |  | 61 | 93 | 0.017001 | 0.125 | 0.08 | 261 | 0 | 0.364 | 1 | 1 | cs | TRUE
74 | LV_1024-27_0_4_line_74 |  | 63 | 64 | 0.13048 | 0.125 | 0.08 | 261 | 0 | 0.364 | 1 | 1 | cs | TRUE
75 | LV_1024-27_0_4_line_75 |  | 63 | 65 | 0.067298 | 0.125 | 0.08 | 261 | 0 | 0.364 | 1 | 1 | cs | TRUE
76 | LV_1024-27_0_4_line_76 |  | 65 | 146 | 0.00761 | 0.125 | 0.08 | 261 | 0 | 0.364 | 1 | 1 | cs | TRUE
77 | LV_1024-27_0_4_line_77 |  | 69 | 144 | 0.014614 | 0.125 | 0.08 | 261 | 0 | 0.364 | 1 | 1 | cs | TRUE
78 | LV_1024-27_0_4_line_78 |  | 70 | 133 | 0.0069876 | 0.125 | 0.08 | 261 | 0 | 0.364 | 1 | 1 | cs | TRUE
79 | LV_1024-27_0_4_line_79 |  | 71 | 72 | 0.019375 | 0.125 | 0.08 | 261 | 0 | 0.364 | 1 | 1 | cs | TRUE
80 | LV_1024-27_0_4_line_80 |  | 72 | 90 | 0.00076848 | 0.125 | 0.08 | 261 | 0 | 0.364 | 1 | 1 | cs | TRUE
81 | LV_1024-27_0_4_line_81 |  | 73 | 100 | 0.010593 | 0.125 | 0.08 | 261 | 0 | 0.364 | 1 | 1 | cs | TRUE
82 | LV_1024-27_0_4_line_82 |  | 75 | 76 | 0.030137 | 0.125 | 0.08 | 261 | 0 | 0.364 | 1 | 1 | cs | TRUE
83 | LV_1024-27_0_4_line_83 |  | 76 | 97 | 0.012008 | 0.125 | 0.08 | 261 | 0 | 0.364 | 1 | 1 | cs | TRUE
84 | LV_1024-27_0_4_line_84 |  | 76 | 98 | 0.01738 | 0.125 | 0.08 | 261 | 0 | 0.364 | 1 | 1 | cs | TRUE
85 | LV_1024-27_0_4_line_85 |  | 76 | 94 | 0.027169 | 0.125 | 0.08 | 261 | 0 | 0.364 | 1 | 1 | cs | TRUE
86 | LV_1024-27_0_4_line_86 |  | 77 | 78 | 0.031953 | 0.125 | 0.08 | 261 | 0 | 0.364 | 1 | 1 | cs | TRUE
87 | LV_1024-27_0_4_line_87 |  | 79 | 88 | 0.0085318 | 0.125 | 0.08 | 261 | 0 | 0.364 | 1 | 1 | cs | TRUE
88 | LV_1024-27_0_4_line_88 |  | 80 | 102 | 0.0073091 | 0.125 | 0.08 | 261 | 0 | 0.364 | 1 | 1 | cs | TRUE
89 | LV_1024-27_0_4_line_89 |  | 81 | 82 | 0.012775 | 0.125 | 0.08 | 261 | 0 | 0.364 | 1 | 1 | cs | TRUE
90 | LV_1024-27_0_4_line_90 |  | 82 | 128 | 0.016723 | 0.125 | 0.08 | 261 | 0 | 0.364 | 1 | 1 | cs | TRUE
91 | LV_1024-27_0_4_line_91 |  | 82 | 97 | 0.025716 | 0.125 | 0.08 | 261 | 0 | 0.364 | 1 | 1 | cs | TRUE
92 | LV_1024-27_0_4_line_92 |  | 83 | 102 | 0.0055917 | 0.125 | 0.08 | 261 | 0 | 0.364 | 1 | 1 | cs | TRUE
93 | LV_1024-27_0_4_line_93 |  | 83 | 101 | 0.016356 | 0.125 | 0.08 | 261 | 0 | 0.364 | 1 | 1 | cs | TRUE
94 | LV_1024-27_0_4_line_94 |  | 84 | 103 | 0.022643 | 0.125 | 0.08 | 261 | 0 | 0.364 | 1 | 1 | cs | TRUE
95 | LV_1024-27_0_4_line_95 |  | 85 | 92 | 0.018166 | 0.125 | 0.08 | 261 | 0 | 0.364 | 1 | 1 | cs | TRUE
96 | LV_1024-27_0_4_line_96 |  | 86 | 87 | 0.0032848 | 0.125 | 0.08 | 261 | 0 | 0.364 | 1 | 1 | cs | TRUE
97 | LV_1024-27_0_4_line_97 |  | 86 | 88 | 0.023773 | 0.125 | 0.08 | 261 | 0 | 0.364 | 1 | 1 | cs | TRUE
98 | LV_1024-27_0_4_line_98 |  | 87 | 89 | 0.025911 | 0.125 | 0.08 | 261 | 0 | 0.364 | 1 | 1 | cs | TRUE
99 | LV_1024-27_0_4_line_99 |  | 90 | 91 | 0.019708 | 0.125 | 0.08 | 261 | 0 | 0.364 | 1 | 1 | cs | TRUE
100 | LV_1024-27_0_4_line_100 |  | 91 | 92 | 0.0025102 | 0.125 | 0.08 | 261 | 0 | 0.364 | 1 | 1 | cs | TRUE
101 | LV_1024-27_0_4_line_101 |  | 93 | 94 | 0.011495 | 0.125 | 0.08 | 261 | 0 | 0.364 | 1 | 1 | cs | TRUE
102 | LV_1024-27_0_4_line_102 |  | 93 | 95 | 0.018836 | 0.125 | 0.08 | 261 | 0 | 0.364 | 1 | 1 | cs | TRUE
103 | LV_1024-27_0_4_line_103 |  | 95 | 96 | 0.0062085 | 0.125 | 0.08 | 261 | 0 | 0.364 | 1 | 1 | cs | TRUE
104 | LV_1024-27_0_4_line_104 |  | 96 | 99 | 0.0058913 | 0.125 | 0.08 | 261 | 0 | 0.364 | 1 | 1 | cs | TRUE
105 | LV_1024-27_0_4_line_105 |  | 98 | 116 | 0.0069637 | 0.125 | 0.08 | 261 | 0 | 0.364 | 1 | 1 | cs | TRUE
106 | LV_1024-27_0_4_line_106 |  | 99 | 137 | 0.0060485 | 0.125 | 0.08 | 261 | 0 | 0.364 | 1 | 1 | cs | TRUE
107 | LV_1024-27_0_4_line_107 |  | 100 | 101 | 0.020356 | 0.125 | 0.08 | 261 | 0 | 0.364 | 1 | 1 | cs | TRUE
108 | LV_1024-27_0_4_line_108 |  | 104 | 105 | 0.0074387 | 0.125 | 0.08 | 261 | 0 | 0.364 | 1 | 1 | cs | TRUE
109 | LV_1024-27_0_4_line_109 |  | 104 | 106 | 0.015415 | 0.125 | 0.08 | 261 | 0 | 0.364 | 1 | 1 | cs | TRUE
110 | LV_1024-27_0_4_line_110 |  | 105 | 107 | 0.0066634 | 0.125 | 0.08 | 261 | 0 | 0.364 | 1 | 1 | cs | TRUE
111 | LV_1024-27_0_4_line_111 |  | 106 | 108 | 0.017356 | 0.125 | 0.08 | 261 | 0 | 0.364 | 1 | 1 | cs | TRUE
112 | LV_1024-27_0_4_line_112 |  | 106 | 109 | 0.00939 | 0.125 | 0.08 | 261 | 0 | 0.364 | 1 | 1 | cs | TRUE
113 | LV_1024-27_0_4_line_113 |  | 107 | 110 | 0.0067546 | 0.125 | 0.08 | 261 | 0 | 0.364 | 1 | 1 | cs | TRUE
114 | LV_1024-27_0_4_line_114 |  | 108 | 114 | 0.007367 | 0.125 | 0.08 | 261 | 0 | 0.364 | 1 | 1 | cs | TRUE
115 | LV_1024-27_0_4_line_115 |  | 109 | 115 | 0.001677 | 0.125 | 0.08 | 261 | 0 | 0.364 | 1 | 1 | cs | TRUE
116 | LV_1024-27_0_4_line_116 |  | 110 | 116 | 0.0064379 | 0.125 | 0.08 | 261 | 0 | 0.364 | 1 | 1 | cs | TRUE
117 | LV_1024-27_0_4_line_117 |  | 111 | 112 | 0.011694 | 0.125 | 0.08 | 261 | 0 | 0.364 | 1 | 1 | cs | TRUE
118 | LV_1024-27_0_4_line_118 |  | 111 | 113 | 0.0095527 | 0.125 | 0.08 | 261 | 0 | 0.364 | 1 | 1 | cs | TRUE
119 | LV_1024-27_0_4_line_119 |  | 112 | 117 | 0.0068846 | 0.125 | 0.08 | 261 | 0 | 0.364 | 1 | 1 | cs | TRUE
120 | LV_1024-27_0_4_line_120 |  | 113 | 118 | 0.0071457 | 0.125 | 0.08 | 261 | 0 | 0.364 | 1 | 1 | cs | TRUE
121 | LV_1024-27_0_4_line_121 |  | 114 | 119 | 0.0061146 | 0.125 | 0.08 | 261 | 0 | 0.364 | 1 | 1 | cs | TRUE
122 | LV_1024-27_0_4_line_122 |  | 117 | 136 | 0.0070696 | 0.125 | 0.08 | 261 | 0 | 0.364 | 1 | 1 | cs | TRUE
123 | LV_1024-27_0_4_line_123 |  | 118 | 138 | 0.0069598 | 0.125 | 0.08 | 261 | 0 | 0.364 | 1 | 1 | cs | TRUE
124 | LV_1024-27_0_4_line_124 |  | 119 | 125 | 0.0073806 | 0.125 | 0.08 | 261 | 0 | 0.364 | 1 | 1 | cs | TRUE
125 | LV_1024-27_0_4_line_125 |  | 120 | 121 | 0.0067726 | 0.125 | 0.08 | 261 | 0 | 0.364 | 1 | 1 | cs | TRUE
126 | LV_1024-27_0_4_line_126 |  | 121 | 122 | 0.0072626 | 0.125 | 0.08 | 261 | 0 | 0.364 | 1 | 1 | cs | TRUE
127 | LV_1024-27_0_4_line_127 |  | 122 | 123 | 0.006406 | 0.125 | 0.08 | 261 | 0 | 0.364 | 1 | 1 | cs | TRUE
128 | LV_1024-27_0_4_line_128 |  | 123 | 124 | 0.0067014 | 0.125 | 0.08 | 261 | 0 | 0.364 | 1 | 1 | cs | TRUE
129 | LV_1024-27_0_4_line_129 |  | 124 | 142 | 0.007288 | 0.125 | 0.08 | 261 | 0 | 0.364 | 1 | 1 | cs | TRUE
130 | LV_1024-27_0_4_line_130 |  | 125 | 126 | 0.0081681 | 0.125 | 0.08 | 261 | 0 | 0.364 | 1 | 1 | cs | TRUE
131 | LV_1024-27_0_4_line_131 |  | 126 | 127 | 0.0072439 | 0.125 | 0.08 | 261 | 0 | 0.364 | 1 | 1 | cs | TRUE
132 | LV_1024-27_0_4_line_132 |  | 128 | 129 | 0.0069806 | 0.125 | 0.08 | 261 | 0 | 0.364 | 1 | 1 | cs | TRUE
133 | LV_1024-27_0_4_line_133 |  | 129 | 130 | 0.0064253 | 0.125 | 0.08 | 261 | 0 | 0.364 | 1 | 1 | cs | TRUE
134 | LV_1024-27_0_4_line_134 |  | 130 | 131 | 0.0071995 | 0.125 | 0.08 | 261 | 0 | 0.364 | 1 | 1 | cs | TRUE
135 | LV_1024-27_0_4_line_135 |  | 131 | 132 | 0.0059171 | 0.125 | 0.08 | 261 | 0 | 0.364 | 1 | 1 | cs | TRUE
136 | LV_1024-27_0_4_line_136 |  | 132 | 139 | 0.0067196 | 0.125 | 0.08 | 261 | 0 | 0.364 | 1 | 1 | cs | TRUE
137 | LV_1024-27_0_4_line_137 |  | 133 | 134 | 0.0065547 | 0.125 | 0.08 | 261 | 0 | 0.364 | 1 | 1 | cs | TRUE
138 | LV_1024-27_0_4_line_138 |  | 134 | 135 | 0.0068862 | 0.125 | 0.08 | 261 | 0 | 0.364 | 1 | 1 | cs | TRUE
139 | LV_1024-27_0_4_line_139 |  | 135 | 136 | 0.0064987 | 0.125 | 0.08 | 261 | 0 | 0.364 | 1 | 1 | cs | TRUE
140 | LV_1024-27_0_4_line_140 |  | 137 | 138 | 0.0061439 | 0.125 | 0.08 | 261 | 0 | 0.364 | 1 | 1 | cs | TRUE
141 | LV_1024-27_0_4_line_141 |  | 139 | 140 | 0.015725 | 0.125 | 0.08 | 261 | 0 | 0.364 | 1 | 1 | cs | TRUE
142 | LV_1024-27_0_4_line_142 |  | 140 | 141 | 0.010906 | 0.125 | 0.08 | 261 | 0 | 0.364 | 1 | 1 | cs | TRUE
143 | LV_1024-27_0_4_line_143 |  | 140 | 142 | 0.016877 | 0.125 | 0.08 | 261 | 0 | 0.364 | 1 | 1 | cs | TRUE
144 | LV_1024-27_0_4_line_144 |  | 141 | 143 | 0.0011165 | 0.125 | 0.08 | 261 | 0 | 0.364 | 1 | 1 | cs | TRUE
145 | LV_1024-27_0_4_line_145 |  | 144 | 145 | 0.019359 | 0.125 | 0.08 | 261 | 0 | 0.364 | 1 | 1 | cs | TRUE

## trafo
| name | std_type | hv_bus | lv_bus | sn_mva | vn_hv_kv | vn_lv_kv | vk_percent | vkr_percent | pfe_kw | i0_percent | shift_degree | tap_side | tap_neutral | tap_min | tap_max | tap_step_percent | tap_step_degree | tap_pos | tap_phase_shifter | parallel | df | in_service
0 | LV_1024-27_0_4_trafo_0 | 0.63 MVA 20/0.4 kV | 147 | 0 | 0.63 | 20 | 0.4 | 6 | 1.206 | 1.65 | 0.2619 | 150 | hv | 0 | -2 | 2 | 2.5 | 0 | 0 | FALSE | 1 | 1 | TRUE

## line_geodata
| x0 | y0 | x1 | y1 | x2 | y2 | x3 | y3 | x4 | y4 | x5 | y5 | x6 | y6 | x7 | y7 | x8 | y8 | x9 | y9 | x10 | y10 | x11 | y11 | x12 | y12 | x13 | y13
0 | 2665541.4511 | 1214506.6781 | 2665522.3276 | 1214532.4637 | 2665521.7489 | 1214533.2407
1 | 2665548.9162 | 1214496.6781 | 2665542.2021 | 1214505.6654 | 2665541.4511 | 1214506.6781
2 | 2665517.9336 | 1214538.3635 | 2665521.7489 | 1214533.2407
3 | 2665548.9162 | 1214496.6781 | 2665555.2527 | 1214488.1869 | 2665561.7518 | 1214479.1387
4 | 2665548.9162 | 1214496.6781 | 2665522.4258 | 1214475.2297
5 | 2665517.9336 | 1214538.3635 | 2665518.4686 | 1214538.7474 | 2665520.9856 | 1214540.5429 | 2665523.8267 | 1214542.5642
6 | 2665512.5296 | 1214545.6309 | 2665514.9272 | 1214542.3997 | 2665517.9336 | 1214538.3635
7 | 2665567.8876 | 1214464.3109 | 2665567.807 | 1214468.8795 | 2665567.1004 | 1214470.9731 | 2665564.2694 | 1214475.6337 | 2665561.7518 | 1214479.1387
8 | 2665522.4258 | 1214475.2297 | 2665522.4257 | 1214475.2296
9 | 2665523.8267 | 1214542.5642 | 2665525.1443 | 1214540.155 | 2665539.1024 | 1214521.8827
10 | 2665523.8267 | 1214542.5642 | 2665521.8965 | 1214546.1119 | 2665521.3506 | 1214548.7965 | 2665521.5639 | 1214551.5005 | 2665522.5242 | 1214554.6463 | 2665524.8804 | 1214557.2516 | 2665534.9914 | 1214564.6562 | 2665536.6205 | 1214564.3183 | 2665540.9823 | 1214558.9147
11 | 2665512.5296 | 1214545.6309 | 2665510.5004 | 1214548.5215 | 2665508.5402 | 1214554.8039 | 2665513.5428 | 1214599.9425
12 | 2665512.5296 | 1214545.6309 | 2665484.6268 | 1214526.2604
13 | 2665567.8876 | 1214464.3109 | 2665574.0353 | 1214470.2266 | 2665577.3883 | 1214473.3543
14 | 2665567.8876 | 1214464.3109 | 2665569.6863 | 1214462.3628 | 2665571.9155 | 1214459.9414 | 2665573.991 | 1214457.685 | 2665574.4983 | 1214457.1347
15 | 2665522.4257 | 1214475.2296 | 2665521.9659 | 1214474.8573 | 2665498.7649 | 1214454.5245
16 | 2665559.5514 | 1214568.295 | 2665549.716 | 1214560.6933 | 2665545.2172 | 1214557.4752 | 2665543.4688 | 1214556.9334 | 2665542.2336 | 1214557.3646 | 2665540.9823 | 1214558.9147
17 | 2665559.5514 | 1214568.295 | 2665554.5874 | 1214576.301 | 2665563.3456 | 1214581.7117 | 2665569.8208 | 1214585.463 | 2665572.3715 | 1214586.9476 | 2665575.4581 | 1214588.7382 | 2665576.6431 | 1214589.4183 | 2665578.3101 | 1214590.4595 | 2665586.4809 | 1214576.7741 | 2665589.2497 | 1214578.4612
18 | 2665589.2497 | 1214578.4612 | 2665593.2168 | 1214580.8693
19 | 2665522.3584 | 1214607.7331 | 2665513.5428 | 1214599.9425
20 | 2665484.6268 | 1214526.2604 | 2665457.9871 | 1214507.7668
21 | 2665522.3584 | 1214607.7331 | 2665519.7225 | 1214609.8499
22 | 2665509.2017 | 1214623.843 | 2665522.9281 | 1214618.7795 | 2665522.5522 | 1214617.7414 | 2665521.5715 | 1214615.0623 | 2665520.0319 | 1214610.7205 | 2665519.7225 | 1214609.8499
23 | 2665519.7225 | 1214609.8499 | 2665511.2627 | 1214613.915 | 2665492.2854 | 1214622.8765
24 | 2665577.3883 | 1214473.3543 | 2665575.7089 | 1214474.1252 | 2665572.6961 | 1214476.6715 | 2665563.273 | 1214488.9359
25 | 2665598.466 | 1214593.3051 | 2665607.5171 | 1214591.4257 | 2665610.5377 | 1214590.236 | 2665618.3652 | 1214587.0535 | 2665626.17 | 1214581.0912 | 2665636.9502 | 1214569.0912 | 2665635.0823 | 1214567.6698 | 2665632.1449 | 1214565.4361 | 2665629.3656 | 1214563.3264 | 2665626.2624 | 1214560.9686 | 2665623.8522 | 1214559.1409 | 2665622.2503 | 1214557.7002 | 2665618.6331 | 1214554.4361 | 2665625.5094 | 1214547.274
26 | 2665625.5094 | 1214547.274 | 2665621.3675 | 1214543.5356
27 | 2665598.466 | 1214593.3051 | 2665597.6731 | 1214585.9919 | 2665596.0397 | 1214582.5829 | 2665593.2168 | 1214580.8693
28 | 2665480.8959 | 1214659.7656 | 2665472.2284 | 1214640.5696 | 2665480.1141 | 1214636.9095 | 2665493.5265 | 1214630.6973 | 2665509.2017 | 1214623.843
29 | 2665509.2017 | 1214623.843 | 2665510.0886 | 1214626.0652 | 2665511.1803 | 1214633.1594 | 2665516.0489 | 1214645.8801
30 | 2665457.6972 | 1214639.2098 | 2665492.2854 | 1214622.8765
31 | 2665494.3861 | 1214682.4167 | 2665480.8959 | 1214659.7656
32 | 2665474.4716 | 1214662.4523 | 2665480.8959 | 1214659.7656
33 | 2665370.0983 | 1214687.1784 | 2665374.165 | 1214682.709 | 2665378.7724 | 1214678.7904 | 2665388.9609 | 1214672.2092 | 2665402.0184 | 1214666.4821 | 2665407.7727 | 1214663.9547 | 2665423.8633 | 1214655.904
34 | 2665423.8633 | 1214655.904 | 2665443.144 | 1214646.2625
35 | 2665370.0983 | 1214687.1784 | 2665352.8873 | 1214672.0581 | 2665339.3798 | 1214688.1283
36 | 2665457.6972 | 1214639.2098 | 2665449.622 | 1214643.023 | 2665443.144 | 1214646.2625
37 | 2665506.2487 | 1214677.6218 | 2665494.3861 | 1214682.4167
38 | 2665494.3861 | 1214682.4167 | 2665480.122 | 1214688.7307
39 | 2665494.3861 | 1214682.4167 | 2665503.382 | 1214703.5064 | 2665513.657 | 1214698.7274 | 2665520.6481 | 1214695.6134
40 | 2665313.9038 | 1214718.4377 | 2665339.3798 | 1214688.1283
41 | 2665475.2881 | 1214691.1347 | 2665480.122 | 1214688.7307
42 | 2665473.9614 | 1214679.8575 | 2665475.3735 | 1214679.2171 | 2665480.122 | 1214688.7307
43 | 2665519.8139 | 1214689.278 | 2665518.2998 | 1214690.2175 | 2665520.6481 | 1214695.6134
44 | 2665361.3795 | 1214621.3864 | 2665357.9159 | 1214621.4151 | 2665354.8259 | 1214620.6252 | 2665350.3979 | 1214617.8638 | 2665345.8546 | 1214614.0774
45 | 2665361.3795 | 1214621.3864 | 2665357.7842 | 1214614.0313 | 2665358.3857 | 1214609.7352 | 2665367.2417 | 1214598.7038
46 | 2665281.4474 | 1214607.3133 | 2665287.433 | 1214597.3838 | 2665290.0739 | 1214594.1106 | 2665296.8536 | 1214590.8717 | 2665304.6732 | 1214586.9994 | 2665308.4425 | 1214585.4174 | 2665311.0033 | 1214585.2899 | 2665318.2237 | 1214591.0503 | 2665345.8546 | 1214614.0774
47 | 2665371.7807 | 1214593.0499 | 2665367.2417 | 1214598.7038
48 | 2665531.7145 | 1214357.0356 | 2665531.4851 | 1214353.0306 | 2665533.0476 | 1214344.9316 | 2665531.6256 | 1214340.2464 | 2665527.6878 | 1214334.3439 | 2665514.5481 | 1214322.5923 | 2665516.4537 | 1214320.5897 | 2665510.5373 | 1214315.0324 | 2665517.1576 | 1214307.6895 | 2665530.9487 | 1214320.2932 | 2665559.9672 | 1214346.8064
49 | 2665531.7145 | 1214357.0356 | 2665543.7482 | 1214367.819 | 2665544.6779 | 1214368.4798
50 | 2665594.9113 | 1214367.648 | 2665590.5793 | 1214373.415 | 2665571.5473 | 1214357.3958 | 2665559.9672 | 1214346.8064
51 | 2665544.6779 | 1214368.4798 | 2665562.7019 | 1214381.2912 | 2665566.1534 | 1214383.6558
52 | 2665634.8171 | 1214350.3429 | 2665636.6766 | 1214351.8497
53 | 2665634.8171 | 1214350.3429 | 2665628.755 | 1214361.4831 | 2665630.311 | 1214362.9567 | 2665629.8341 | 1214363.4962 | 2665627.6882 | 1214365.9408 | 2665644.6256 | 1214381.1033
54 | 2665634.8171 | 1214350.3429 | 2665625.3242 | 1214342.6559 | 2665619.8482 | 1214339.2031
55 | 2665655.377 | 1214391.0611 | 2665644.6256 | 1214381.1033
56 | 2665644.6256 | 1214381.1033 | 2665630.3927 | 1214395.0423
57 | 2665655.377 | 1214391.0611 | 2665661.8074 | 1214397.0184
58 | 2665655.377 | 1214391.0611 | 2665657.4682 | 1214388.7605
59 | 2665630.3927 | 1214395.0423 | 2665618.5359 | 1214406.6543 | 2665604.4575 | 1214415.3493 | 2665603.1553 | 1214416.1191
60 | 2665561.8252 | 1214445.1212 | 2665562.5848 | 1214444.418 | 2665575.3076 | 1214432.595 | 2665575.7164 | 1214432.353
61 | 2665574.4983 | 1214457.1347 | 2665571.9058 | 1214454.6157 | 2665561.8252 | 1214445.1212
62 | 2665561.8252 | 1214445.1212 | 2665553.7481 | 1214437.5119
63 | 2665592.0499 | 1214422.684 | 2665575.7164 | 1214432.353
64 | 2665574.4983 | 1214457.1347 | 2665580.3061 | 1214462.7809
65 | 2665535.1776 | 1214419.8747 | 2665546.7081 | 1214430.8796 | 2665553.7481 | 1214437.5119
66 | 2665690.5117 | 1214352.5129 | 2665700.5706 | 1214341.2278
67 | 2665700.5706 | 1214341.2278 | 2665753.1643 | 1214395.04
68 | 2665690.5117 | 1214352.5129 | 2665668.6299 | 1214376.5165
69 | 2665690.5117 | 1214352.5129 | 2665704.3709 | 1214364.3142
70 | 2665657.4682 | 1214388.7605 | 2665668.6299 | 1214376.5165
71 | 2665593.5745 | 1214475.6804 | 2665580.3061 | 1214462.7809
72 | 2665489.724 | 1214446.6014 | 2665498.7649 | 1214454.5245
73 | 2665444.0212 | 1214498.0715 | 2665457.9871 | 1214507.7668
74 | 2665372.2648 | 1214665.5331 | 2665293.2137 | 1214762.9944 | 2665289.988 | 1214766.9727
75 | 2665313.9038 | 1214718.4377 | 2665306.4486 | 1214727.1948 | 2665278.7958 | 1214758.4337 | 2665289.988 | 1214766.9727
76 | 2665308.2178 | 1214713.3612 | 2665313.9038 | 1214718.4377
77 | 2665275.2178 | 1214620.5089 | 2665279.7362 | 1214610.1519 | 2665281.4474 | 1214607.3133
78 | 2665371.7807 | 1214593.0499 | 2665376.1552 | 1214587.6009
79 | 2665623.8911 | 1214503.5052 | 2665638.0298 | 1214516.753
80 | 2665623.3303 | 1214502.9798 | 2665623.8911 | 1214503.5052
81 | 2665572.6782 | 1214391.7403 | 2665571.5931 | 1214389.1383 | 2665567.8808 | 1214384.8392 | 2665566.1534 | 1214383.6558
82 | 2665411.8486 | 1214476.6275 | 2665412.9219 | 1214475.7164 | 2665429.8745 | 1214452.5219
83 | 2665411.8486 | 1214476.6275 | 2665401.7758 | 1214470.09
84 | 2665411.8486 | 1214476.6275 | 2665401.6407 | 1214490.6935
85 | 2665411.8486 | 1214476.6275 | 2665434.4559 | 1214491.6959
86 | 2665489.724 | 1214446.6014 | 2665484.3226 | 1214441.8678 | 2665465.3507 | 1214425.9409
87 | 2665668.0662 | 1214402.8166 | 2665661.8074 | 1214397.0184
88 | 2665596.8634 | 1214419.8385 | 2665603.1553 | 1214416.1191
89 | 2665380.205 | 1214456.09 | 2665369.7151 | 1214448.7981
90 | 2665380.205 | 1214456.09 | 2665377.5952 | 1214458.5963 | 2665369.9993 | 1214469.2753
91 | 2665380.205 | 1214456.09 | 2665401.7758 | 1214470.09
92 | 2665592.0499 | 1214422.684 | 2665596.8634 | 1214419.8385
93 | 2665592.0499 | 1214422.684 | 2665581.8833 | 1214409.9643 | 2665581.8495 | 1214409.9001
94 | 2665721.6107 | 1214378.9942 | 2665704.3709 | 1214364.3142
95 | 2665593.5745 | 1214475.6804 | 2665597.0424 | 1214479.0518 | 2665606.6078 | 1214487.729 | 2665606.9143 | 1214488.0082
96 | 2665685.5057 | 1214418.9727 | 2665687.9154 | 1214421.2051
97 | 2665668.0662 | 1214402.8166 | 2665685.5057 | 1214418.9727
98 | 2665706.923 | 1214438.814 | 2665687.9154 | 1214421.2051
99 | 2665608.7701 | 1214489.6985 | 2665622.572 | 1214502.2692 | 2665623.3303 | 1214502.9798
100 | 2665608.7701 | 1214489.6985 | 2665606.9143 | 1214488.0082
101 | 2665444.0212 | 1214498.0715 | 2665434.4559 | 1214491.6959
102 | 2665444.0212 | 1214498.0715 | 2665432.9296 | 1214513.2958
103 | 2665432.9296 | 1214513.2958 | 2665429.2737 | 1214518.3138
104 | 2665425.8047 | 1214523.0754 | 2665429.2737 | 1214518.3138
105 | 2665401.6407 | 1214490.6935 | 2665397.5506 | 1214496.3296
106 | 2665425.8047 | 1214523.0754 | 2665422.2431 | 1214527.9641
107 | 2665572.6782 | 1214391.7403 | 2665574.0943 | 1214395.1361 | 2665581.8495 | 1214409.9001
108 | 2665381.5194 | 1214518.4201 | 2665385.8884 | 1214512.3997
109 | 2665372.4655 | 1214530.8961 | 2665381.5194 | 1214518.4201
110 | 2665389.8021 | 1214507.0068 | 2665385.8884 | 1214512.3997
111 | 2665372.4655 | 1214530.8961 | 2665361.8394 | 1214544.6192
112 | 2665372.4655 | 1214530.8961 | 2665364.7875 | 1214525.4905
113 | 2665393.7694 | 1214501.54 | 2665389.8021 | 1214507.0068
114 | 2665361.8394 | 1214544.6192 | 2665357.3291 | 1214550.4441
115 | 2665364.7875 | 1214525.4905 | 2665363.4162 | 1214524.5251
116 | 2665393.7694 | 1214501.54 | 2665397.5506 | 1214496.3296
117 | 2665404.6943 | 1214552.0514 | 2665397.3735 | 1214561.1705
118 | 2665404.6943 | 1214552.0514 | 2665410.3193 | 1214544.3305
119 | 2665393.0636 | 1214566.5391 | 2665397.3735 | 1214561.1705
120 | 2665414.527 | 1214538.5551 | 2665410.3193 | 1214544.3305
121 | 2665353.5856 | 1214555.2787 | 2665357.3291 | 1214550.4441
122 | 2665393.0636 | 1214566.5391 | 2665388.6379 | 1214572.0519
123 | 2665414.527 | 1214538.5551 | 2665418.6252 | 1214532.9299
124 | 2665353.5856 | 1214555.2787 | 2665349.0669 | 1214561.1144
125 | 2665309.8018 | 1214549.4307 | 2665314.0014 | 1214544.1173
126 | 2665318.5049 | 1214538.4196 | 2665314.0014 | 1214544.1173
127 | 2665318.5049 | 1214538.4196 | 2665322.4772 | 1214533.3938
128 | 2665326.6327 | 1214528.1364 | 2665322.4772 | 1214533.3938
129 | 2665331.1519 | 1214522.4187 | 2665326.6327 | 1214528.1364
130 | 2665349.0669 | 1214561.1144 | 2665344.0661 | 1214567.5727
131 | 2665339.6312 | 1214573.3003 | 2665344.0661 | 1214567.5727
132 | 2665369.9993 | 1214469.2753 | 2665365.9532 | 1214474.9638
133 | 2665365.9532 | 1214474.9638 | 2665362.229 | 1214480.1997
134 | 2665358.0561 | 1214486.0665 | 2665362.229 | 1214480.1997
135 | 2665358.0561 | 1214486.0665 | 2665354.6264 | 1214490.8883
136 | 2665354.6264 | 1214490.8883 | 2665350.7316 | 1214496.364
137 | 2665380.2586 | 1214582.4895 | 2665376.1552 | 1214587.6009
138 | 2665380.2586 | 1214582.4895 | 2665384.5695 | 1214577.1196
139 | 2665388.6379 | 1214572.0519 | 2665384.5695 | 1214577.1196
140 | 2665422.2431 | 1214527.9641 | 2665418.6252 | 1214532.9299
141 | 2665341.6173 | 1214509.1779 | 2665350.7316 | 1214496.364
142 | 2665341.6173 | 1214509.1779 | 2665333.0177 | 1214502.4699
143 | 2665341.6173 | 1214509.1779 | 2665331.1519 | 1214522.4187
144 | 2665332.1373 | 1214501.7832 | 2665333.0177 | 1214502.4699
145 | 2665275.2178 | 1214620.5089 | 2665271.0328 | 1214635.0944 | 2665269.8624 | 1214637.2496 | 2665268.6291 | 1214638.4661

## bus_geodata
| x | y | coords
0 | 2665541.4511 | 1214506.6781
1 | 2665521.7489 | 1214533.2407
2 | 2665548.9162 | 1214496.6781
3 | 2665517.9336 | 1214538.3635
4 | 2665561.7518 | 1214479.1387
5 | 2665522.4258 | 1214475.2297
6 | 2665523.8267 | 1214542.5642
7 | 2665512.5296 | 1214545.6309
8 | 2665567.8876 | 1214464.3109
9 | 2665522.4257 | 1214475.2296
10 | 2665539.1024 | 1214521.8827
11 | 2665540.9823 | 1214558.9147
12 | 2665559.5514 | 1214568.295
13 | 2665589.2497 | 1214578.4612
14 | 2665513.5428 | 1214599.9425
15 | 2665484.6268 | 1214526.2604
16 | 2665522.3584 | 1214607.7331
17 | 2665519.7225 | 1214609.8499
18 | 2665577.3883 | 1214473.3543
19 | 2665563.273 | 1214488.9359
20 | 2665625.5094 | 1214547.274
21 | 2665598.466 | 1214593.3051
22 | 2665621.3675 | 1214543.5356
23 | 2665509.2017 | 1214623.843
24 | 2665492.2854 | 1214622.8765
25 | 2665480.8959 | 1214659.7656
26 | 2665516.0489 | 1214645.8801
27 | 2665423.8633 | 1214655.904
28 | 2665370.0983 | 1214687.1784
29 | 2665443.144 | 1214646.2625
30 | 2665494.3861 | 1214682.4167
31 | 2665474.4716 | 1214662.4523
32 | 2665339.3798 | 1214688.1283
33 | 2665506.2487 | 1214677.6218
34 | 2665480.122 | 1214688.7307
35 | 2665520.6481 | 1214695.6134
36 | 2665361.3795 | 1214621.3864
37 | 2665345.8546 | 1214614.0774
38 | 2665367.2417 | 1214598.7038
39 | 2665531.7145 | 1214357.0356
40 | 2665559.9672 | 1214346.8064
41 | 2665544.6779 | 1214368.4798
42 | 2665634.8171 | 1214350.3429
43 | 2665636.6766 | 1214351.8497
44 | 2665644.6256 | 1214381.1033
45 | 2665619.8482 | 1214339.2031
46 | 2665655.377 | 1214391.0611
47 | 2665630.3927 | 1214395.0423
48 | 2665594.9113 | 1214367.648
49 | 2665561.8252 | 1214445.1212
50 | 2665575.7164 | 1214432.353
51 | 2665574.4983 | 1214457.1347
52 | 2665553.7481 | 1214437.5119
53 | 2665700.5706 | 1214341.2278
54 | 2665690.5117 | 1214352.5129
55 | 2665753.1643 | 1214395.04
56 | 2665657.4682 | 1214388.7605
57 | 2665668.6299 | 1214376.5165
58 | 2665580.3061 | 1214462.7809
59 | 2665593.2168 | 1214580.8693
60 | 2665498.7649 | 1214454.5245
61 | 2665457.9871 | 1214507.7668
62 | 2665457.6972 | 1214639.2098
63 | 2665289.988 | 1214766.9727
64 | 2665372.2648 | 1214665.5331
65 | 2665313.9038 | 1214718.4377
66 | 2665475.2881 | 1214691.1347
67 | 2665473.9614 | 1214679.8575
68 | 2665519.8139 | 1214689.278
69 | 2665281.4474 | 1214607.3133
70 | 2665371.7807 | 1214593.0499
71 | 2665638.0298 | 1214516.753
72 | 2665623.8911 | 1214503.5052
73 | 2665566.1534 | 1214383.6558
74 | 2665535.1776 | 1214419.8747
75 | 2665429.8745 | 1214452.5219
76 | 2665411.8486 | 1214476.6275
77 | 2665465.3507 | 1214425.9409
78 | 2665489.724 | 1214446.6014
79 | 2665661.8074 | 1214397.0184
80 | 2665603.1553 | 1214416.1191
81 | 2665369.7151 | 1214448.7981
82 | 2665380.205 | 1214456.09
83 | 2665592.0499 | 1214422.684
84 | 2665704.3709 | 1214364.3142
85 | 2665593.5745 | 1214475.6804
86 | 2665685.5057 | 1214418.9727
87 | 2665687.9154 | 1214421.2051
88 | 2665668.0662 | 1214402.8166
89 | 2665706.923 | 1214438.814
90 | 2665623.3303 | 1214502.9798
91 | 2665608.7701 | 1214489.6985
92 | 2665606.9143 | 1214488.0082
93 | 2665444.0212 | 1214498.0715
94 | 2665434.4559 | 1214491.6959
95 | 2665432.9296 | 1214513.2958
96 | 2665429.2737 | 1214518.3138
97 | 2665401.7758 | 1214470.09
98 | 2665401.6407 | 1214490.6935
99 | 2665425.8047 | 1214523.0754
100 | 2665572.6782 | 1214391.7403
101 | 2665581.8495 | 1214409.9001
102 | 2665596.8634 | 1214419.8385
103 | 2665721.6107 | 1214378.9942
104 | 2665381.5194 | 1214518.4201
105 | 2665385.8884 | 1214512.3997
106 | 2665372.4655 | 1214530.8961
107 | 2665389.8021 | 1214507.0068
108 | 2665361.8394 | 1214544.6192
109 | 2665364.7875 | 1214525.4905
110 | 2665393.7694 | 1214501.54
111 | 2665404.6943 | 1214552.0514
112 | 2665397.3735 | 1214561.1705
113 | 2665410.3193 | 1214544.3305
114 | 2665357.3291 | 1214550.4441
115 | 2665363.4162 | 1214524.5251
116 | 2665397.5506 | 1214496.3296
117 | 2665393.0636 | 1214566.5391
118 | 2665414.527 | 1214538.5551
119 | 2665353.5856 | 1214555.2787
120 | 2665309.8018 | 1214549.4307
121 | 2665314.0014 | 1214544.1174
122 | 2665318.5049 | 1214538.4196
123 | 2665322.4772 | 1214533.3938
124 | 2665326.6327 | 1214528.1364
125 | 2665349.0669 | 1214561.1144
126 | 2665344.0661 | 1214567.5727
127 | 2665339.6312 | 1214573.3003
128 | 2665369.9993 | 1214469.2753
129 | 2665365.9532 | 1214474.9638
130 | 2665362.229 | 1214480.1997
131 | 2665358.0561 | 1214486.0665
132 | 2665354.6264 | 1214490.8883
133 | 2665376.1552 | 1214587.6009
134 | 2665380.2586 | 1214582.4895
135 | 2665384.5695 | 1214577.1196
136 | 2665388.6379 | 1214572.0519
137 | 2665422.2431 | 1214527.9641
138 | 2665418.6252 | 1214532.9299
139 | 2665350.7316 | 1214496.364
140 | 2665341.6173 | 1214509.1779
141 | 2665333.0177 | 1214502.4699
142 | 2665331.1519 | 1214522.4187
143 | 2665332.1373 | 1214501.7832
144 | 2665275.2178 | 1214620.5089
145 | 2665268.6291 | 1214638.4661
146 | 2665308.2178 | 1214713.3612
147 | 2665548.9162 | 1214496.6781

## line_std_types
| c_nf_per_km | r_ohm_per_km | x_ohm_per_km | max_i_ka | type | q_mm2 | alpha | voltage_rating
NAYY 4x50 SE | 210 | 0.642 | 0.083 | 0.142 | cs | 50 | 0.00403 | LV
NAYY 4x120 SE | 264 | 0.225 | 0.08 | 0.242 | cs | 120 | 0.00403 | LV
NAYY 4x150 SE | 261 | 0.208 | 0.08 | 0.27 | cs | 150 | 0.00403 | LV
NA2XS2Y 1x95 RM/25 12/20 kV | 216 | 0.313 | 0.132 | 0.252 | cs | 95 | 0.00403 | MV
NA2XS2Y 1x185 RM/25 12/20 kV | 273 | 0.161 | 0.117 | 0.362 | cs | 185 | 0.00403 | MV
NA2XS2Y 1x240 RM/25 12/20 kV | 304 | 0.122 | 0.112 | 0.421 | cs | 240 | 0.00403 | MV
NA2XS2Y 1x95 RM/25 6/10 kV | 315 | 0.313 | 0.123 | 0.249 | cs | 95 | 0.00403 | MV
NA2XS2Y 1x185 RM/25 6/10 kV | 406 | 0.161 | 0.11 | 0.358 | cs | 185 | 0.00403 | MV
NA2XS2Y 1x240 RM/25 6/10 kV | 456 | 0.122 | 0.105 | 0.416 | cs | 240 | 0.00403 | MV
NA2XS2Y 1x150 RM/25 12/20 kV | 250 | 0.206 | 0.116 | 0.319 | cs | 150 | 0.00403 | MV
NA2XS2Y 1x120 RM/25 12/20 kV | 230 | 0.253 | 0.119 | 0.283 | cs | 120 | 0.00403 | MV
NA2XS2Y 1x70 RM/25 12/20 kV | 190 | 0.443 | 0.132 | 0.22 | cs | 70 | 0.00403 | MV
NA2XS2Y 1x150 RM/25 6/10 kV | 360 | 0.206 | 0.11 | 0.315 | cs | 150 | 0.00403 | MV
NA2XS2Y 1x120 RM/25 6/10 kV | 340 | 0.253 | 0.113 | 0.28 | cs | 120 | 0.00403 | MV
NA2XS2Y 1x70 RM/25 6/10 kV | 280 | 0.443 | 0.123 | 0.217 | cs | 70 | 0.00403 | MV
N2XS(FL)2Y 1x120 RM/35 64/110 kV | 112 | 0.153 | 0.166 | 0.366 | cs | 120 | 0.00393 | HV
N2XS(FL)2Y 1x185 RM/35 64/110 kV | 125 | 0.099 | 0.156 | 0.457 | cs | 185 | 0.00393 | HV
N2XS(FL)2Y 1x240 RM/35 64/110 kV | 135 | 0.075 | 0.149 | 0.526 | cs | 240 | 0.00393 | HV
N2XS(FL)2Y 1x300 RM/35 64/110 kV | 144 | 0.06 | 0.144 | 0.588 | cs | 300 | 0.00393 | HV
15-AL1/3-ST1A 0.4 | 11 | 1.8769 | 0.35 | 0.105 | ol | 16 | 0.00403 | LV
24-AL1/4-ST1A 0.4 | 11.25 | 1.2012 | 0.335 | 0.14 | ol | 24 | 0.00403 | LV
48-AL1/8-ST1A 0.4 | 12.2 | 0.5939 | 0.3 | 0.21 | ol | 48 | 0.00403 | LV
94-AL1/15-ST1A 0.4 | 13.2 | 0.306 | 0.29 | 0.35 | ol | 94 | 0.00403 | LV
34-AL1/6-ST1A 10.0 | 9.7 | 0.8342 | 0.36 | 0.17 | ol | 34 | 0.00403 | MV
48-AL1/8-ST1A 10.0 | 10.1 | 0.5939 | 0.35 | 0.21 | ol | 48 | 0.00403 | MV
70-AL1/11-ST1A 10.0 | 10.4 | 0.4132 | 0.339 | 0.29 | ol | 70 | 0.00403 | MV
94-AL1/15-ST1A 10.0 | 10.75 | 0.306 | 0.33 | 0.35 | ol | 94 | 0.00403 | MV
122-AL1/20-ST1A 10.0 | 11.1 | 0.2376 | 0.323 | 0.41 | ol | 122 | 0.00403 | MV
149-AL1/24-ST1A 10.0 | 11.25 | 0.194 | 0.315 | 0.47 | ol | 149 | 0.00403 | MV
34-AL1/6-ST1A 20.0 | 9.15 | 0.8342 | 0.382 | 0.17 | ol | 34 | 0.00403 | MV
48-AL1/8-ST1A 20.0 | 9.5 | 0.5939 | 0.372 | 0.21 | ol | 48 | 0.00403 | MV
70-AL1/11-ST1A 20.0 | 9.7 | 0.4132 | 0.36 | 0.29 | ol | 70 | 0.00403 | MV
94-AL1/15-ST1A 20.0 | 10 | 0.306 | 0.35 | 0.35 | ol | 94 | 0.00403 | MV
122-AL1/20-ST1A 20.0 | 10.3 | 0.2376 | 0.344 | 0.41 | ol | 122 | 0.00403 | MV
149-AL1/24-ST1A 20.0 | 10.5 | 0.194 | 0.337 | 0.47 | ol | 149 | 0.00403 | MV
184-AL1/30-ST1A 20.0 | 10.75 | 0.1571 | 0.33 | 0.535 | ol | 184 | 0.00403 | MV
243-AL1/39-ST1A 20.0 | 11 | 0.1188 | 0.32 | 0.645 | ol | 243 | 0.00403 | MV
48-AL1/8-ST1A 110.0 | 8 | 0.5939 | 0.46 | 0.21 | ol | 48 | 0.00403 | HV
70-AL1/11-ST1A 110.0 | 8.4 | 0.4132 | 0.45 | 0.29 | ol | 70 | 0.00403 | HV
94-AL1/15-ST1A 110.0 | 8.65 | 0.306 | 0.44 | 0.35 | ol | 94 | 0.00403 | HV
122-AL1/20-ST1A 110.0 | 8.5 | 0.2376 | 0.43 | 0.41 | ol | 122 | 0.00403 | HV
149-AL1/24-ST1A 110.0 | 8.75 | 0.194 | 0.41 | 0.47 | ol | 149 | 0.00403 | HV
184-AL1/30-ST1A 110.0 | 8.8 | 0.1571 | 0.4 | 0.535 | ol | 184 | 0.00403 | HV
243-AL1/39-ST1A 110.0 | 9 | 0.1188 | 0.39 | 0.645 | ol | 243 | 0.00403 | HV
305-AL1/39-ST1A 110.0 | 9.2 | 0.0949 | 0.38 | 0.74 | ol | 305 | 0.00403 | HV
490-AL1/64-ST1A 110.0 | 9.75 | 0.059 | 0.37 | 0.96 | ol | 490 | 0.00403 | HV
679-AL1/86-ST1A 110.0 | 9.95 | 0.042 | 0.36 | 1.15 | ol | 679 | 0.00403 | HV
490-AL1/64-ST1A 220.0 | 10 | 0.059 | 0.285 | 0.96 | ol | 490 | 0.00403 | HV
679-AL1/86-ST1A 220.0 | 11.7 | 0.042 | 0.275 | 1.15 | ol | 679 | 0.00403 | HV
490-AL1/64-ST1A 380.0 | 11 | 0.059 | 0.253 | 0.96 | ol | 490 | 0.00403 | HV
679-AL1/86-ST1A 380.0 | 14.6 | 0.042 | 0.25 | 1.15 | ol | 679 | 0.00403 | HV

## trafo_std_types
| i0_percent | pfe_kw | vkr_percent | sn_mva | vn_lv_kv | vn_hv_kv | vk_percent | shift_degree | vector_group | tap_side | tap_neutral | tap_min | tap_max | tap_step_degree | tap_step_percent | tap_phase_shifter
160 MVA 380/110 kV | 0.06 | 60 | 0.25 | 160 | 110 | 380 | 12.2 | 0 | Yy0 | hv | 0 | -9 | 9 | 0 | 1.5 | FALSE
100 MVA 220/110 kV | 0.06 | 55 | 0.26 | 100 | 110 | 220 | 12 | 0 | Yy0 | hv | 0 | -9 | 9 | 0 | 1.5 | FALSE
63 MVA 110/20 kV | 0.04 | 22 | 0.32 | 63 | 20 | 110 | 18 | 150 | YNd5 | hv | 0 | -9 | 9 | 0 | 1.5 | FALSE
40 MVA 110/20 kV | 0.05 | 18 | 0.34 | 40 | 20 | 110 | 16.2 | 150 | YNd5 | hv | 0 | -9 | 9 | 0 | 1.5 | FALSE
25 MVA 110/20 kV | 0.07 | 14 | 0.41 | 25 | 20 | 110 | 12 | 150 | YNd5 | hv | 0 | -9 | 9 | 0 | 1.5 | FALSE
63 MVA 110/10 kV | 0.04 | 22 | 0.32 | 63 | 10 | 110 | 18 | 150 | YNd5 | hv | 0 | -9 | 9 | 0 | 1.5 | FALSE
40 MVA 110/10 kV | 0.05 | 18 | 0.34 | 40 | 10 | 110 | 16.2 | 150 | YNd5 | hv | 0 | -9 | 9 | 0 | 1.5 | FALSE
25 MVA 110/10 kV | 0.07 | 14 | 0.41 | 25 | 10 | 110 | 12 | 150 | YNd5 | hv | 0 | -9 | 9 | 0 | 1.5 | FALSE
0.25 MVA 20/0.4 kV | 0.32 | 0.8 | 1.44 | 0.25 | 0.4 | 20 | 6 | 150 | Yzn5 | hv | 0 | -2 | 2 | 0 | 2.5 | FALSE
0.4 MVA 20/0.4 kV | 0.3375 | 1.35 | 1.425 | 0.4 | 0.4 | 20 | 6 | 150 | Dyn5 | hv | 0 | -2 | 2 | 0 | 2.5 | FALSE
0.63 MVA 20/0.4 kV | 0.2619 | 1.65 | 1.206 | 0.63 | 0.4 | 20 | 6 | 150 | Dyn5 | hv | 0 | -2 | 2 | 0 | 2.5 | FALSE
0.25 MVA 10/0.4 kV | 0.24 | 0.6 | 1.2 | 0.25 | 0.4 | 10 | 4 | 150 | Dyn5 | hv | 0 | -2 | 2 | 0 | 2.5 | FALSE
0.4 MVA 10/0.4 kV | 0.2375 | 0.95 | 1.325 | 0.4 | 0.4 | 10 | 4 | 150 | Dyn5 | hv | 0 | -2 | 2 | 0 | 2.5 | FALSE
0.63 MVA 10/0.4 kV | 0.1873 | 1.18 | 1.0794 | 0.63 | 0.4 | 10 | 4 | 150 | Dyn5 | hv | 0 | -2 | 2 | 0 | 2.5 | FALSE

## trafo3w_std_types
| sn_hv_mva | sn_mv_mva | sn_lv_mva | vn_hv_kv | vn_mv_kv | vn_lv_kv | vk_hv_percent | vk_mv_percent | vk_lv_percent | vkr_hv_percent | vkr_mv_percent | vkr_lv_percent | pfe_kw | i0_percent | shift_mv_degree | shift_lv_degree | vector_group | tap_side | tap_neutral | tap_min | tap_max | tap_step_percent
63/25/38 MVA 110/20/10 kV | 63 | 25 | 38 | 110 | 20 | 10 | 10.4 | 10.4 | 10.4 | 0.28 | 0.32 | 0.35 | 35 | 0.89 | 0 | 0 | YN0yn0yn0 | hv | 0 | -10 | 10 | 1.2
63/25/38 MVA 110/10/10 kV | 63 | 25 | 38 | 110 | 10 | 10 | 10.4 | 10.4 | 10.4 | 0.28 | 0.32 | 0.35 | 35 | 0.89 | 0 | 0 | YN0yn0yn0 | hv | 0 | -10 | 10 | 1.2

## fuse_std_types
| fuse_type | i_rated_a | t_avg | t_min | t_total | x_avg | x_min | x_total
HV 100A | HV 100A | 100 | 0 | [10.0, 3.64, 0.854, 0.281, 0.1, 0.0531, 0.022, 0.01] | [10.0, 4.267, 1.21, 0.403, 0.1, 0.058, 0.022, 0.01] | 0 | [300.0, 350.0, 450.0, 550.0, 700.0, 850.0, 1200.0, 1752.0] | [600.0, 700.0, 900.0, 1150.0, 1665.0, 2000.0, 3000.0, 4313.0]
HV 10A | HV 10A | 10 | 0 | [10.0, 1675.0, 0.344, 0.156, 0.1, 0.0417, 0.0171, 0.01] | [10.0, 1.3, 0.3, 0.155, 0.1, 0.0555, 0.023, 0.01] | 0 | [30.0, 32.0, 35.0, 37.0, 39.0, 50.0, 70.0, 88.0] | [60.0, 70.0, 80.0, 87.0, 94.0, 110.0, 150.0, 216.0]
HV 125A | HV 125A | 125 | 0 | [10.0, 1.82, 0.344, 0.1, 0.0467, 0.0269, 0.01] | [10.0, 2.478, 0.426, 0.1, 0.0427, 0.0211, 0.01] | 0 | [375.0, 500.0, 700.0, 925.0, 1200.0, 1500.0, 2341.0] | [750.0, 1000.0, 1500.0, 2200.0, 3000.0, 4000.0, 5765.0]
HV 160A | HV 160A | 160 | 0 | [10.0, 4.15, 1.03, 0.198, 0.1, 0.051, 0.0172, 0.01] | [10.0, 2.3, 0.734, 0.274, 0.1, 0.046, 0.0177, 0.01] | 0 | [480.0, 550.0, 700.0, 1000.0, 1260.0, 1600.0, 2500.0, 3227.0] | [960.0, 1300.0, 1700.0, 2200.0, 2996.0, 4000.0, 6000.0, 7946.0]
HV 16A | HV 16A | 16 | 0 | [10.0, 0.352, 0.164, 0.1, 0.0649, 0.0342, 0.01] | [10.0, 2.34, 0.722, 0.181, 0.1, 0.055, 0.0296, 0.01] | 0 | [48.0, 60.0, 65.0, 71.0, 80.0, 100.0, 162.0] | [96.0, 110.0, 125.0, 150.0, 168.0, 200.0, 250.0, 398.0]
HV 200A | HV 200A | 200 | 0 | [10.0, 4.267, 1.21, 0.403, 0.1, 0.058, 0.022, 0.01] | [10.0, 3.73, 1.654, 0.328, 0.1, 0.0531, 0.019, 0.01] | 0 | [600.0, 700.0, 900.0, 1150.0, 1665.0, 2000.0, 3000.0, 4313.0] | [1200.0, 1500.0, 1800.0, 2700.0, 3960.0, 5000.0, 7500.0, 10620.0]
HV 20A | HV 20A | 20 | 0 | [10.0, 1.3, 0.3, 0.155, 0.1, 0.0555, 0.023, 0.01] | [10.0, 1.3, 0.161, 0.1, 0.0611, 0.0399, 0.0141, 0.01] | 0 | [60.0, 70.0, 80.0, 87.0, 94.0, 110.0, 150.0, 216.0] | [120.0, 150.0, 200.0, 223.0, 260.0, 300.0, 450.0, 532.0]
HV 25A | HV 25A | 25 | 0 | [10.0, 2.512, 0.833, 0.299, 0.1, 0.0372, 0.0223, 0.01] | [10.0, 3.125, 0.597, 0.198, 0.1, 0.0378, 0.022, 0.01] | 0 | [75.0, 82.0, 90.0, 100.0, 124.0, 170.0, 200.0, 289.0] | [150.0, 170.0, 210.0, 250.0, 294.0, 400.0, 500.0, 711.0]
HV 31.5A | HV 31.5A | 31.5 | 0 | [10.0, 2.34, 0.722, 0.181, 0.1, 0.055, 0.0296, 0.01] | [10.0, 2.84, 0.368, 0.164, 0.1, 0.0621, 0.0378, 0.0195, 0.01] | 0 | [95.0, 110.0, 125.0, 150.0, 165.0, 200.0, 250.0, 390.0] | [189.0, 220.0, 300.0, 350.0, 393.0, 450.0, 530.0, 700.0, 960.0]
HV 40A | HV 40A | 40 | 0 | [10.0, 1.3, 0.161, 0.1, 0.0611, 0.0399, 0.0141, 0.01] | [10.0, 2.05, 0.369, 0.198, 0.1, 0.051, 0.0298, 0.01] | 0 | [120.0, 150.0, 200.0, 223.0, 260.0, 300.0, 450.0, 532.0] | [240.0, 300.0, 400.0, 450.0, 530.0, 650.0, 800.0, 1311.0]
HV 50A | HV 50A | 50 | 0 | [10.0, 3.215, 0.597, 0.198, 0.1, 0.0378, 0.022, 0.01] | [10.0, 3.64, 0.854, 0.281, 0.1, 0.0531, 0.022, 0.01] | 0 | [150.0, 170.0, 210.0, 250.0, 294.0, 400.0, 500.0, 711.0] | [300.0, 350.0, 450.0, 550.0, 700.0, 850.0, 1200.0, 1752.0]
HV 6.3A | HV 6.3A | 6.3 | 0 | [10.0, 1.39, 0.344, 0.168, 0.1, 0.056, 0.0263, 0.01] | [10.0, 1.711, 0.516, 0.198, 0.1, 0.0634, 0.0303, 0.01] | 0 | [19.0, 19.5, 20.4, 20.8, 22.0, 25.0, 32.0, 48.0] | [38.0, 40.0, 43.0, 48.0, 53.0, 60.0, 75.0, 118.0]
HV 63A | HV 63A | 63 | 0 | [10.0, 2.84, 0.368, 0.164, 0.1, 0.0621, 0.0378, 0.0195, 0.01] | [10.0, 1.82, 0.344, 0.1, 0.0467, 0.0269, 0.01] | 0 | [189.0, 220.0, 300.0, 350.0, 393.0, 450.0, 530.0, 700.0, 961.0] | [378.0, 500.0, 700.0, 934.0, 1200.0, 1500.0, 2366.0]
HV 80A | HV 80A | 80 | 0 | [10.0, 2.05, 0.369, 0.198, 0.1, 0.051, 0.0298, 0.01] | [10.0, 4.15, 1.03, 0.198, 0.1, 0.051, 0.0172, 0.01] | 0 | [240.0, 300.0, 400.0, 450.0, 530.0, 650.0, 800.0, 1311.0] | [480.0, 550.0, 700.0, 1000.0, 1260.0, 1600.0, 2500.0, 3227.0]
Siemens NH-1-100 | Siemens NH-1-100 | 100 | [5400.0, 2000.0, 400.0, 20.0, 1.0, 0.2, 0.012, 0.004] | 0 | 0 | [150.0, 190.0, 250.0, 430.0, 900.0, 1250.0, 2700.0, 3600.0] | 0 | 0
Siemens NH-1-125 | Siemens NH-1-125 | 125 | [4800.0, 120.0, 7.0, 0.1, 0.004] | 0 | 0 | [180.0, 400.0, 740.0, 2000.0, 4250.0] | 0 | 0
Siemens NH-1-16 | Siemens NH-1-16 | 16 | [4000.0, 400.0, 2.0, 0.1, 0.04, 0.01] | 0 | 0 | [26.0, 35.0, 75.0, 150.0, 200.0, 300.0] | 0 | 0
Siemens NH-1-160 | Siemens NH-1-160 | 160 | [4800.0, 120.0, 7.0, 0.1, 0.004] | 0 | 0 | [210.0, 500.0, 900.0, 2300.0, 5000.0] | 0 | 0
Siemens NH-1-25 | Siemens NH-1-25 | 25 | [4000.0, 1000.0, 10.0, 0.2, 0.02, 0.01] | 0 | 0 | [40.0, 50.0, 100.0, 210.0, 400.0, 500.0] | 0 | 0
Siemens NH-1-50 | Siemens NH-1-50 | 50 | [4000.0, 40.0, 4.0, 1.0, 0.02, 0.01] | 0 | 0 | [86.0, 200.0, 300.0, 400.0, 1000.0, 1280.0] | 0 | 0
Siemens NH-1-63 | Siemens NH-1-63 | 63 | [4000.0, 100.0, 10.0, 2.0, 0.04, 0.01] | 0 | 0 | [100.0, 200.0, 300.0, 400.0, 1000.0, 1500.0] | 0 | 0
Siemens NH-1-80 | Siemens NH-1-80 | 80 | [4800.0, 120.0, 7.0, 0.1, 0.01] | 0 | 0 | [150.58, 250.0, 450.0, 1150.0, 2470.0] | 0 | 0
Siemens NH-2-1000 | Siemens NH-2-1000 | 1000 | [4800.0, 120.0, 7.0, 0.1, 0.004] | 0 | 0 | [1900.0, 3500.0, 8400.0, 24000.0, 52000.0] | 0 | 0
Siemens NH-2-200 | Siemens NH-2-200 | 200 | [4800.0, 120.0, 7.0, 0.1, 0.004] | 0 | 0 | [280.0, 650.0, 1200.0, 3000.0, 7000.0] | 0 | 0
Siemens NH-2-224 | Siemens NH-2-224 | 224 | [4800.0, 120.0, 7.0, 0.2, 0.04, 0.004] | 0 | 0 | [400.0, 750.0, 1453.0, 3025.0, 4315.0, 7600.0] | 0 | 0
Siemens NH-2-250 | Siemens NH-2-250 | 250 | [4800.0, 120.0, 7.0, 0.1, 0.004] | 0 | 0 | [450.0, 800.0, 1650.0, 4000.0, 8500.0] | 0 | 0
Siemens NH-2-315 | Siemens NH-2-315 | 315 | [4800.0, 120.0, 7.0, 0.1, 0.004] | 0 | 0 | [550.0, 920.0, 1900.0, 5000.0, 11000.0] | 0 | 0
Siemens NH-2-355 | Siemens NH-2-355 | 355 | [4800.0, 120.0, 6.0, 0.1, 0.004] | 0 | 0 | [650.0, 1116.27, 2350.0, 5840.0, 12790.0] | 0 | 0
Siemens NH-2-400 | Siemens NH-2-400 | 400 | [4800.0, 120.0, 7.0, 0.1, 0.004] | 0 | 0 | [720.0, 1350.0, 2800.0, 6500.0, 15000.0] | 0 | 0
Siemens NH-2-425 | Siemens NH-2-425 | 425 | [4800.0, 120.0, 7.0, 0.1, 0.004] | 0 | 0 | [850.0, 1500.0, 3050.0, 7500.0, 16500.0] | 0 | 0
Siemens NH-2-630 | Siemens NH-2-630 | 630 | [4800.0, 120.0, 7.0, 0.1, 0.004] | 0 | 0 | [1200.0, 2000.0, 4800.0, 12000.0, 26000.0] | 0 | 0

## res_bus
| vm_pu | va_degree | p_mw | q_mvar
0 | 1 | 0 | -0.4606 | -0.1172
1 | 0.99627 | -0.070859 | 0.002083 | 0.00052205
2 | 0.99881 | -0.022695 | 0 | 0
3 | 0.99555 | -0.084488 | 0 | 0
4 | 0.99691 | -0.058864 | 0.0020471 | 0.00051306
5 | 0.99824 | -0.033599 | 0.0036621 | 0.00091782
6 | 0.99545 | -0.086534 | 0 | 0
7 | 0.99461 | -0.10255 | 0 | 0
8 | 0.99548 | -0.086194 | 0 | 0
9 | 0.99824 | -0.033599 | 0.0027726 | 0.00069488
10 | 0.99541 | -0.087335 | 0.0017686 | 0.00044325
11 | 0.99496 | -0.095954 | 0.0021121 | 0.00052934
12 | 0.9947 | -0.10091 | 0 | 0
13 | 0.99408 | -0.11299 | 0 | 0
14 | 0.98852 | -0.21954 | 0.0031702 | 0.00079453
15 | 0.99123 | -0.16736 | 0.013865 | 0.0034749
16 | 0.98726 | -0.24384 | 0 | 0
17 | 0.9869 | -0.25082 | 0 | 0
18 | 0.99543 | -0.087039 | 0 | 0
19 | 0.99536 | -0.088407 | 0.0036595 | 0.00091717
20 | 0.99397 | -0.11512 | 0 | 0
21 | 0.99402 | -0.11416 | 0 | 0
22 | 0.99397 | -0.11519 | 0.00067626 | 0.00016949
23 | 0.98627 | -0.26314 | 0 | 0
24 | 0.98446 | -0.29832 | 0.045848 | 0.011491
25 | 0.98544 | -0.27924 | 0 | 0
26 | 0.98597 | -0.26893 | 0.013942 | 0.0034943
27 | 0.98188 | -0.34851 | 0 | 0
28 | 0.98009 | -0.38341 | 0 | 0
29 | 0.98249 | -0.33655 | 0.0027515 | 0.0006896
30 | 0.98515 | -0.28501 | 0 | 0
31 | 0.98543 | -0.27953 | 0.0023495 | 0.00058885
32 | 0.97885 | -0.4079 | 0.011638 | 0.0029168
33 | 0.98509 | -0.28614 | 0.004919 | 0.0012328
34 | 0.98509 | -0.28605 | 0 | 0
35 | 0.98501 | -0.28769 | 0 | 0
36 | 0.98421 | -0.30373 | 0 | 0
37 | 0.98402 | -0.30741 | 0.0039418 | 0.0009879
38 | 0.98449 | -0.2982 | 0.0004179 | 0.00010473
39 | 0.9892 | -0.20708 | 0 | 0
40 | 0.98797 | -0.23094 | 0 | 0
41 | 0.98937 | -0.20367 | 0.006732 | 0.0016872
42 | 0.98379 | -0.3119 | 0 | 0
43 | 0.98377 | -0.31237 | 0.010754 | 0.0026953
44 | 0.98471 | -0.29393 | 0 | 0
45 | 0.98356 | -0.31638 | 0.013295 | 0.0033322
46 | 0.98381 | -0.31141 | 0 | 0
47 | 0.98637 | -0.2616 | 0.010916 | 0.0027358
48 | 0.98748 | -0.24039 | 0.011085 | 0.0027783
49 | 0.99341 | -0.12583 | 0 | 0
50 | 0.99214 | -0.15019 | 0.0047646 | 0.0011941
51 | 0.99465 | -0.10203 | 0 | 0
52 | 0.99332 | -0.12755 | 0.0034312 | 0.00085993
53 | 0.98254 | -0.33631 | 0 | 0
54 | 0.98262 | -0.33474 | 0 | 0
55 | 0.98214 | -0.34412 | 0.0057473 | 0.0014404
56 | 0.98372 | -0.31317 | 0 | 0
57 | 0.98324 | -0.32261 | 0.010917 | 0.002736
58 | 0.99443 | -0.10627 | 0.0033559 | 0.00084107
59 | 0.99403 | -0.11399 | 0.011505 | 0.0028835
60 | 0.9979 | -0.040126 | 0.0048448 | 0.0012142
61 | 0.98843 | -0.22163 | 0.0046525 | 0.001166
62 | 0.98299 | -0.32678 | 0.0078585 | 0.0019695
63 | 0.97798 | -0.4249 | 0 | 0
64 | 0.97766 | -0.43121 | 0.0026508 | 0.00066437
65 | 0.97815 | -0.42164 | 0 | 0
66 | 0.98509 | -0.28623 | 0.0018575 | 0.00046554
67 | 0.98507 | -0.28646 | 0.0018741 | 0.00046969
68 | 0.98499 | -0.28818 | 0.0035573 | 0.00089154
69 | 0.98343 | -0.31885 | 0.0036214 | 0.0009076
70 | 0.98457 | -0.29665 | 0.00041819 | 0.00010481
71 | 0.99327 | -0.12875 | 0.001727 | 0.00043282
72 | 0.9933 | -0.12816 | 0.0081413 | 0.0020404
73 | 0.9898 | -0.19532 | 0.0028821 | 0.00072232
74 | 0.99319 | -0.12996 | 0.0053425 | 0.001339
75 | 0.98531 | -0.28218 | 0.001981 | 0.00049648
76 | 0.98537 | -0.2811 | 0 | 0
77 | 0.99771 | -0.043805 | 0.003934 | 0.00098597
78 | 0.99782 | -0.041603 | 0.0030842 | 0.00077298
79 | 0.98353 | -0.31689 | 0.0058532 | 0.0014669
80 | 0.98961 | -0.19889 | 0.0047583 | 0.0011925
81 | 0.98438 | -0.3004 | 0.0027602 | 0.00069177
82 | 0.98441 | -0.29976 | 0 | 0
83 | 0.99091 | -0.17394 | 0 | 0
84 | 0.98237 | -0.33965 | 0.009202 | 0.0023062
85 | 0.99398 | -0.11487 | 0.0032036 | 0.0008029
86 | 0.98284 | -0.33038 | 0.0054273 | 0.0013602
87 | 0.9828 | -0.33131 | 0.0045484 | 0.0011399
88 | 0.98331 | -0.32134 | 0.0078184 | 0.0019595
89 | 0.98253 | -0.3365 | 0.011111 | 0.0027846
90 | 0.9933 | -0.12803 | 0.0044049 | 0.001104
91 | 0.99356 | -0.12306 | 0.0031418 | 0.0007874
92 | 0.9936 | -0.12229 | 0.0057278 | 0.0014355
93 | 0.98703 | -0.24879 | 0 | 0
94 | 0.9865 | -0.2591 | 0.0049604 | 0.0012432
95 | 0.98635 | -0.26204 | 0.0034605 | 0.00086727
96 | 0.98614 | -0.26603 | 0.0030119 | 0.00075486
97 | 0.98504 | -0.28755 | 0.0034654 | 0.0008685
98 | 0.98515 | -0.28525 | 0.002794 | 0.00070024
99 | 0.98596 | -0.26949 | 0.0030565 | 0.00076602
100 | 0.99 | -0.19142 | 0.0044948 | 0.0011265
101 | 0.99047 | -0.1823 | 0.0035988 | 0.00090196
102 | 0.99033 | -0.1851 | 0.0062655 | 0.0015703
103 | 0.98225 | -0.342 | 0.0057449 | 0.0014398
104 | 0.98495 | -0.28918 | 0.00049172 | 0.00012324
105 | 0.98498 | -0.28863 | 0.00053452 | 0.00013396
106 | 0.9849 | -0.2902 | 0 | 0
107 | 0.98501 | -0.28807 | 0.00043129 | 0.00010809
108 | 0.98486 | -0.29103 | 0.00053793 | 0.00013482
109 | 0.98489 | -0.29036 | 0.00039726 | 9.9563e-05
110 | 0.98504 | -0.28745 | 0.0025128 | 0.00062976
111 | 0.98524 | -0.28359 | 0 | 0
112 | 0.98508 | -0.28676 | 0.00058818 | 0.00014741
113 | 0.98537 | -0.28101 | 0.0041637 | 0.0010435
114 | 0.98484 | -0.29131 | 0.00035652 | 8.9353e-05
115 | 0.98489 | -0.29038 | 0.00059436 | 0.00014896
116 | 0.98509 | -0.28656 | 0.0028644 | 0.00071789
117 | 0.98498 | -0.28856 | 0.00035893 | 8.9956e-05
118 | 0.9855 | -0.27854 | 0.0038448 | 0.0009636
119 | 0.98483 | -0.2915 | 0.00049406 | 0.00012382
120 | 0.9834 | -0.31957 | 0.00046712 | 0.00011707
121 | 0.9834 | -0.31952 | 0.00045367 | 0.0001137
122 | 0.9834 | -0.31939 | 0.00045011 | 0.00011281
123 | 0.98341 | -0.31924 | 0.00038451 | 9.6368e-05
124 | 0.98342 | -0.31902 | 0.0003925 | 9.837e-05
125 | 0.98482 | -0.29167 | 0.00049532 | 0.00012414
126 | 0.98482 | -0.29179 | 0.00037206 | 9.3246e-05
127 | 0.98482 | -0.29184 | 0.00040901 | 0.00010251
128 | 0.98404 | -0.30688 | 0.0032916 | 0.00082496
129 | 0.98391 | -0.30944 | 0.0022975 | 0.0005758
130 | 0.98381 | -0.31153 | 0.003001 | 0.00075213
131 | 0.98371 | -0.31349 | 0.0024335 | 0.0006099
132 | 0.98364 | -0.31483 | 0.0031032 | 0.00077775
133 | 0.98465 | -0.2951 | 0.00046022 | 0.00011534
134 | 0.98473 | -0.29359 | 0.00037829 | 9.4809e-05
135 | 0.98481 | -0.29195 | 0.00051666 | 0.00012949
136 | 0.98489 | -0.29035 | 0.00043789 | 0.00010974
137 | 0.9858 | -0.27272 | 0.0031857 | 0.00079842
138 | 0.98565 | -0.27565 | 0.0034752 | 0.00087096
139 | 0.98358 | -0.31599 | 0.0026009 | 0.00065184
140 | 0.98348 | -0.31795 | 0 | 0
141 | 0.98343 | -0.3188 | 0.00078437 | 0.00019658
142 | 0.98344 | -0.31874 | 0.00045526 | 0.0001141
143 | 0.98343 | -0.31887 | 0.0035416 | 0.00088761
144 | 0.98338 | -0.31989 | 0 | 0
145 | 0.98331 | -0.32127 | 0.0039463 | 0.00098904
146 | 0.97803 | -0.42391 | 0.016405 | 0.0041116
147 | 0.99998 | 149.9956 | 0 | 0

## res_line
| p_from_mw | q_from_mvar | p_to_mw | q_to_mvar | pl_mw | ql_mvar | i_from_ka | i_to_ka | i_ka | vm_from_pu | va_from_degree | vm_to_pu | va_to_degree | loading_percent
0 | 0.24827 | 0.063519 | -0.24742 | -0.062977 | 0.00084841 | 0.00054212 | 0.36989 | 0.36989 | 0.36989 | 1 | 0 | 0.99627 | -0.070859 | 50.809
1 | 0.21068 | 0.053676 | -0.21045 | -0.053529 | 0.00023041 | 0.00014714 | 0.31381 | 0.31381 | 0.31381 | 1 | 0 | 0.99881 | -0.022695 | 43.1053
2 | 0.24534 | 0.062455 | -0.24518 | -0.062352 | 0.00016112 | 0.00010295 | 0.36678 | 0.36678 | 0.36678 | 0.99627 | -0.070859 | 0.99555 | -0.084488 | 50.3817
3 | 0.19214 | 0.048936 | -0.1918 | -0.048722 | 0.00033457 | 0.00021356 | 0.28652 | 0.28652 | 0.28652 | 0.99881 | -0.022695 | 0.99691 | -0.058864 | 39.3577
4 | 0.018312 | 0.0045935 | -0.018302 | -0.0045878 | 9.514e-06 | 5.6431e-06 | 0.027282 | 0.027283 | 0.027283 | 0.99881 | -0.022695 | 0.99824 | -0.033599 | 7.4952
5 | 0.016081 | 0.0040341 | -0.016079 | -0.0040332 | 1.568e-06 | 9.094e-07 | 0.024036 | 0.024037 | 0.024037 | 0.99555 | -0.084488 | 0.99545 | -0.086534 | 6.6034
6 | 0.2291 | 0.058318 | -0.2289 | -0.05819 | 0.00019929 | 0.00012731 | 0.34274 | 0.34274 | 0.34274 | 0.99555 | -0.084488 | 0.99461 | -0.10255 | 47.08
7 | 0.18976 | 0.048209 | -0.18951 | -0.04805 | 0.00024931 | 0.00015913 | 0.28347 | 0.28347 | 0.28347 | 0.99691 | -0.058864 | 0.99548 | -0.086194 | 38.938
8 | 0.01464 | 0.00367 | -0.01464 | -0.00367 | 1.8882e-11 | 1.2084e-11 | 0.021824 | 0.021824 | 0.021824 | 0.99824 | -0.033599 | 0.99824 | -0.033599 | 5.9955
9 | 0.0017686 | 0.00044295 | -0.0017686 | -0.00044325 | 6.7464e-08 | -2.9143e-07 | 0.0026437 | 0.0026438 | 0.0026438 | 0.99545 | -0.086534 | 0.99541 | -0.087335 | 0.72632
10 | 0.01431 | 0.0035902 | -0.014304 | -0.0035866 | 6.4243e-06 | 3.6252e-06 | 0.021393 | 0.021393 | 0.021393 | 0.99545 | -0.086534 | 0.99496 | -0.095954 | 5.8772
11 | 0.1201 | 0.030586 | -0.11942 | -0.030156 | 0.00067353 | 0.00043035 | 0.17985 | 0.17985 | 0.17985 | 0.99461 | -0.10255 | 0.98852 | -0.21954 | 49.4092
12 | 0.1088 | 0.027604 | -0.10846 | -0.027389 | 0.00033799 | 0.00021587 | 0.16289 | 0.16289 | 0.16289 | 0.99461 | -0.10255 | 0.99123 | -0.16736 | 44.7509
13 | 0.0036599 | 0.00091697 | -0.0036598 | -0.00091704 | 1.4722e-07 | -7.6307e-08 | 0.0054707 | 0.0054707 | 0.0054707 | 0.99548 | -0.086194 | 0.99543 | -0.087039 | 1.5029
14 | 0.18585 | 0.047133 | -0.18571 | -0.047043 | 0.00014138 | 9.0233e-05 | 0.278 | 0.278 | 0.278 | 0.99548 | -0.086194 | 0.99465 | -0.10203 | 38.1866
15 | 0.011868 | 0.0029751 | -0.011864 | -0.0029732 | 3.69e-06 | 1.9507e-06 | 0.017691 | 0.017691 | 0.017691 | 0.99824 | -0.033599 | 0.9979 | -0.040126 | 4.8601
16 | 0.012192 | 0.0030573 | -0.012189 | -0.0030557 | 2.8793e-06 | 1.5429e-06 | 0.018234 | 0.018234 | 0.018234 | 0.99496 | -0.095954 | 0.9947 | -0.10091 | 5.0094
17 | 0.012189 | 0.0030557 | -0.012182 | -0.003052 | 7.0112e-06 | 3.7577e-06 | 0.018234 | 0.018235 | 0.018235 | 0.9947 | -0.10091 | 0.99408 | -0.11299 | 5.0095
18 | 0.012182 | 0.003052 | -0.012181 | -0.0030517 | 5.7865e-07 | 3.1018e-07 | 0.018235 | 0.018235 | 0.018235 | 0.99408 | -0.11299 | 0.99403 | -0.11399 | 5.0095
19 | 0.11625 | 0.029361 | -0.11612 | -0.029275 | 0.00013523 | 8.6396e-05 | 0.17508 | 0.17508 | 0.17508 | 0.98852 | -0.21954 | 0.98726 | -0.24384 | 48.0982
20 | 0.094597 | 0.023914 | -0.094351 | -0.023757 | 0.00024549 | 0.0001567 | 0.14208 | 0.14208 | 0.14208 | 0.99123 | -0.16736 | 0.98843 | -0.22163 | 39.0328
21 | 0.11612 | 0.029275 | -0.11608 | -0.02925 | 3.8794e-05 | 2.4785e-05 | 0.17508 | 0.17508 | 0.17508 | 0.98726 | -0.24384 | 0.9869 | -0.25082 | 48.0982
22 | 0.028536 | 0.0071628 | -0.028519 | -0.0071524 | 1.6746e-05 | 1.0409e-05 | 0.043029 | 0.043029 | 0.043029 | 0.9869 | -0.25082 | 0.98627 | -0.26314 | 11.8213
23 | 0.087544 | 0.022087 | -0.087346 | -0.02196 | 0.0001986 | 0.00012672 | 0.13205 | 0.13205 | 0.13205 | 0.9869 | -0.25082 | 0.98446 | -0.29832 | 36.277
24 | 0.0036598 | 0.00091704 | -0.0036595 | -0.00091717 | 2.386e-07 | -1.2364e-07 | 0.0054707 | 0.0054708 | 0.0054708 | 0.99543 | -0.087039 | 0.99536 | -0.088407 | 1.503
25 | -0.00067626 | -0.00016942 | 0.0006763 | 0.0001684 | 3.085e-08 | -1.0211e-06 | 0.0010124 | 0.001012 | 0.0010124 | 0.99397 | -0.11512 | 0.99402 | -0.11416 | 0.27812
26 | 0.00067626 | 0.00016942 | -0.00067626 | -0.00016949 | 2.1445e-09 | -7.0946e-08 | 0.0010124 | 0.0010124 | 0.0010124 | 0.99397 | -0.11512 | 0.99397 | -0.11519 | 0.27813
27 | -0.0006763 | -0.0001684 | 0.0006763 | 0.00016821 | 5.5449e-09 | -1.8362e-07 | 0.001012 | 0.0010119 | 0.001012 | 0.99402 | -0.11416 | 0.99403 | -0.11399 | 0.27802
28 | 0.014573 | 0.003656 | -0.014562 | -0.0036496 | 1.1177e-05 | 6.367e-06 | 0.021988 | 0.021988 | 0.021988 | 0.98627 | -0.26314 | 0.98544 | -0.27924 | 6.0408
29 | 0.013946 | 0.0034964 | -0.013942 | -0.0034943 | 3.8503e-06 | 2.1684e-06 | 0.021041 | 0.021041 | 0.021041 | 0.98627 | -0.26314 | 0.98597 | -0.26893 | 5.7806
30 | 0.041497 | 0.01047 | -0.041441 | -0.010434 | 5.6477e-05 | 3.566e-05 | 0.062748 | 0.062748 | 0.062748 | 0.98446 | -0.29832 | 0.98299 | -0.32678 | 17.2385
31 | 0.012212 | 0.0030609 | -0.012209 | -0.003059 | 3.3598e-06 | 1.8147e-06 | 0.018441 | 0.018441 | 0.018441 | 0.98544 | -0.27924 | 0.98515 | -0.28501 | 5.0661
32 | 0.0023496 | 0.00058878 | -0.0023495 | -0.00058885 | 3.2791e-08 | -6.7518e-08 | 0.0035478 | 0.0035478 | 0.0035478 | 0.98544 | -0.27924 | 0.98543 | -0.27953 | 0.97468
33 | 0.030797 | 0.0077541 | -0.030746 | -0.007722 | 5.1291e-05 | 3.2034e-05 | 0.046685 | 0.046685 | 0.046685 | 0.98188 | -0.34851 | 0.98009 | -0.38341 | 12.8257
34 | -0.030797 | -0.0077541 | 0.030815 | 0.0077651 | 1.7619e-05 | 1.1003e-05 | 0.046685 | 0.046685 | 0.046685 | 0.98188 | -0.34851 | 0.98249 | -0.33655 | 12.8256
35 | 0.030746 | 0.007722 | -0.03071 | -0.0076996 | 3.5883e-05 | 2.2412e-05 | 0.046685 | 0.046686 | 0.046686 | 0.98009 | -0.38341 | 0.97885 | -0.4079 | 12.8257
36 | -0.033566 | -0.0084547 | 0.033582 | 0.0084645 | 1.5684e-05 | 9.8326e-06 | 0.050852 | 0.050852 | 0.050852 | 0.98249 | -0.33655 | 0.98299 | -0.32678 | 13.9704
37 | 0.0049192 | 0.0012328 | -0.004919 | -0.0012328 | 2.6426e-07 | 6.6173e-09 | 0.0074303 | 0.0074303 | 0.0074303 | 0.98515 | -0.28501 | 0.98509 | -0.28614 | 2.0413
38 | 0.0037319 | 0.00093497 | -0.0037317 | -0.00093505 | 1.8542e-07 | -7.9465e-08 | 0.0056367 | 0.0056368 | 0.0056368 | 0.98515 | -0.28501 | 0.98509 | -0.28605 | 1.5486
39 | 0.0035578 | 0.00089125 | -0.0035574 | -0.00089149 | 4.5389e-07 | -2.431e-07 | 0.0053737 | 0.0053739 | 0.0053739 | 0.98515 | -0.28501 | 0.98501 | -0.28769 | 1.4764
40 | 0.019072 | 0.0047828 | -0.019059 | -0.0047753 | 1.2481e-05 | 7.4907e-06 | 0.028993 | 0.028994 | 0.028994 | 0.97885 | -0.4079 | 0.97815 | -0.42164 | 7.9653
41 | 0.0018576 | 0.00046549 | -0.0018575 | -0.00046554 | 1.5902e-08 | -5.8392e-08 | 0.0028059 | 0.0028059 | 0.0028059 | 0.98509 | -0.28605 | 0.98509 | -0.28623 | 0.77085
42 | 0.0018741 | 0.00046956 | -0.0018741 | -0.00046969 | 3.6589e-08 | -1.3158e-07 | 0.0028309 | 0.0028309 | 0.0028309 | 0.98509 | -0.28605 | 0.98507 | -0.28646 | 0.77773
43 | 0.0035574 | 0.00089149 | -0.0035573 | -0.00089154 | 8.2967e-08 | -4.4415e-08 | 0.0053739 | 0.005374 | 0.005374 | 0.98501 | -0.28769 | 0.98499 | -0.28818 | 1.4764
44 | 0.011516 | 0.002887 | -0.011514 | -0.002886 | 2.0219e-06 | 1.0681e-06 | 0.017411 | 0.017411 | 0.017411 | 0.98421 | -0.30373 | 0.98402 | -0.30741 | 4.7834
45 | -0.011516 | -0.002887 | 0.011519 | 0.0028886 | 3.032e-06 | 1.6015e-06 | 0.017411 | 0.017411 | 0.017411 | 0.98421 | -0.30373 | 0.98449 | -0.2982 | 4.7833
46 | 0.0075723 | 0.0018981 | -0.0075681 | -0.0018965 | 4.1253e-06 | 1.5751e-06 | 0.011451 | 0.011451 | 0.011451 | 0.98402 | -0.30741 | 0.98343 | -0.31885 | 3.1459
47 | -0.011937 | -0.0029934 | 0.011938 | 0.0029938 | 8.8513e-07 | 4.7428e-07 | 0.018043 | 0.018043 | 0.018043 | 0.98449 | -0.2982 | 0.98457 | -0.29665 | 4.9568
48 | 0.011103 | 0.0027874 | -0.01109 | -0.0027808 | 1.2622e-05 | 6.5316e-06 | 0.016704 | 0.016704 | 0.016704 | 0.9892 | -0.20708 | 0.98797 | -0.23094 | 4.589
49 | -0.011103 | -0.0027874 | 0.011105 | 0.0027883 | 1.81e-06 | 9.3626e-07 | 0.016704 | 0.016703 | 0.016704 | 0.9892 | -0.20708 | 0.98937 | -0.20367 | 4.5889
50 | 0.01109 | 0.0027808 | -0.011085 | -0.0027783 | 4.9921e-06 | 2.5843e-06 | 0.016704 | 0.016704 | 0.016704 | 0.98797 | -0.23094 | 0.98748 | -0.24039 | 4.5891
51 | -0.017837 | -0.0044755 | 0.017844 | 0.0044797 | 7.0978e-06 | 4.2047e-06 | 0.026828 | 0.026828 | 0.026828 | 0.98937 | -0.20367 | 0.9898 | -0.19532 | 7.3704
52 | 0.010755 | 0.0026954 | -0.010754 | -0.0026953 | 2.3748e-07 | 1.216e-07 | 0.016267 | 0.016267 | 0.016267 | 0.98379 | -0.3119 | 0.98377 | -0.31237 | 4.4689
53 | -0.024053 | -0.0060291 | 0.024073 | 0.0060418 | 2.0614e-05 | 1.2665e-05 | 0.036381 | 0.036381 | 0.036381 | 0.98379 | -0.3119 | 0.98471 | -0.29393 | 9.9948
54 | 0.013298 | 0.0033337 | -0.013295 | -0.0033322 | 2.8355e-06 | 1.5775e-06 | 0.020114 | 0.020115 | 0.020115 | 0.98379 | -0.3119 | 0.98356 | -0.31638 | 5.526
55 | 0.066488 | 0.016706 | -0.066432 | -0.016671 | 5.5405e-05 | 3.5273e-05 | 0.10049 | 0.10049 | 0.10049 | 0.98471 | -0.29393 | 0.98381 | -0.31141 | 27.6062
56 | -0.090561 | -0.022748 | 0.090701 | 0.022837 | 0.00013994 | 8.931e-05 | 0.13687 | 0.13687 | 0.13687 | 0.98471 | -0.29393 | 0.98637 | -0.2616 | 37.6009
57 | 0.034786 | 0.0087281 | -0.034777 | -0.0087224 | 9.1007e-06 | 5.7132e-06 | 0.052617 | 0.052617 | 0.052617 | 0.98381 | -0.31141 | 0.98353 | -0.31689 | 14.4552
58 | 0.031647 | 0.0079429 | -0.031644 | -0.0079413 | 2.6682e-06 | 1.6682e-06 | 0.047869 | 0.04787 | 0.04787 | 0.98381 | -0.31141 | 0.98372 | -0.31317 | 13.151
59 | -0.10162 | -0.025573 | 0.10192 | 0.025768 | 0.00030555 | 0.00019511 | 0.15333 | 0.15333 | 0.15333 | 0.98637 | -0.2616 | 0.98961 | -0.19889 | 42.1249
60 | 0.14702 | 0.037268 | -0.14685 | -0.037159 | 0.0001719 | 0.00010953 | 0.22037 | 0.22037 | 0.22037 | 0.99341 | -0.12583 | 0.99214 | -0.15019 | 30.2709
61 | -0.1558 | -0.039468 | 0.15598 | 0.039581 | 0.00017828 | 0.00011365 | 0.23352 | 0.23352 | 0.23352 | 0.99341 | -0.12583 | 0.99465 | -0.10203 | 32.0764
62 | 0.008775 | 0.0021993 | -0.0087743 | -0.0021989 | 7.1893e-07 | 3.1646e-07 | 0.013144 | 0.013144 | 0.013144 | 0.99341 | -0.12583 | 0.99332 | -0.12755 | 3.611
63 | 0.14209 | 0.035965 | -0.14192 | -0.035862 | 0.00016181 | 0.00010307 | 0.21323 | 0.21323 | 0.21323 | 0.99214 | -0.15019 | 0.99091 | -0.17394 | 29.2894
64 | 0.029731 | 0.0074616 | -0.029725 | -0.0074579 | 6.0102e-06 | 3.7414e-06 | 0.044482 | 0.044482 | 0.044482 | 0.99465 | -0.10203 | 0.99443 | -0.10627 | 12.2204
65 | 0.0053431 | 0.001339 | -0.0053425 | -0.001339 | 6.1531e-07 | 6.2311e-08 | 0.0080041 | 0.0080042 | 0.0080042 | 0.99332 | -0.12755 | 0.99319 | -0.12996 | 2.199
66 | -0.0057494 | -0.0014408 | 0.0057498 | 0.0014409 | 4.293e-07 | 8.3492e-08 | 0.0087072 | 0.0087071 | 0.0087072 | 0.98254 | -0.33631 | 0.98262 | -0.33474 | 2.3921
67 | 0.0057494 | 0.0014408 | -0.0057473 | -0.0014404 | 2.1394e-06 | 4.1658e-07 | 0.0087072 | 0.0087075 | 0.0087075 | 0.98254 | -0.33631 | 0.98214 | -0.34412 | 2.3922
68 | -0.020701 | -0.0051891 | 0.020713 | 0.0051963 | 1.197e-05 | 7.2489e-06 | 0.031348 | 0.031348 | 0.031348 | 0.98262 | -0.33474 | 0.98324 | -0.32261 | 8.6122
69 | 0.014951 | 0.0037482 | -0.014948 | -0.0037462 | 3.4993e-06 | 2.009e-06 | 0.022641 | 0.022641 | 0.022641 | 0.98262 | -0.33474 | 0.98237 | -0.33965 | 6.2201
70 | 0.031644 | 0.0079413 | -0.03163 | -0.0079323 | 1.4237e-05 | 8.9015e-06 | 0.04787 | 0.04787 | 0.04787 | 0.98372 | -0.31317 | 0.98324 | -0.32261 | 13.151
71 | 0.026369 | 0.0066168 | -0.026359 | -0.0066101 | 1.0806e-05 | 6.6758e-06 | 0.039461 | 0.039461 | 0.039461 | 0.99443 | -0.10627 | 0.99398 | -0.11487 | 10.8409
72 | 0.0070192 | 0.0017589 | -0.0070187 | -0.0017588 | 4.9385e-07 | 1.5902e-07 | 0.010467 | 0.010467 | 0.010467 | 0.9979 | -0.040126 | 0.99782 | -0.041603 | 2.8754
73 | 0.089699 | 0.022591 | -0.089582 | -0.022517 | 0.00011632 | 7.4229e-05 | 0.13508 | 0.13508 | 0.13508 | 0.98843 | -0.22163 | 0.98703 | -0.24879 | 37.1086
74 | 0.0026516 | 0.00066324 | -0.0026508 | -0.00066437 | 7.9639e-07 | -1.127e-06 | 0.004034 | 0.0040346 | 0.0040346 | 0.97798 | -0.4249 | 0.97766 | -0.43121 | 1.1084
75 | -0.0026516 | -0.00066324 | 0.0026521 | 0.00066266 | 4.1066e-07 | -5.8177e-07 | 0.004034 | 0.0040337 | 0.004034 | 0.97798 | -0.4249 | 0.97815 | -0.42164 | 1.1083
76 | 0.016407 | 0.0041126 | -0.016405 | -0.0041116 | 1.7779e-06 | 1.0423e-06 | 0.02496 | 0.02496 | 0.02496 | 0.97815 | -0.42164 | 0.97803 | -0.42391 | 6.8571
77 | 0.0039468 | 0.0009889 | -0.0039466 | -0.00098896 | 1.9544e-07 | -6.0337e-08 | 0.0059717 | 0.0059718 | 0.0059718 | 0.98343 | -0.31885 | 0.98338 | -0.31989 | 1.6406
78 | -0.012356 | -0.0030987 | 0.012357 | 0.0030992 | 9.1384e-07 | 4.9599e-07 | 0.018675 | 0.018675 | 0.018675 | 0.98457 | -0.29665 | 0.98465 | -0.2951 | 5.1304
79 | -0.001727 | -0.00043282 | 0.001727 | 0.0004326 | 4.8632e-08 | -2.1966e-07 | 0.0025872 | 0.0025871 | 0.0025872 | 0.99327 | -0.12875 | 0.9933 | -0.12816 | 0.71077
80 | -0.0098683 | -0.002473 | 0.0098683 | 0.002473 | 6.2979e-08 | 3.0359e-08 | 0.014783 | 0.014783 | 0.014783 | 0.9933 | -0.12816 | 0.9933 | -0.12803 | 4.0613
81 | -0.020726 | -0.005202 | 0.02073 | 0.0052044 | 3.8572e-06 | 2.3325e-06 | 0.031161 | 0.031161 | 0.031161 | 0.9898 | -0.19532 | 0.99 | -0.19142 | 8.5607
82 | -0.001981 | -0.00049648 | 0.0019811 | 0.00049616 | 1.0114e-07 | -3.1914e-07 | 0.0029917 | 0.0029915 | 0.0029917 | 0.98531 | -0.28218 | 0.98537 | -0.2811 | 0.82188
83 | 0.029923 | 0.0075131 | -0.029914 | -0.0075073 | 9.197e-06 | 5.7331e-06 | 0.045192 | 0.045192 | 0.045192 | 0.98537 | -0.2811 | 0.98504 | -0.28755 | 12.4155
84 | 0.01329 | 0.0033307 | -0.013287 | -0.0033292 | 2.6249e-06 | 1.4586e-06 | 0.020069 | 0.020069 | 0.020069 | 0.98537 | -0.2811 | 0.98515 | -0.28525 | 5.5134
85 | -0.045194 | -0.01134 | 0.045241 | 0.01137 | 4.7462e-05 | 3.0029e-05 | 0.068253 | 0.068253 | 0.068253 | 0.98537 | -0.2811 | 0.9865 | -0.2591 | 18.7507
86 | -0.003934 | -0.00098597 | 0.0039345 | 0.00098581 | 4.1249e-07 | -1.5333e-07 | 0.0058674 | 0.0058672 | 0.0058674 | 0.99771 | -0.043805 | 0.99782 | -0.041603 | 1.6119
87 | 0.028924 | 0.0072554 | -0.028917 | -0.0072516 | 6.1272e-06 | 3.8131e-06 | 0.043762 | 0.043762 | 0.043762 | 0.98353 | -0.31689 | 0.98331 | -0.32134 | 12.0224
88 | -0.10668 | -0.026961 | 0.10675 | 0.027006 | 7.0597e-05 | 4.5088e-05 | 0.16049 | 0.16049 | 0.16049 | 0.98961 | -0.19889 | 0.99033 | -0.1851 | 44.0905
89 | -0.0027602 | -0.00069177 | 0.0027603 | 0.00069166 | 8.3401e-08 | -1.0904e-07 | 0.0041724 | 0.0041723 | 0.0041724 | 0.98438 | -0.3004 | 0.98441 | -0.29976 | 1.1463
90 | 0.023673 | 0.0059376 | -0.023665 | -0.0059327 | 8.0309e-06 | 4.9273e-06 | 0.035785 | 0.035785 | 0.035785 | 0.98441 | -0.29976 | 0.98404 | -0.30688 | 9.8312
91 | -0.026433 | -0.0066293 | 0.026449 | 0.0066388 | 1.5397e-05 | 9.5268e-06 | 0.039958 | 0.039958 | 0.039958 | 0.98441 | -0.29976 | 0.98504 | -0.28755 | 10.9774
92 | 0.11308 | 0.028615 | -0.11302 | -0.028576 | 6.0531e-05 | 3.8668e-05 | 0.1699 | 0.1699 | 0.1699 | 0.99091 | -0.17394 | 0.99033 | -0.1851 | 46.6768
93 | 0.028846 | 0.0072467 | -0.028834 | -0.0072396 | 1.1512e-05 | 7.1571e-06 | 0.043323 | 0.043323 | 0.043323 | 0.99091 | -0.17394 | 0.99047 | -0.1823 | 11.902
94 | 0.0057455 | 0.0014399 | -0.0057449 | -0.0014398 | 6.4313e-07 | 1.2496e-07 | 0.0087029 | 0.008703 | 0.008703 | 0.98237 | -0.33965 | 0.98225 | -0.342 | 2.3909
95 | 0.023155 | 0.0058072 | -0.023147 | -0.0058022 | 8.186e-06 | 5.0037e-06 | 0.034665 | 0.034665 | 0.034665 | 0.99398 | -0.11487 | 0.9936 | -0.12229 | 9.5234
96 | 0.015663 | 0.0039264 | -0.015662 | -0.003926 | 6.9267e-07 | 4.0169e-07 | 0.023713 | 0.023713 | 0.023713 | 0.98284 | -0.33038 | 0.9828 | -0.33131 | 6.5147
97 | -0.02109 | -0.0052866 | 0.021099 | 0.0052921 | 9.0891e-06 | 5.5156e-06 | 0.03193 | 0.03193 | 0.03193 | 0.98284 | -0.33038 | 0.98331 | -0.32134 | 8.7721
98 | 0.011114 | 0.0027861 | -0.011111 | -0.0027846 | 2.7512e-06 | 1.4325e-06 | 0.016827 | 0.016827 | 0.016827 | 0.9828 | -0.33131 | 0.98253 | -0.3365 | 4.6228
99 | -0.014273 | -0.003577 | 0.014277 | 0.0035789 | 3.3788e-06 | 1.9072e-06 | 0.021382 | 0.021382 | 0.021382 | 0.9933 | -0.12803 | 0.99356 | -0.12306 | 5.8741
100 | -0.017418 | -0.0043663 | 0.017419 | 0.0043667 | 6.406e-07 | 3.7747e-07 | 0.026087 | 0.026087 | 0.026087 | 0.99356 | -0.12306 | 0.9936 | -0.12229 | 7.1668
101 | 0.050227 | 0.012629 | -0.050202 | -0.012613 | 2.4725e-05 | 1.5677e-05 | 0.075735 | 0.075735 | 0.075735 | 0.98703 | -0.24879 | 0.9865 | -0.2591 | 20.8063
102 | 0.039356 | 0.0098878 | -0.039331 | -0.0098721 | 2.4873e-05 | 1.5678e-05 | 0.05934 | 0.059341 | 0.059341 | 0.98703 | -0.24879 | 0.98635 | -0.26204 | 16.3024
103 | 0.03587 | 0.0090049 | -0.035864 | -0.0090006 | 6.8192e-06 | 4.2851e-06 | 0.05412 | 0.05412 | 0.05412 | 0.98635 | -0.26204 | 0.98614 | -0.26603 | 14.8682
104 | 0.032852 | 0.0082457 | -0.032846 | -0.0082423 | 5.4296e-06 | 3.3998e-06 | 0.049575 | 0.049575 | 0.049575 | 0.98614 | -0.26603 | 0.98596 | -0.26949 | 13.6196
105 | 0.010493 | 0.002629 | -0.010492 | -0.0026287 | 6.5594e-07 | 3.3114e-07 | 0.015849 | 0.015849 | 0.015849 | 0.98515 | -0.28525 | 0.98509 | -0.28656 | 4.3541
106 | 0.02979 | 0.0074763 | -0.029785 | -0.0074734 | 4.5854e-06 | 2.8575e-06 | 0.044963 | 0.044963 | 0.044963 | 0.98596 | -0.26949 | 0.9858 | -0.27272 | 12.3524
107 | -0.025225 | -0.0063308 | 0.025236 | 0.0063376 | 1.0975e-05 | 6.7619e-06 | 0.037917 | 0.037917 | 0.037917 | 0.99 | -0.19142 | 0.99047 | -0.1823 | 10.4167
108 | -0.0041486 | -0.0010389 | 0.0041487 | 0.0010388 | 1.0956e-07 | -2.4557e-08 | 0.0062672 | 0.0062671 | 0.0062672 | 0.98495 | -0.28918 | 0.98498 | -0.28863 | 1.7217
109 | 0.0036569 | 0.00091561 | -0.0036567 | -0.0009157 | 1.7641e-07 | -8.3278e-08 | 0.0055243 | 0.0055244 | 0.0055244 | 0.98495 | -0.28918 | 0.9849 | -0.2902 | 1.5177
110 | -0.0046832 | -0.0011728 | 0.0046833 | 0.0011728 | 1.2506e-07 | -4.774e-09 | 0.0070746 | 0.0070746 | 0.0070746 | 0.98498 | -0.28863 | 0.98501 | -0.28807 | 1.9436
111 | 0.0026651 | 0.00066731 | -0.002665 | -0.00066746 | 1.0551e-07 | -1.5334e-07 | 0.0040262 | 0.0040263 | 0.0040263 | 0.9849 | -0.2902 | 0.98486 | -0.29103 | 1.1061
112 | 0.00099162 | 0.00024839 | -0.00099162 | -0.0002485 | 7.9032e-09 | -1.1444e-07 | 0.0014981 | 0.0014982 | 0.0014982 | 0.9849 | -0.2902 | 0.98489 | -0.29036 | 0.41158
113 | -0.0051146 | -0.0012809 | 0.0051148 | 0.0012809 | 1.512e-07 | 1.0787e-08 | 0.0077261 | 0.0077261 | 0.0077261 | 0.98501 | -0.28807 | 0.98504 | -0.28745 | 2.1226
114 | 0.002127 | 0.00053265 | -0.002127 | -0.00053272 | 2.853e-08 | -7.5484e-08 | 0.0032136 | 0.0032136 | 0.0032136 | 0.98486 | -0.29103 | 0.98484 | -0.29131 | 0.88286
115 | 0.00059436 | 0.00014894 | -0.00059436 | -0.00014896 | 5.0711e-10 | -2.1017e-08 | 0.00089797 | 0.00089798 | 0.00089798 | 0.98489 | -0.29036 | 0.98489 | -0.29038 | 0.2467
116 | -0.0076276 | -0.0019106 | 0.0076279 | 0.0019108 | 3.205e-07 | 1.2316e-07 | 0.011522 | 0.011522 | 0.011522 | 0.98504 | -0.28745 | 0.98509 | -0.28656 | 3.1654
117 | 0.015105 | 0.0037903 | -0.015103 | -0.003789 | 2.2826e-06 | 1.312e-06 | 0.022815 | 0.022815 | 0.022815 | 0.98524 | -0.28359 | 0.98508 | -0.28676 | 6.2678
118 | -0.015105 | -0.0037903 | 0.015107 | 0.0037913 | 1.8646e-06 | 1.0717e-06 | 0.022815 | 0.022815 | 0.022815 | 0.98524 | -0.28359 | 0.98537 | -0.28101 | 6.2678
119 | 0.014514 | 0.0036415 | -0.014513 | -0.0036408 | 1.2412e-06 | 7.0672e-07 | 0.021926 | 0.021926 | 0.021926 | 0.98508 | -0.28676 | 0.98498 | -0.28856 | 6.0237
120 | -0.01927 | -0.0048349 | 0.019273 | 0.0048362 | 2.2695e-06 | 1.3614e-06 | 0.029102 | 0.029102 | 0.029102 | 0.98537 | -0.28101 | 0.9855 | -0.27854 | 7.9951
121 | 0.0017705 | 0.00044337 | -0.0017705 | -0.00044344 | 1.6407e-08 | -6.7304e-08 | 0.0026749 | 0.002675 | 0.002675 | 0.98484 | -0.29131 | 0.98483 | -0.2915 | 0.73488
122 | 0.014154 | 0.0035509 | -0.014153 | -0.0035502 | 1.2123e-06 | 6.8588e-07 | 0.021384 | 0.021384 | 0.021384 | 0.98498 | -0.28856 | 0.98489 | -0.29035 | 5.8747
123 | -0.023117 | -0.0057998 | 0.023121 | 0.0058018 | 3.1803e-06 | 1.9467e-06 | 0.034907 | 0.034907 | 0.034907 | 0.9855 | -0.27854 | 0.98565 | -0.27565 | 9.59
124 | 0.0012764 | 0.00031961 | -0.0012764 | -0.0003197 | 1.0293e-08 | -8.7324e-08 | 0.0019285 | 0.0019285 | 0.0019285 | 0.98483 | -0.2915 | 0.98482 | -0.29167 | 0.52981
125 | -0.00046712 | -0.00011707 | 0.00046712 | 0.00011699 | 1.2688e-09 | -8.5114e-08 | 0.00070681 | 0.00070678 | 0.00070681 | 0.9834 | -0.31957 | 0.9834 | -0.31952 | 0.19418
126 | -0.00092078 | -0.00023068 | 0.00092079 | 0.0002306 | 5.2865e-09 | -8.8761e-08 | 0.0013932 | 0.0013932 | 0.0013932 | 0.9834 | -0.31952 | 0.9834 | -0.31939 | 0.38276
127 | -0.0013709 | -0.00034341 | 0.0013709 | 0.00034333 | 1.0336e-08 | -7.4662e-08 | 0.0020743 | 0.0020743 | 0.0020743 | 0.9834 | -0.31939 | 0.98341 | -0.31924 | 0.56986
128 | -0.0017554 | -0.0004397 | 0.0017554 | 0.00043962 | 1.7728e-08 | -7.368e-08 | 0.0026561 | 0.002656 | 0.0026561 | 0.98341 | -0.31924 | 0.98342 | -0.31902 | 0.72969
129 | -0.0021479 | -0.00053799 | 0.002148 | 0.00053792 | 2.8866e-08 | -7.3997e-08 | 0.0032499 | 0.0032499 | 0.0032499 | 0.98342 | -0.31902 | 0.98344 | -0.31874 | 0.89284
130 | 0.00078107 | 0.00019556 | -0.00078107 | -0.00019566 | 4.2658e-09 | -1.012e-07 | 0.0011801 | 0.0011801 | 0.0011801 | 0.98482 | -0.29167 | 0.98482 | -0.29179 | 0.32421
131 | 0.00040902 | 0.00010242 | -0.00040901 | -0.00010251 | 1.0374e-09 | -9.1506e-08 | 0.00061797 | 0.000618 | 0.000618 | 0.98482 | -0.29179 | 0.98482 | -0.29184 | 0.16978
132 | 0.020373 | 0.0051077 | -0.020371 | -0.0051062 | 2.4846e-06 | 1.5015e-06 | 0.030808 | 0.030808 | 0.030808 | 0.98404 | -0.30688 | 0.98391 | -0.30944 | 8.4637
133 | 0.018073 | 0.0045304 | -0.018072 | -0.0045294 | 1.8002e-06 | 1.0705e-06 | 0.027333 | 0.027333 | 0.027333 | 0.98391 | -0.30944 | 0.98381 | -0.31153 | 7.5092
134 | 0.015071 | 0.0037772 | -0.015069 | -0.0037764 | 1.4028e-06 | 8.0637e-07 | 0.022794 | 0.022794 | 0.022794 | 0.98381 | -0.31153 | 0.98371 | -0.31349 | 6.2622
135 | 0.012636 | 0.0031665 | -0.012635 | -0.0031661 | 8.1061e-07 | 4.4368e-07 | 0.019113 | 0.019113 | 0.019113 | 0.98371 | -0.31349 | 0.98364 | -0.31483 | 5.2509
136 | 0.0095315 | 0.0023883 | -0.009531 | -0.0023881 | 5.2389e-07 | 2.5e-07 | 0.014419 | 0.014419 | 0.014419 | 0.98364 | -0.31483 | 0.98358 | -0.31599 | 3.9612
137 | -0.012817 | -0.0032145 | 0.012818 | 0.003215 | 9.2227e-07 | 5.0687e-07 | 0.01937 | 0.01937 | 0.01937 | 0.98465 | -0.2951 | 0.98473 | -0.29359 | 5.3215
138 | -0.013196 | -0.0033098 | 0.013197 | 0.0033104 | 1.0269e-06 | 5.6963e-07 | 0.019942 | 0.019942 | 0.019942 | 0.98473 | -0.29359 | 0.98481 | -0.29195 | 5.4785
139 | -0.013714 | -0.0034399 | 0.013715 | 0.0034405 | 1.0465e-06 | 5.8707e-07 | 0.020723 | 0.020722 | 0.020723 | 0.98481 | -0.29195 | 0.98489 | -0.29035 | 5.693
140 | 0.0266 | 0.006675 | -0.026596 | -0.0066727 | 3.7148e-06 | 2.2991e-06 | 0.040154 | 0.040154 | 0.040154 | 0.9858 | -0.27272 | 0.98565 | -0.27565 | 11.0313
141 | 0.0069301 | 0.0017362 | -0.0069295 | -0.001736 | 6.4816e-07 | 2.1526e-07 | 0.010484 | 0.010484 | 0.010484 | 0.98358 | -0.31599 | 0.98348 | -0.31795 | 2.8803
142 | 0.0043262 | 0.0010842 | -0.004326 | -0.0010842 | 1.7523e-07 | -2.6243e-08 | 0.0065455 | 0.0065456 | 0.0065456 | 0.98348 | -0.31795 | 0.98343 | -0.3188 | 1.7982
143 | 0.0026033 | 0.00065187 | -0.0026032 | -0.00065202 | 9.8184e-08 | -1.5132e-07 | 0.0039387 | 0.0039387 | 0.0039387 | 0.98348 | -0.31795 | 0.98344 | -0.31874 | 1.0821
144 | 0.0035416 | 0.0008876 | -0.0035416 | -0.00088761 | 1.2023e-08 | -6.4717e-09 | 0.0053587 | 0.0053588 | 0.0053588 | 0.98343 | -0.3188 | 0.98343 | -0.31887 | 1.4722
145 | 0.0039466 | 0.00098896 | -0.0039463 | -0.00098904 | 2.589e-07 | -7.9892e-08 | 0.0059718 | 0.0059719 | 0.0059719 | 0.98338 | -0.31989 | 0.98331 | -0.32127 | 1.6406

## res_trafo
| p_hv_mw | q_hv_mvar | p_lv_mw | q_lv_mvar | pl_mw | ql_mvar | i_hv_ka | i_lv_ka | vm_hv_pu | va_hv_degree | vm_lv_pu | va_lv_degree | loading_percent
0 | -1.2729e-15 | -1.3162e-15 | 0.00165 | 1.2699e-07 | 0.00165 | 1.2699e-07 | 5.2857e-17 | 0.0023815 | 0.99998 | 149.9956 | 1 | 0 | 0.2619

## res_ext_grid
| p_mw | q_mvar
0 | 0.46203 | 0.11755

## res_load
| p_mw | q_mvar
0 | 0.0014313 | 0.00035871
1 | 0.002083 | 0.00052205
2 | 0.0020471 | 0.00051306
3 | 0.0036621 | 0.00091782
4 | 0.0027726 | 0.00069488
5 | 0.0017686 | 0.00044325
6 | 0.0021121 | 0.00052934
7 | 0.0031702 | 0.00079453
8 | 0.013865 | 0.0034749
9 | 0.0036595 | 0.00091717
10 | 0.00067626 | 0.00016949
11 | 0.045848 | 0.011491
12 | 0.013942 | 0.0034943
13 | 0.0027515 | 0.0006896
14 | 0.0023495 | 0.00058885
15 | 0.011638 | 0.0029168
16 | 0.004919 | 0.0012328
17 | 0.0039418 | 0.0009879
18 | 0.0004179 | 0.00010473
19 | 0.006732 | 0.0016872
20 | 0.010754 | 0.0026953
21 | 0.013295 | 0.0033322
22 | 0.010916 | 0.0027358
23 | 0.011085 | 0.0027783
24 | 0.0047646 | 0.0011941
25 | 0.0034312 | 0.00085993
26 | 0.0057473 | 0.0014404
27 | 0.010917 | 0.002736
28 | 0.0033559 | 0.00084107
29 | 0.011505 | 0.0028835
30 | 0.0048448 | 0.0012142
31 | 0.0046525 | 0.001166
32 | 0.0078585 | 0.0019695
33 | 0.0026508 | 0.00066437
34 | 0.0018575 | 0.00046554
35 | 0.0018741 | 0.00046969
36 | 0.0035573 | 0.00089154
37 | 0.0036214 | 0.0009076
38 | 0.00041819 | 0.00010481
39 | 0.001727 | 0.00043282
40 | 0.0081413 | 0.0020404
41 | 0.0028821 | 0.00072232
42 | 0.0053425 | 0.001339
43 | 0.001981 | 0.00049648
44 | 0.003934 | 0.00098597
45 | 0.0030842 | 0.00077298
46 | 0.0058532 | 0.0014669
47 | 0.0047583 | 0.0011925
48 | 0.0027602 | 0.00069177
49 | 0.009202 | 0.0023062
50 | 0.0032036 | 0.0008029
51 | 0.0054273 | 0.0013602
52 | 0.0045484 | 0.0011399
53 | 0.0078184 | 0.0019595
54 | 0.011111 | 0.0027846
55 | 0.0044049 | 0.001104
56 | 0.0031418 | 0.0007874
57 | 0.0057278 | 0.0014355
58 | 0.0049604 | 0.0012432
59 | 0.0034605 | 0.00086727
60 | 0.0030119 | 0.00075486
61 | 0.0034654 | 0.0008685
62 | 0.002794 | 0.00070024
63 | 0.0030565 | 0.00076602
64 | 0.0044948 | 0.0011265
65 | 0.0035988 | 0.00090196
66 | 0.0062655 | 0.0015703
67 | 0.0057449 | 0.0014398
68 | 0.00049172 | 0.00012324
69 | 0.00053452 | 0.00013396
70 | 0.00043129 | 0.00010809
71 | 0.00053793 | 0.00013482
72 | 0.00039726 | 9.9563e-05
73 | 0.0025128 | 0.00062976
74 | 0.00058818 | 0.00014741
75 | 0.0041637 | 0.0010435
76 | 0.00035652 | 8.9353e-05
77 | 0.00059436 | 0.00014896
78 | 0.0028644 | 0.00071789
79 | 0.00035893 | 8.9956e-05
80 | 0.0038448 | 0.0009636
81 | 0.00049406 | 0.00012382
82 | 0.00046712 | 0.00011707
83 | 0.00045367 | 0.0001137
84 | 0.00045011 | 0.00011281
85 | 0.00038451 | 9.6368e-05
86 | 0.0003925 | 9.837e-05
87 | 0.00049532 | 0.00012414
88 | 0.00037206 | 9.3246e-05
89 | 0.00040901 | 0.00010251
90 | 0.0032916 | 0.00082496
91 | 0.0022975 | 0.0005758
92 | 0.003001 | 0.00075213
93 | 0.0024335 | 0.0006099
94 | 0.0031032 | 0.00077775
95 | 0.00046022 | 0.00011534
96 | 0.00037829 | 9.4809e-05
97 | 0.00051666 | 0.00012949
98 | 0.00043789 | 0.00010974
99 | 0.0031857 | 0.00079842
100 | 0.0034752 | 0.00087096
101 | 0.0026009 | 0.00065184
102 | 0.00078437 | 0.00019658
103 | 0.00045526 | 0.0001141
104 | 0.0035416 | 0.00088761
105 | 0.0039463 | 0.00098904
106 | 0.016405 | 0.0041116

## dtypes
| element | column | dtype
0 | bus | name | object
1 | bus | vn_kv | float64
2 | bus | type | object
3 | bus | zone | object
4 | bus | in_service | bool
5 | load | name | object
6 | load | bus | uint32
7 | load | p_mw | float64
8 | load | q_mvar | float64
9 | load | const_z_percent | float64
10 | load | const_i_percent | float64
11 | load | sn_mva | float64
12 | load | scaling | float64
13 | load | in_service | bool
14 | load | type | object
15 | ext_grid | name | object
16 | ext_grid | bus | uint32
17 | ext_grid | vm_pu | float64
18 | ext_grid | va_degree | float64
19 | ext_grid | slack_weight | float64
20 | ext_grid | in_service | bool
21 | line | name | object
22 | line | std_type | object
23 | line | from_bus | uint32
24 | line | to_bus | uint32
25 | line | length_km | float64
26 | line | r_ohm_per_km | float64
27 | line | x_ohm_per_km | float64
28 | line | c_nf_per_km | float64
29 | line | g_us_per_km | float64
30 | line | max_i_ka | float64
31 | line | df | float64
32 | line | parallel | uint32
33 | line | type | object
34 | line | in_service | bool
35 | trafo | name | object
36 | trafo | std_type | object
37 | trafo | hv_bus | uint32
38 | trafo | lv_bus | uint32
39 | trafo | sn_mva | float64
40 | trafo | vn_hv_kv | float64
41 | trafo | vn_lv_kv | float64
42 | trafo | vk_percent | float64
43 | trafo | vkr_percent | float64
44 | trafo | pfe_kw | float64
45 | trafo | i0_percent | float64
46 | trafo | shift_degree | float64
47 | trafo | tap_side | object
48 | trafo | tap_neutral | int32
49 | trafo | tap_min | int32
50 | trafo | tap_max | int32
51 | trafo | tap_step_percent | float64
52 | trafo | tap_step_degree | float64
53 | trafo | tap_pos | int32
54 | trafo | tap_phase_shifter | bool
55 | trafo | parallel | uint32
56 | trafo | df | float64
57 | trafo | in_service | bool
58 | line_geodata | coords | object
59 | bus_geodata | x | float64
60 | bus_geodata | y | float64
61 | bus_geodata | coords | object
62 | res_bus | vm_pu | float64
63 | res_bus | va_degree | float64
64 | res_bus | p_mw | float64
65 | res_bus | q_mvar | float64
66 | res_line | p_from_mw | float64
67 | res_line | q_from_mvar | float64
68 | res_line | p_to_mw | float64
69 | res_line | q_to_mvar | float64
70 | res_line | pl_mw | float64
71 | res_line | ql_mvar | float64
72 | res_line | i_from_ka | float64
73 | res_line | i_to_ka | float64
74 | res_line | i_ka | float64
75 | res_line | vm_from_pu | float64
76 | res_line | va_from_degree | float64
77 | res_line | vm_to_pu | float64
78 | res_line | va_to_degree | float64
79 | res_line | loading_percent | float64
80 | res_trafo | p_hv_mw | float64
81 | res_trafo | q_hv_mvar | float64
82 | res_trafo | p_lv_mw | float64
83 | res_trafo | q_lv_mvar | float64
84 | res_trafo | pl_mw | float64
85 | res_trafo | ql_mvar | float64
86 | res_trafo | i_hv_ka | float64
87 | res_trafo | i_lv_ka | float64
88 | res_trafo | vm_hv_pu | float64
89 | res_trafo | va_hv_degree | float64
90 | res_trafo | vm_lv_pu | float64
91 | res_trafo | va_lv_degree | float64
92 | res_trafo | loading_percent | float64
93 | res_ext_grid | p_mw | float64
94 | res_ext_grid | q_mvar | float64
95 | res_load | p_mw | float64
96 | res_load | q_mvar | float64

## parameters
| version | format_version | converged | OPF_converged | name | f_hz | sn_mva
0 | 2.14.6 | 2.14.0 | TRUE | FALSE |  | 50 | 1