## bus
| name | vn_kv | type | zone | in_service
0 | bus_LV_1024-33_0_6_node_0 | 0.4 | n |  | TRUE
1 | bus_LV_1024-33_0_6_node_1 | 0.4 | n |  | TRUE
2 | bus_LV_1024-33_0_6_node_2 | 0.4 | n |  | TRUE
3 | bus_LV_1024-33_0_6_node_3 | 0.4 | n |  | TRUE
4 | bus_LV_1024-33_0_6_node_4 | 0.4 | n |  | TRUE
5 | bus_LV_1024-33_0_6_node_6 | 0.4 | n |  | TRUE
6 | bus_LV_1024-33_0_6_node_5 | 0.4 | n |  | TRUE
7 | bus_LV_1024-33_0_6_node_46 | 0.4 | n |  | TRUE
8 | bus_LV_1024-33_0_6_node_7 | 0.4 | n |  | TRUE
9 | bus_LV_1024-33_0_6_node_14 | 0.4 | n |  | TRUE
10 | bus_LV_1024-33_0_6_node_75 | 0.4 | n |  | TRUE
11 | bus_LV_1024-33_0_6_node_12 | 0.4 | n |  | TRUE
12 | bus_LV_1024-33_0_6_node_22 | 0.4 | n |  | TRUE
13 | bus_LV_1024-33_0_6_node_102 | 0.4 | n |  | TRUE
14 | bus_LV_1024-33_0_6_node_13 | 0.4 | n |  | TRUE
15 | bus_LV_1024-33_0_6_node_44 | 0.4 | n |  | TRUE
16 | bus_LV_1024-33_0_6_node_39 | 0.4 | n |  | TRUE
17 | bus_LV_1024-33_0_6_node_20 | 0.4 | n |  | TRUE
18 | bus_LV_1024-33_0_6_node_16 | 0.4 | n |  | TRUE
19 | bus_LV_1024-33_0_6_node_15 | 0.4 | n |  | TRUE
20 | bus_LV_1024-33_0_6_node_30 | 0.4 | n |  | TRUE
21 | bus_LV_1024-33_0_6_node_72 | 0.4 | n |  | TRUE
22 | bus_LV_1024-33_0_6_node_74 | 0.4 | n |  | TRUE
23 | bus_LV_1024-33_0_6_node_105 | 0.4 | n |  | TRUE
24 | bus_LV_1024-33_0_6_node_17 | 0.4 | n |  | TRUE
25 | bus_LV_1024-33_0_6_node_26 | 0.4 | n |  | TRUE
26 | bus_LV_1024-33_0_6_node_78 | 0.4 | n |  | TRUE
27 | bus_LV_1024-33_0_6_node_19 | 0.4 | n |  | TRUE
28 | bus_LV_1024-33_0_6_node_130 | 0.4 | n |  | TRUE
29 | bus_LV_1024-33_0_6_node_27 | 0.4 | n |  | TRUE
30 | bus_LV_1024-33_0_6_node_81 | 0.4 | n |  | TRUE
31 | bus_LV_1024-33_0_6_node_122 | 0.4 | n |  | TRUE
32 | bus_LV_1024-33_0_6_node_129 | 0.4 | n |  | TRUE
33 | bus_LV_1024-33_0_6_node_24 | 0.4 | n |  | TRUE
34 | bus_LV_1024-33_0_6_node_79 | 0.4 | n |  | TRUE
35 | bus_LV_1024-33_0_6_node_29 | 0.4 | n |  | TRUE
36 | bus_LV_1024-33_0_6_node_25 | 0.4 | n |  | TRUE
37 | bus_LV_1024-33_0_6_node_112 | 0.4 | n |  | TRUE
38 | bus_LV_1024-33_0_6_node_37 | 0.4 | n |  | TRUE
39 | bus_LV_1024-33_0_6_node_62 | 0.4 | n |  | TRUE
40 | bus_LV_1024-33_0_6_node_120 | 0.4 | n |  | TRUE
41 | bus_LV_1024-33_0_6_node_63 | 0.4 | n |  | TRUE
42 | bus_LV_1024-33_0_6_node_60 | 0.4 | n |  | TRUE
43 | bus_LV_1024-33_0_6_node_28 | 0.4 | n |  | TRUE
44 | bus_LV_1024-33_0_6_node_31 | 0.4 | n |  | TRUE
45 | bus_LV_1024-33_0_6_node_36 | 0.4 | n |  | TRUE
46 | bus_LV_1024-33_0_6_node_128 | 0.4 | n |  | TRUE
47 | bus_LV_1024-33_0_6_node_54 | 0.4 | n |  | TRUE
48 | bus_LV_1024-33_0_6_node_57 | 0.4 | n |  | TRUE
49 | bus_LV_1024-33_0_6_node_121 | 0.4 | n |  | TRUE
50 | bus_LV_1024-33_0_6_node_115 | 0.4 | n |  | TRUE
51 | bus_LV_1024-33_0_6_node_109 | 0.4 | n |  | TRUE
52 | bus_LV_1024-33_0_6_node_45 | 0.4 | n |  | TRUE
53 | bus_LV_1024-33_0_6_node_76 | 0.4 | n |  | TRUE
54 | bus_LV_1024-33_0_6_node_77 | 0.4 | n |  | TRUE
55 | bus_LV_1024-33_0_6_node_111 | 0.4 | n |  | TRUE
56 | bus_LV_1024-33_0_6_node_96 | 0.4 | n |  | TRUE
57 | bus_LV_1024-33_0_6_node_64 | 0.4 | n |  | TRUE
58 | bus_LV_1024-33_0_6_node_117 | 0.4 | n |  | TRUE
59 | bus_LV_1024-33_0_6_node_116 | 0.4 | n |  | TRUE
60 | bus_LV_1024-33_0_6_node_103 | 0.4 | n |  | TRUE
61 | bus_LV_1024-33_0_6_node_114 | 0.4 | n |  | TRUE
62 | bus_LV_1024-33_0_6_node_38 | 0.4 | n |  | TRUE
63 | bus_LV_1024-33_0_6_node_71 | 0.4 | n |  | TRUE
64 | bus_LV_1024-33_0_6_node_88 | 0.4 | n |  | TRUE
65 | bus_LV_1024-33_0_6_node_73 | 0.4 | n |  | TRUE
66 | bus_LV_1024-33_0_6_node_80 | 0.4 | n |  | TRUE
67 | bus_LV_1024-33_0_6_node_123 | 0.4 | n |  | TRUE
68 | bus_LV_1024-33_0_6_node_68 | 0.4 | n |  | TRUE
69 | bus_LV_1024-33_0_6_node_61 | 0.4 | n |  | TRUE
70 | bus_LV_1024-33_0_6_node_53 | 0.4 | n |  | TRUE
71 | bus_LV_1024-33_0_6_node_58 | 0.4 | n |  | TRUE
72 | bus_LV_1024-33_0_6_node_127 | 0.4 | n |  | TRUE
73 | bus_LV_1024-33_0_6_node_113 | 0.4 | n |  | TRUE
74 | bus_LV_1024-33_0_6_node_101 | 0.4 | n |  | TRUE
75 | bus_LV_1024-33_0_6_node_99 | 0.4 | n |  | TRUE
76 | bus_LV_1024-33_0_6_node_119 | 0.4 | n |  | TRUE
77 | bus_LV_1024-33_0_6_node_87 | 0.4 | n |  | TRUE
78 | bus_LV_1024-33_0_6_node_40 | 0.4 | n |  | TRUE
79 | bus_LV_1024-33_0_6_node_41 | 0.4 | n |  | TRUE
80 | bus_LV_1024-33_0_6_node_42 | 0.4 | n |  | TRUE
81 | bus_LV_1024-33_0_6_node_43 | 0.4 | n |  | TRUE
82 | bus_LV_1024-33_0_6_node_48 | 0.4 | n |  | TRUE
83 | bus_LV_1024-33_0_6_node_51 | 0.4 | n |  | TRUE
84 | bus_LV_1024-33_0_6_node_118 | 0.4 | n |  | TRUE
85 | bus_LV_1024-33_0_6_node_47 | 0.4 | n |  | TRUE
86 | bus_LV_1024-33_0_6_node_49 | 0.4 | n |  | TRUE
87 | bus_LV_1024-33_0_6_node_104 | 0.4 | n |  | TRUE
88 | bus_LV_1024-33_0_6_node_50 | 0.4 | n |  | TRUE
89 | bus_LV_1024-33_0_6_node_52 | 0.4 | n |  | TRUE
90 | bus_LV_1024-33_0_6_node_55 | 0.4 | n |  | TRUE
91 | bus_LV_1024-33_0_6_node_56 | 0.4 | n |  | TRUE
92 | bus_LV_1024-33_0_6_node_90 | 0.4 | n |  | TRUE
93 | bus_LV_1024-33_0_6_node_91 | 0.4 | n |  | TRUE
94 | bus_LV_1024-33_0_6_node_59 | 0.4 | n |  | TRUE
95 | bus_LV_1024-33_0_6_node_66 | 0.4 | n |  | TRUE
96 | bus_LV_1024-33_0_6_node_65 | 0.4 | n |  | TRUE
97 | bus_LV_1024-33_0_6_node_67 | 0.4 | n |  | TRUE
98 | bus_LV_1024-33_0_6_node_69 | 0.4 | n |  | TRUE
99 | bus_LV_1024-33_0_6_node_70 | 0.4 | n |  | TRUE
100 | bus_LV_1024-33_0_6_node_93 | 0.4 | n |  | TRUE
101 | bus_LV_1024-33_0_6_node_94 | 0.4 | n |  | TRUE
102 | bus_LV_1024-33_0_6_node_100 | 0.4 | n |  | TRUE
103 | bus_LV_1024-33_0_6_node_97 | 0.4 | n |  | TRUE
104 | bus_LV_1024-33_0_6_node_89 | 0.4 | n |  | TRUE
105 | bus_LV_1024-33_0_6_node_110 | 0.4 | n |  | TRUE
106 | bus_LV_1024-33_0_6_node_85 | 0.4 | n |  | TRUE
107 | bus_LV_1024-33_0_6_node_83 | 0.4 | n |  | TRUE
108 | bus_LV_1024-33_0_6_node_82 | 0.4 | n |  | TRUE
109 | bus_LV_1024-33_0_6_node_84 | 0.4 | n |  | TRUE
110 | bus_LV_1024-33_0_6_node_86 | 0.4 | n |  | TRUE
111 | bus_LV_1024-33_0_6_node_107 | 0.4 | n |  | TRUE
112 | bus_LV_1024-33_0_6_node_108 | 0.4 | n |  | TRUE
113 | bus_LV_1024-33_0_6_node_92 | 0.4 | n |  | TRUE
114 | bus_LV_1024-33_0_6_node_95 | 0.4 | n |  | TRUE
115 | bus_LV_1024-33_0_6_node_106 | 0.4 | n |  | TRUE
116 | bus_LV_1024-33_0_6_node_98 | 0.4 | n |  | TRUE
117 | bus_LV_1024-33_0_6_node_126 | 0.4 | n |  | TRUE
118 | bus_LV_1024-33_0_6_node_124 | 0.4 | n |  | TRUE
119 | bus_LV_1024-33_0_6_node_125 | 0.4 | n |  | TRUE
120 | bus_MV_490_0_node_25 | 20 | n |  | TRUE

## load
| name | bus | p_mw | q_mvar | const_z_percent | const_i_percent | sn_mva | scaling | in_service | type
0 | LV_1024-33_0_6_load_0 | 0 | 0.01103 | 0.0027644 | 0 | 0 |  | 1 | TRUE | wye
1 | LV_1024-33_0_6_load_1 | 1 | 0.011082 | 0.0027773 | 0 | 0 |  | 1 | TRUE | wye
2 | LV_1024-33_0_6_load_3 | 3 | 0.019415 | 0.0048659 | 0 | 0 |  | 1 | TRUE | wye
3 | LV_1024-33_0_6_load_6 | 5 | 0.0070823 | 0.001775 | 0 | 0 |  | 1 | TRUE | wye
4 | LV_1024-33_0_6_load_46 | 7 | 0.0024964 | 0.00062566 | 0 | 0 |  | 1 | TRUE | wye
5 | LV_1024-33_0_6_load_75 | 10 | 0.013358 | 0.0033478 | 0 | 0 |  | 1 | TRUE | wye
6 | LV_1024-33_0_6_load_102 | 13 | 0.0022085 | 0.00055351 | 0 | 0 |  | 1 | TRUE | wye
7 | LV_1024-33_0_6_load_39 | 16 | 0.01034 | 0.0025916 | 0 | 0 |  | 1 | TRUE | wye
8 | LV_1024-33_0_6_load_72 | 21 | 0.0054342 | 0.0013619 | 0 | 0 |  | 1 | TRUE | wye
9 | LV_1024-33_0_6_load_105 | 23 | 0.013348 | 0.0033454 | 0 | 0 |  | 1 | TRUE | wye
10 | LV_1024-33_0_6_load_78 | 26 | 0.0040004 | 0.0010026 | 0 | 0 |  | 1 | TRUE | wye
11 | LV_1024-33_0_6_load_130 | 28 | 0.0050404 | 0.0012632 | 0 | 0 |  | 1 | TRUE | wye
12 | LV_1024-33_0_6_load_122 | 31 | 0.0079493 | 0.0019923 | 0 | 0 |  | 1 | TRUE | wye
13 | LV_1024-33_0_6_load_129 | 32 | 0.0018498 | 0.00046361 | 0 | 0 |  | 1 | TRUE | wye
14 | LV_1024-33_0_6_load_79 | 34 | 0.0041434 | 0.0010384 | 0 | 0 |  | 1 | TRUE | wye
15 | LV_1024-33_0_6_load_112 | 37 | 0.0041433 | 0.0010384 | 0 | 0 |  | 1 | TRUE | wye
16 | LV_1024-33_0_6_load_62 | 39 | 0.0044803 | 0.0011229 | 0 | 0 |  | 1 | TRUE | wye
17 | LV_1024-33_0_6_load_120 | 40 | 0.01418 | 0.0035539 | 0 | 0 |  | 1 | TRUE | wye
18 | LV_1024-33_0_6_load_60 | 42 | 0.0067234 | 0.001685 | 0 | 0 |  | 1 | TRUE | wye
19 | LV_1024-33_0_6_load_128 | 46 | 0.0081036 | 0.002031 | 0 | 0 |  | 1 | TRUE | wye
20 | LV_1024-33_0_6_load_54 | 47 | 0.033385 | 0.008367 | 0 | 0 |  | 1 | TRUE | wye
21 | LV_1024-33_0_6_load_57 | 48 | 0.0055891 | 0.0014008 | 0 | 0 |  | 1 | TRUE | wye
22 | LV_1024-33_0_6_load_115 | 50 | 0.010405 | 0.0026077 | 0 | 0 |  | 1 | TRUE | wye
23 | LV_1024-33_0_6_load_109 | 51 | 0.0039851 | 0.00099876 | 0 | 0 |  | 1 | TRUE | wye
24 | LV_1024-33_0_6_load_45 | 52 | 0.0024968 | 0.00062577 | 0 | 0 |  | 1 | TRUE | wye
25 | LV_1024-33_0_6_load_111 | 55 | 0.0084187 | 0.0021099 | 0 | 0 |  | 1 | TRUE | wye
26 | LV_1024-33_0_6_load_96 | 56 | 0.047784 | 0.011976 | 0 | 0 |  | 1 | TRUE | wye
27 | LV_1024-33_0_6_load_117 | 58 | 0.0095348 | 0.0023896 | 0 | 0 |  | 1 | TRUE | wye
28 | LV_1024-33_0_6_load_116 | 59 | 0.010414 | 0.00261 | 0 | 0 |  | 1 | TRUE | wye
29 | LV_1024-33_0_6_load_103 | 60 | 0.0018887 | 0.00047335 | 0 | 0 |  | 1 | TRUE | wye
30 | LV_1024-33_0_6_load_114 | 61 | 0.016483 | 0.0041309 | 0 | 0 |  | 1 | TRUE | wye
31 | LV_1024-33_0_6_load_38 | 62 | 0.0095028 | 0.0023816 | 0 | 0 |  | 1 | TRUE | wye
32 | LV_1024-33_0_6_load_71 | 63 | 0.0022817 | 0.00057186 | 0 | 0 |  | 1 | TRUE | wye
33 | LV_1024-33_0_6_load_88 | 64 | 0.010984 | 0.0027529 | 0 | 0 |  | 1 | TRUE | wye
34 | LV_1024-33_0_6_load_73 | 65 | 0.0066503 | 0.0016667 | 0 | 0 |  | 1 | TRUE | wye
35 | LV_1024-33_0_6_load_80 | 66 | 0.006339 | 0.0015887 | 0 | 0 |  | 1 | TRUE | wye
36 | LV_1024-33_0_6_load_123 | 67 | 0.0061813 | 0.0015492 | 0 | 0 |  | 1 | TRUE | wye
37 | LV_1024-33_0_6_load_68 | 68 | 0.0027877 | 0.00069867 | 0 | 0 |  | 1 | TRUE | wye
38 | LV_1024-33_0_6_load_61 | 69 | 0.0063357 | 0.0015879 | 0 | 0 |  | 1 | TRUE | wye
39 | LV_1024-33_0_6_load_53 | 70 | 0.0045715 | 0.0011457 | 0 | 0 |  | 1 | TRUE | wye
40 | LV_1024-33_0_6_load_58 | 71 | 0.0012429 | 0.00031151 | 0 | 0 |  | 1 | TRUE | wye
41 | LV_1024-33_0_6_load_127 | 72 | 0.0087049 | 0.0021817 | 0 | 0 |  | 1 | TRUE | wye
42 | LV_1024-33_0_6_load_113 | 73 | 0.022336 | 0.005598 | 0 | 0 |  | 1 | TRUE | wye
43 | LV_1024-33_0_6_load_101 | 74 | 0.0040055 | 0.0010039 | 0 | 0 |  | 1 | TRUE | wye
44 | LV_1024-33_0_6_load_119 | 76 | 0.0066364 | 0.0016632 | 0 | 0 |  | 1 | TRUE | wye
45 | LV_1024-33_0_6_load_87 | 77 | 0.0018722 | 0.00046921 | 0 | 0 |  | 1 | TRUE | wye
46 | LV_1024-33_0_6_load_41 | 79 | 0.001427 | 0.00035765 | 0 | 0 |  | 1 | TRUE | wye
47 | LV_1024-33_0_6_load_42 | 80 | 0.0036336 | 0.00091067 | 0 | 0 |  | 1 | TRUE | wye
48 | LV_1024-33_0_6_load_43 | 81 | 0.0010284 | 0.00025775 | 0 | 0 |  | 1 | TRUE | wye
49 | LV_1024-33_0_6_load_48 | 82 | 0.001027 | 0.0002574 | 0 | 0 |  | 1 | TRUE | wye
50 | LV_1024-33_0_6_load_51 | 83 | 0.0050353 | 0.001262 | 0 | 0 |  | 1 | TRUE | wye
51 | LV_1024-33_0_6_load_118 | 84 | 0.0028547 | 0.00071546 | 0 | 0 |  | 1 | TRUE | wye
52 | LV_1024-33_0_6_load_47 | 85 | 0.011095 | 0.0027806 | 0 | 0 |  | 1 | TRUE | wye
53 | LV_1024-33_0_6_load_49 | 86 | 0.0032766 | 0.00082118 | 0 | 0 |  | 1 | TRUE | wye
54 | LV_1024-33_0_6_load_104 | 87 | 0.0037803 | 0.00094744 | 0 | 0 |  | 1 | TRUE | wye
55 | LV_1024-33_0_6_load_50 | 88 | 0.0015284 | 0.00038306 | 0 | 0 |  | 1 | TRUE | wye
56 | LV_1024-33_0_6_load_52 | 89 | 0.0015282 | 0.00038299 | 0 | 0 |  | 1 | TRUE | wye
57 | LV_1024-33_0_6_load_55 | 90 | 0.036038 | 0.0090319 | 0 | 0 |  | 1 | TRUE | wye
58 | LV_1024-33_0_6_load_56 | 91 | 0.0049657 | 0.0012445 | 0 | 0 |  | 1 | TRUE | wye
59 | LV_1024-33_0_6_load_90 | 92 | 0.003721 | 0.00093256 | 0 | 0 |  | 1 | TRUE | wye
60 | LV_1024-33_0_6_load_91 | 93 | 0.0062428 | 0.0015646 | 0 | 0 |  | 1 | TRUE | wye
61 | LV_1024-33_0_6_load_59 | 94 | 0.0068254 | 0.0017106 | 0 | 0 |  | 1 | TRUE | wye
62 | LV_1024-33_0_6_load_66 | 95 | 0.0070073 | 0.0017562 | 0 | 0 |  | 1 | TRUE | wye
63 | LV_1024-33_0_6_load_65 | 96 | 0.0040943 | 0.0010261 | 0 | 0 |  | 1 | TRUE | wye
64 | LV_1024-33_0_6_load_69 | 98 | 0.004133 | 0.0010358 | 0 | 0 |  | 1 | TRUE | wye
65 | LV_1024-33_0_6_load_70 | 99 | 0.0044301 | 0.0011103 | 0 | 0 |  | 1 | TRUE | wye
66 | LV_1024-33_0_6_load_93 | 100 | 0.0057617 | 0.001444 | 0 | 0 |  | 1 | TRUE | wye
67 | LV_1024-33_0_6_load_94 | 101 | 0.0054023 | 0.0013539 | 0 | 0 |  | 1 | TRUE | wye
68 | LV_1024-33_0_6_load_100 | 102 | 0.0029926 | 0.00075001 | 0 | 0 |  | 1 | TRUE | wye
69 | LV_1024-33_0_6_load_97 | 103 | 0.0079184 | 0.0019845 | 0 | 0 |  | 1 | TRUE | wye
70 | LV_1024-33_0_6_load_89 | 104 | 0.0098596 | 0.0024711 | 0 | 0 |  | 1 | TRUE | wye
71 | LV_1024-33_0_6_load_110 | 105 | 0.0018501 | 0.00046369 | 0 | 0 |  | 1 | TRUE | wye
72 | LV_1024-33_0_6_load_85 | 106 | 0.0017807 | 0.00044628 | 0 | 0 |  | 1 | TRUE | wye
73 | LV_1024-33_0_6_load_83 | 107 | 0.0018471 | 0.00046293 | 0 | 0 |  | 1 | TRUE | wye
74 | LV_1024-33_0_6_load_82 | 108 | 0.0017565 | 0.00044022 | 0 | 0 |  | 1 | TRUE | wye
75 | LV_1024-33_0_6_load_86 | 110 | 0.0027408 | 0.0006869 | 0 | 0 |  | 1 | TRUE | wye
76 | LV_1024-33_0_6_load_108 | 112 | 0.0027409 | 0.00068693 | 0 | 0 |  | 1 | TRUE | wye
77 | LV_1024-33_0_6_load_92 | 113 | 0.0041018 | 0.001028 | 0 | 0 |  | 1 | TRUE | wye
78 | LV_1024-33_0_6_load_95 | 114 | 0.0036619 | 0.00091775 | 0 | 0 |  | 1 | TRUE | wye
79 | LV_1024-33_0_6_load_106 | 115 | 0.0041388 | 0.0010373 | 0 | 0 |  | 1 | TRUE | wye
80 | LV_1024-33_0_6_load_98 | 116 | 0.0040139 | 0.001006 | 0 | 0 |  | 1 | TRUE | wye
81 | LV_1024-33_0_6_load_126 | 117 | 0.0099876 | 0.0025031 | 0 | 0 |  | 1 | TRUE | wye
82 | LV_1024-33_0_6_load_124 | 118 | 0.0085758 | 0.0021493 | 0 | 0 |  | 1 | TRUE | wye
83 | LV_1024-33_0_6_load_125 | 119 | 0.0064248 | 0.0016102 | 0 | 0 |  | 1 | TRUE | wye

## ext_grid
| name | bus | vm_pu | va_degree | slack_weight | in_service
0 |  | 59 | 1 | 0 | 1 | TRUE

## line
| name | std_type | from_bus | to_bus | length_km | r_ohm_per_km | x_ohm_per_km | c_nf_per_km | g_us_per_km | max_i_ka | df | parallel | type | in_service
0 | LV_1024-33_0_6_line_0 |  | 0 | 1 | 0.00057115 | 0.125 | 0.08 | 261 | 0 | 0.364 | 1 | 1 | cs | TRUE
1 | LV_1024-33_0_6_line_1 |  | 0 | 2 | 0.0088041 | 0.125 | 0.08 | 261 | 0 | 0.364 | 1 | 1 | cs | TRUE
2 | LV_1024-33_0_6_line_2 |  | 2 | 3 | 0.017051 | 0.125 | 0.08 | 261 | 0 | 0.364 | 1 | 1 | cs | TRUE
3 | LV_1024-33_0_6_line_3 |  | 3 | 4 | 0.036302 | 0.125 | 0.08 | 261 | 0 | 0.364 | 1 | 1 | cs | TRUE
4 | LV_1024-33_0_6_line_4 |  | 4 | 5 | 0.038583 | 0.125 | 0.08 | 261 | 0 | 0.364 | 1 | 1 | cs | TRUE
5 | LV_1024-33_0_6_line_5 |  | 4 | 6 | 0.054666 | 0.125 | 0.08 | 261 | 0 | 0.364 | 1 | 1 | cs | TRUE
6 | LV_1024-33_0_6_line_6 |  | 6 | 7 | 0.048062 | 0.125 | 0.08 | 261 | 0 | 0.364 | 1 | 2 | cs | TRUE
7 | LV_1024-33_0_6_line_7 |  | 7 | 52 | 0.010604 | 0.125 | 0.08 | 261 | 0 | 0.364 | 1 | 5 | cs | TRUE
8 | LV_1024-33_0_6_line_8 |  | 8 | 9 | 0.054678 | 0.125 | 0.08 | 261 | 0 | 0.364 | 1 | 1 | cs | TRUE
9 | LV_1024-33_0_6_line_9 |  | 8 | 10 | 0.013993 | 0.125 | 0.08 | 261 | 0 | 0.364 | 1 | 1 | cs | TRUE
10 | LV_1024-33_0_6_line_10 |  | 9 | 17 | 0.022224 | 0.125 | 0.08 | 261 | 0 | 0.364 | 1 | 1 | cs | TRUE
11 | LV_1024-33_0_6_line_11 |  | 9 | 18 | 0.021585 | 0.125 | 0.08 | 261 | 0 | 0.364 | 1 | 1 | cs | TRUE
12 | LV_1024-33_0_6_line_12 |  | 11 | 12 | 0.10749 | 0.125 | 0.08 | 261 | 0 | 0.364 | 1 | 1 | cs | TRUE
13 | LV_1024-33_0_6_line_13 |  | 11 | 13 | 0.01671 | 0.125 | 0.08 | 261 | 0 | 0.364 | 1 | 1 | cs | TRUE
14 | LV_1024-33_0_6_line_14 |  | 12 | 32 | 0.037301 | 0.125 | 0.08 | 261 | 0 | 0.364 | 1 | 1 | cs | TRUE
15 | LV_1024-33_0_6_line_15 |  | 13 | 60 | 0.01983 | 0.125 | 0.08 | 261 | 0 | 0.364 | 1 | 1 | cs | TRUE
16 | LV_1024-33_0_6_line_16 |  | 14 | 15 | 0.007415 | 0.125 | 0.08 | 261 | 0 | 0.364 | 1 | 1 | cs | TRUE
17 | LV_1024-33_0_6_line_17 |  | 14 | 16 | 0.060533 | 0.125 | 0.08 | 261 | 0 | 0.364 | 1 | 1 | cs | TRUE
18 | LV_1024-33_0_6_line_18 |  | 15 | 61 | 0.01347 | 0.125 | 0.08 | 261 | 0 | 0.364 | 1 | 1 | cs | TRUE
19 | LV_1024-33_0_6_line_19 |  | 15 | 25 | 0.016389 | 0.125 | 0.08 | 261 | 0 | 0.364 | 1 | 1 | cs | TRUE
20 | LV_1024-33_0_6_line_20 |  | 16 | 62 | 0.0087649 | 0.125 | 0.08 | 261 | 0 | 0.364 | 1 | 1 | cs | TRUE
21 | LV_1024-33_0_6_line_21 |  | 17 | 30 | 0.009238 | 0.125 | 0.08 | 261 | 0 | 0.364 | 1 | 5 | cs | TRUE
22 | LV_1024-33_0_6_line_22 |  | 17 | 31 | 0.039094 | 0.125 | 0.08 | 261 | 0 | 0.364 | 1 | 5 | cs | TRUE
23 | LV_1024-33_0_6_line_23 |  | 18 | 22 | 0.029145 | 0.125 | 0.08 | 261 | 0 | 0.364 | 1 | 1 | cs | TRUE
24 | LV_1024-33_0_6_line_24 |  | 18 | 23 | 0.032009 | 0.125 | 0.08 | 261 | 0 | 0.364 | 1 | 1 | cs | TRUE
25 | LV_1024-33_0_6_line_25 |  | 19 | 20 | 0.086685 | 0.125 | 0.08 | 261 | 0 | 0.364 | 1 | 1 | cs | TRUE
26 | LV_1024-33_0_6_line_26 |  | 19 | 21 | 0.067507 | 0.125 | 0.08 | 261 | 0 | 0.364 | 1 | 1 | cs | TRUE
27 | LV_1024-33_0_6_line_27 |  | 20 | 48 | 0.041336 | 0.125 | 0.08 | 261 | 0 | 0.364 | 1 | 1 | cs | TRUE
28 | LV_1024-33_0_6_line_28 |  | 21 | 63 | 0.023424 | 0.125 | 0.08 | 261 | 0 | 0.364 | 1 | 1 | cs | TRUE
29 | LV_1024-33_0_6_line_29 |  | 22 | 64 | 0.022579 | 0.125 | 0.08 | 261 | 0 | 0.364 | 1 | 1 | cs | TRUE
30 | LV_1024-33_0_6_line_30 |  | 22 | 65 | 0.023085 | 0.125 | 0.08 | 261 | 0 | 0.364 | 1 | 1 | cs | TRUE
31 | LV_1024-33_0_6_line_31 |  | 24 | 25 | 0.014528 | 0.125 | 0.08 | 261 | 0 | 0.364 | 1 | 5 | cs | TRUE
32 | LV_1024-33_0_6_line_32 |  | 24 | 26 | 0.0095206 | 0.125 | 0.08 | 261 | 0 | 0.364 | 1 | 5 | cs | TRUE
33 | LV_1024-33_0_6_line_33 |  | 25 | 40 | 0.028593 | 0.125 | 0.08 | 261 | 0 | 0.364 | 1 | 5 | cs | TRUE
34 | LV_1024-33_0_6_line_34 |  | 26 | 33 | 0.015055 | 0.125 | 0.08 | 261 | 0 | 0.364 | 1 | 5 | cs | TRUE
35 | LV_1024-33_0_6_line_35 |  | 27 | 28 | 0.016324 | 0.125 | 0.08 | 261 | 0 | 0.364 | 1 | 1 | cs | TRUE
36 | LV_1024-33_0_6_line_36 |  | 27 | 29 | 0.13347 | 0.125 | 0.08 | 261 | 0 | 0.364 | 1 | 1 | cs | TRUE
37 | LV_1024-33_0_6_line_37 |  | 29 | 39 | 0.028324 | 0.125 | 0.08 | 261 | 0 | 0.364 | 1 | 1 | cs | TRUE
38 | LV_1024-33_0_6_line_38 |  | 29 | 41 | 0.0088459 | 0.125 | 0.08 | 261 | 0 | 0.364 | 1 | 1 | cs | TRUE
39 | LV_1024-33_0_6_line_39 |  | 29 | 42 | 0.022961 | 0.125 | 0.08 | 261 | 0 | 0.364 | 1 | 1 | cs | TRUE
40 | LV_1024-33_0_6_line_40 |  | 30 | 66 | 0.015163 | 0.125 | 0.08 | 261 | 0 | 0.364 | 1 | 5 | cs | TRUE
41 | LV_1024-33_0_6_line_41 |  | 31 | 67 | 0.018982 | 0.125 | 0.08 | 261 | 0 | 0.364 | 1 | 5 | cs | TRUE
42 | LV_1024-33_0_6_line_42 |  | 33 | 34 | 0.018339 | 0.125 | 0.08 | 261 | 0 | 0.364 | 1 | 1 | cs | TRUE
43 | LV_1024-33_0_6_line_43 |  | 33 | 35 | 0.033899 | 0.125 | 0.08 | 261 | 0 | 0.364 | 1 | 5 | cs | TRUE
44 | LV_1024-33_0_6_line_44 |  | 35 | 47 | 0.011527 | 0.125 | 0.08 | 261 | 0 | 0.364 | 1 | 5 | cs | TRUE
45 | LV_1024-33_0_6_line_45 |  | 36 | 37 | 0.041829 | 0.125 | 0.08 | 261 | 0 | 0.364 | 1 | 1 | cs | TRUE
46 | LV_1024-33_0_6_line_46 |  | 36 | 38 | 0.001695 | 0.125 | 0.08 | 261 | 0 | 0.364 | 1 | 1 | cs | TRUE
47 | LV_1024-33_0_6_line_47 |  | 36 | 39 | 0.010848 | 0.125 | 0.08 | 261 | 0 | 0.364 | 1 | 1 | cs | TRUE
48 | LV_1024-33_0_6_line_48 |  | 38 | 51 | 0.033125 | 0.125 | 0.08 | 261 | 0 | 0.364 | 1 | 1 | cs | TRUE
49 | LV_1024-33_0_6_line_49 |  | 40 | 44 | 0.013782 | 0.125 | 0.08 | 261 | 0 | 0.364 | 1 | 5 | cs | TRUE
50 | LV_1024-33_0_6_line_50 |  | 41 | 68 | 0.020739 | 0.125 | 0.08 | 261 | 0 | 0.364 | 1 | 1 | cs | TRUE
51 | LV_1024-33_0_6_line_51 |  | 42 | 69 | 0.022283 | 0.125 | 0.08 | 261 | 0 | 0.364 | 1 | 1 | cs | TRUE
52 | LV_1024-33_0_6_line_52 |  | 43 | 44 | 0.030012 | 0.125 | 0.08 | 261 | 0 | 0.364 | 1 | 5 | cs | TRUE
53 | LV_1024-33_0_6_line_53 |  | 43 | 45 | 0.024526 | 0.125 | 0.08 | 261 | 0 | 0.364 | 1 | 5 | cs | TRUE
54 | LV_1024-33_0_6_line_54 |  | 43 | 46 | 0.023099 | 0.125 | 0.08 | 261 | 0 | 0.364 | 1 | 1 | cs | TRUE
55 | LV_1024-33_0_6_line_55 |  | 44 | 49 | 0.034041 | 0.125 | 0.08 | 261 | 0 | 0.364 | 1 | 5 | cs | TRUE
56 | LV_1024-33_0_6_line_56 |  | 45 | 50 | 0.0056882 | 0.125 | 0.08 | 261 | 0 | 0.364 | 1 | 5 | cs | TRUE
57 | LV_1024-33_0_6_line_57 |  | 47 | 70 | 0.013621 | 0.125 | 0.08 | 261 | 0 | 0.364 | 1 | 5 | cs | TRUE
58 | LV_1024-33_0_6_line_58 |  | 48 | 71 | 0.0024952 | 0.125 | 0.08 | 261 | 0 | 0.364 | 1 | 1 | cs | TRUE
59 | LV_1024-33_0_6_line_59 |  | 49 | 72 | 0.040774 | 0.125 | 0.08 | 261 | 0 | 0.364 | 1 | 5 | cs | TRUE
60 | LV_1024-33_0_6_line_60 |  | 50 | 59 | 0.020565 | 0.125 | 0.08 | 261 | 0 | 0.364 | 1 | 5 | cs | TRUE
61 | LV_1024-33_0_6_line_61 |  | 52 | 85 | 0.041717 | 0.125 | 0.08 | 261 | 0 | 0.364 | 1 | 5 | cs | TRUE
62 | LV_1024-33_0_6_line_62 |  | 53 | 54 | 0.023962 | 0.125 | 0.08 | 261 | 0 | 0.364 | 1 | 1 | cs | TRUE
63 | LV_1024-33_0_6_line_63 |  | 53 | 55 | 0.015109 | 0.125 | 0.08 | 261 | 0 | 0.364 | 1 | 1 | cs | TRUE
64 | LV_1024-33_0_6_line_64 |  | 54 | 56 | 0.032162 | 0.125 | 0.08 | 261 | 0 | 0.364 | 1 | 1 | cs | TRUE
65 | LV_1024-33_0_6_line_65 |  | 54 | 57 | 0.01134 | 0.125 | 0.08 | 261 | 0 | 0.364 | 1 | 1 | cs | TRUE
66 | LV_1024-33_0_6_line_66 |  | 55 | 105 | 0.011722 | 0.125 | 0.08 | 261 | 0 | 0.364 | 1 | 1 | cs | TRUE
67 | LV_1024-33_0_6_line_67 |  | 57 | 66 | 0.014932 | 0.125 | 0.08 | 261 | 0 | 0.364 | 1 | 5 | cs | TRUE
68 | LV_1024-33_0_6_line_68 |  | 57 | 89 | 0.021421 | 0.125 | 0.08 | 261 | 0 | 0.364 | 1 | 5 | cs | TRUE
69 | LV_1024-33_0_6_line_69 |  | 58 | 59 | 0.026036 | 0.125 | 0.08 | 261 | 0 | 0.364 | 1 | 1 | cs | TRUE
70 | LV_1024-33_0_6_line_70 |  | 60 | 87 | 0.031031 | 0.125 | 0.08 | 261 | 0 | 0.364 | 1 | 1 | cs | TRUE
71 | LV_1024-33_0_6_line_71 |  | 61 | 73 | 0.022476 | 0.125 | 0.08 | 261 | 0 | 0.364 | 1 | 1 | cs | TRUE
72 | LV_1024-33_0_6_line_72 |  | 63 | 65 | 0.017568 | 0.125 | 0.08 | 261 | 0 | 0.364 | 1 | 1 | cs | TRUE
73 | LV_1024-33_0_6_line_73 |  | 64 | 104 | 0.0030454 | 0.125 | 0.08 | 261 | 0 | 0.364 | 1 | 1 | cs | TRUE
74 | LV_1024-33_0_6_line_74 |  | 67 | 118 | 0.017611 | 0.125 | 0.08 | 261 | 0 | 0.364 | 1 | 5 | cs | TRUE
75 | LV_1024-33_0_6_line_75 |  | 68 | 95 | 0.0062658 | 0.125 | 0.08 | 261 | 0 | 0.364 | 1 | 1 | cs | TRUE
76 | LV_1024-33_0_6_line_76 |  | 70 | 90 | 0.010532 | 0.125 | 0.08 | 261 | 0 | 0.364 | 1 | 2 | cs | TRUE
77 | LV_1024-33_0_6_line_77 |  | 71 | 94 | 0.0078105 | 0.125 | 0.08 | 261 | 0 | 0.364 | 1 | 1 | cs | TRUE
78 | LV_1024-33_0_6_line_78 |  | 72 | 117 | 0.022122 | 0.125 | 0.08 | 261 | 0 | 0.364 | 1 | 5 | cs | TRUE
79 | LV_1024-33_0_6_line_79 |  | 74 | 75 | 0.01888 | 0.125 | 0.08 | 261 | 0 | 0.364 | 1 | 1 | cs | TRUE
80 | LV_1024-33_0_6_line_80 |  | 75 | 102 | 0.020187 | 0.125 | 0.08 | 261 | 0 | 0.364 | 1 | 1 | cs | TRUE
81 | LV_1024-33_0_6_line_81 |  | 75 | 103 | 0.020161 | 0.125 | 0.08 | 261 | 0 | 0.364 | 1 | 1 | cs | TRUE
82 | LV_1024-33_0_6_line_82 |  | 75 | 99 | 0.019192 | 0.125 | 0.08 | 261 | 0 | 0.364 | 1 | 1 | cs | TRUE
83 | LV_1024-33_0_6_line_83 |  | 76 | 77 | 0.024244 | 0.125 | 0.08 | 261 | 0 | 0.364 | 1 | 1 | cs | TRUE
84 | LV_1024-33_0_6_line_84 |  | 77 | 109 | 0.0032512 | 0.125 | 0.08 | 261 | 0 | 0.364 | 1 | 1 | cs | TRUE
85 | LV_1024-33_0_6_line_85 |  | 78 | 79 | 0.017578 | 0.125 | 0.08 | 261 | 0 | 0.364 | 1 | 5 | cs | TRUE
86 | LV_1024-33_0_6_line_86 |  | 78 | 80 | 0.019183 | 0.125 | 0.08 | 261 | 0 | 0.364 | 1 | 5 | cs | TRUE
87 | LV_1024-33_0_6_line_87 |  | 78 | 81 | 0.02172 | 0.125 | 0.08 | 261 | 0 | 0.364 | 1 | 1 | cs | TRUE
88 | LV_1024-33_0_6_line_88 |  | 79 | 82 | 0.010389 | 0.125 | 0.08 | 261 | 0 | 0.364 | 1 | 5 | cs | TRUE
89 | LV_1024-33_0_6_line_89 |  | 80 | 83 | 0.010733 | 0.125 | 0.08 | 261 | 0 | 0.364 | 1 | 5 | cs | TRUE
90 | LV_1024-33_0_6_line_90 |  | 81 | 84 | 0.027632 | 0.125 | 0.08 | 261 | 0 | 0.364 | 1 | 1 | cs | TRUE
91 | LV_1024-33_0_6_line_91 |  | 82 | 85 | 0.016229 | 0.125 | 0.08 | 261 | 0 | 0.364 | 1 | 5 | cs | TRUE
92 | LV_1024-33_0_6_line_92 |  | 83 | 86 | 0.027669 | 0.125 | 0.08 | 261 | 0 | 0.364 | 1 | 5 | cs | TRUE
93 | LV_1024-33_0_6_line_93 |  | 84 | 87 | 0.013247 | 0.125 | 0.08 | 261 | 0 | 0.364 | 1 | 1 | cs | TRUE
94 | LV_1024-33_0_6_line_94 |  | 86 | 88 | 0.032833 | 0.125 | 0.08 | 261 | 0 | 0.364 | 1 | 5 | cs | TRUE
95 | LV_1024-33_0_6_line_95 |  | 88 | 89 | 0.0096774 | 0.125 | 0.08 | 261 | 0 | 0.364 | 1 | 5 | cs | TRUE
96 | LV_1024-33_0_6_line_96 |  | 90 | 91 | 0.010233 | 0.125 | 0.08 | 261 | 0 | 0.364 | 1 | 1 | cs | TRUE
97 | LV_1024-33_0_6_line_97 |  | 91 | 92 | 0.013084 | 0.125 | 0.08 | 261 | 0 | 0.364 | 1 | 1 | cs | TRUE
98 | LV_1024-33_0_6_line_98 |  | 92 | 93 | 0.0070644 | 0.125 | 0.08 | 261 | 0 | 0.364 | 1 | 1 | cs | TRUE
99 | LV_1024-33_0_6_line_99 |  | 93 | 113 | 0.013597 | 0.125 | 0.08 | 261 | 0 | 0.364 | 1 | 1 | cs | TRUE
100 | LV_1024-33_0_6_line_100 |  | 95 | 96 | 0.015415 | 0.125 | 0.08 | 261 | 0 | 0.364 | 1 | 1 | cs | TRUE
101 | LV_1024-33_0_6_line_101 |  | 96 | 97 | 0.022915 | 0.125 | 0.08 | 261 | 0 | 0.364 | 1 | 1 | cs | TRUE
102 | LV_1024-33_0_6_line_102 |  | 97 | 98 | 0.00067059 | 0.125 | 0.08 | 261 | 0 | 0.364 | 1 | 1 | cs | TRUE
103 | LV_1024-33_0_6_line_103 |  | 97 | 99 | 0.01066 | 0.125 | 0.08 | 261 | 0 | 0.364 | 1 | 1 | cs | TRUE
104 | LV_1024-33_0_6_line_104 |  | 98 | 100 | 0.011568 | 0.125 | 0.08 | 261 | 0 | 0.364 | 1 | 1 | cs | TRUE
105 | LV_1024-33_0_6_line_105 |  | 100 | 101 | 0.0084498 | 0.125 | 0.08 | 261 | 0 | 0.364 | 1 | 1 | cs | TRUE
106 | LV_1024-33_0_6_line_106 |  | 101 | 114 | 0.019303 | 0.125 | 0.08 | 261 | 0 | 0.364 | 1 | 1 | cs | TRUE
107 | LV_1024-33_0_6_line_107 |  | 102 | 113 | 0.016967 | 0.125 | 0.08 | 261 | 0 | 0.364 | 1 | 1 | cs | TRUE
108 | LV_1024-33_0_6_line_108 |  | 103 | 116 | 0.027718 | 0.125 | 0.08 | 261 | 0 | 0.364 | 1 | 1 | cs | TRUE
109 | LV_1024-33_0_6_line_109 |  | 105 | 112 | 0.031899 | 0.125 | 0.08 | 261 | 0 | 0.364 | 1 | 1 | cs | TRUE
110 | LV_1024-33_0_6_line_110 |  | 106 | 107 | 0.0087403 | 0.125 | 0.08 | 261 | 0 | 0.364 | 1 | 1 | cs | TRUE
111 | LV_1024-33_0_6_line_111 |  | 107 | 108 | 0.030574 | 0.125 | 0.08 | 261 | 0 | 0.364 | 1 | 1 | cs | TRUE
112 | LV_1024-33_0_6_line_112 |  | 108 | 109 | 0.0044653 | 0.125 | 0.08 | 261 | 0 | 0.364 | 1 | 1 | cs | TRUE
113 | LV_1024-33_0_6_line_113 |  | 109 | 110 | 0.022299 | 0.125 | 0.08 | 261 | 0 | 0.364 | 1 | 1 | cs | TRUE
114 | LV_1024-33_0_6_line_114 |  | 110 | 111 | 0.0066887 | 0.125 | 0.08 | 261 | 0 | 0.364 | 1 | 1 | cs | TRUE
115 | LV_1024-33_0_6_line_115 |  | 111 | 112 | 0.024881 | 0.125 | 0.08 | 261 | 0 | 0.364 | 1 | 1 | cs | TRUE
116 | LV_1024-33_0_6_line_116 |  | 114 | 115 | 0.00053324 | 0.125 | 0.08 | 261 | 0 | 0.364 | 1 | 1 | cs | TRUE
117 | LV_1024-33_0_6_line_117 |  | 117 | 119 | 0.019796 | 0.125 | 0.08 | 261 | 0 | 0.364 | 1 | 5 | cs | TRUE
118 | LV_1024-33_0_6_line_118 |  | 118 | 119 | 0.018428 | 0.125 | 0.08 | 261 | 0 | 0.364 | 1 | 5 | cs | TRUE

## trafo
| name | std_type | hv_bus | lv_bus | sn_mva | vn_hv_kv | vn_lv_kv | vk_percent | vkr_percent | pfe_kw | i0_percent | shift_degree | tap_side | tap_neutral | tap_min | tap_max | tap_step_percent | tap_step_degree | tap_pos | tap_phase_shifter | parallel | df | in_service
0 | LV_1024-33_0_6_trafo_116 | 0.63 MVA 20/0.4 kV | 120 | 59 | 0.63 | 20 | 0.4 | 6 | 1.206 | 1.65 | 0.2619 | 150 | hv | 0 | -2 | 2 | 2.5 | 0 | 0 | FALSE | 1 | 1 | TRUE

## line_geodata
| x0 | y0 | x1 | y1 | x2 | y2 | x3 | y3 | x4 | y4 | x5 | y5 | x6 | y6 | x7 | y7 | x8 | y8 | x9 | y9 | x10 | y10 | x11 | y11
0 | 2663585.8675 | 1214638.3372 | 2663585.8583 | 1214637.7662
1 | 2663585.7168 | 1214628.9632 | 2663585.8583 | 1214637.7662
2 | 2663585.7168 | 1214628.9632 | 2663585.6701 | 1214626.2276 | 2663599.9851 | 1214626.2965
3 | 2663636.2869 | 1214626.4676 | 2663617.9084 | 1214626.3826 | 2663599.9851 | 1214626.2965
4 | 2663636.2869 | 1214626.4676 | 2663634.1968 | 1214600.9962 | 2663633.1426 | 1214588.0129
5 | 2663636.2869 | 1214626.4676 | 2663636.6972 | 1214631.4306 | 2663636.9186 | 1214634.168 | 2663639.5835 | 1214668.3954 | 2663640.961 | 1214680.9289
6 | 2663640.961 | 1214680.9289 | 2663598.8793 | 1214695.8115 | 2663595.6019 | 1214696.8105
7 | 2663585.4585 | 1214699.9023 | 2663595.6019 | 1214696.8105
8 | 2663336.721 | 1214722.6273 | 2663366.8866 | 1214686.2363 | 2663370.6231 | 1214685.5311 | 2663374.0124 | 1214686.7679
9 | 2663336.721 | 1214722.6273 | 2663327.999 | 1214733.5697
10 | 2663378.3591 | 1214700.8117 | 2663377.0344 | 1214683.2645 | 2663374.0124 | 1214686.7679
11 | 2663368.4229 | 1214669.5979 | 2663369.2445 | 1214670.1848 | 2663372.184 | 1214672.2951 | 2663374.6045 | 1214675.3672 | 2663375.234 | 1214676.1632 | 2663376.8012 | 1214680.1935 | 2663377.0344 | 1214683.2645 | 2663374.0124 | 1214686.7679
12 | 2663521.6446 | 1214850.8288 | 2663532.0542 | 1214838.243 | 2663541.995 | 1214818.3365 | 2663556.2928 | 1214800.0776 | 2663562.2282 | 1214795.4269 | 2663584.7901 | 1214784.1826 | 2663597.0594 | 1214779.5439
13 | 2663521.6446 | 1214850.8288 | 2663520.5116 | 1214845.9804 | 2663519.1496 | 1214834.3283
14 | 2663585.1332 | 1214744.1949 | 2663597.0594 | 1214779.5439
15 | 2663519.1496 | 1214834.3283 | 2663518.2774 | 1214826.867 | 2663515.5571 | 1214822.7243 | 2663514.8115 | 1214815.4001
16 | 2663519.6771 | 1214520.9038 | 2663514.4242 | 1214515.6557
17 | 2663519.6771 | 1214520.9038 | 2663517.7429 | 1214527.087 | 2663516.6875 | 1214531.334 | 2663515.3837 | 1214580.9952
18 | 2663514.4242 | 1214515.6557 | 2663520.7857 | 1214507.385 | 2663522.7285 | 1214505.0523
19 | 2663504.45 | 1214528.6798 | 2663514.4242 | 1214515.6557
20 | 2663510.2167 | 1214587.6443 | 2663510.7363 | 1214585.2039 | 2663515.3837 | 1214580.9952
21 | 2663378.3591 | 1214700.8117 | 2663377.8662 | 1214710.0344
22 | 2663378.3591 | 1214700.8117 | 2663384.1801 | 1214691.9236 | 2663383.7869 | 1214674.6198 | 2663385.7971 | 1214671.984 | 2663391.3364 | 1214666.4273
23 | 2663342.4884 | 1214666.5984 | 2663350.8418 | 1214672.3907 | 2663354.9658 | 1214673.8131 | 2663359.1896 | 1214672.9908 | 2663365.9608 | 1214669.0159 | 2663368.4229 | 1214669.5979
24 | 2663368.4229 | 1214669.5979 | 2663360.3508 | 1214678.7845 | 2663356.3825 | 1214679.1426 | 2663345.2945 | 1214690.3923
25 | 2663239.2788 | 1214686.3598 | 2663231.5279 | 1214674.5926 | 2663213.1303 | 1214646.2356 | 2663208.8368 | 1214639.3081 | 2663234.8461 | 1214623.1071
26 | 2663239.2788 | 1214686.3598 | 2663296.0944 | 1214649.9025
27 | 2663234.8461 | 1214623.1071 | 2663269.93 | 1214601.2491
28 | 2663315.8084 | 1214637.2525 | 2663296.0944 | 1214649.9025
29 | 2663342.4884 | 1214666.5984 | 2663344.5242 | 1214657.9813 | 2663353.0513 | 1214647.2272
30 | 2663342.4884 | 1214666.5984 | 2663329.0766 | 1214654.3929 | 2663326.5024 | 1214650.1641
31 | 2663493.939 | 1214518.6617 | 2663495.4628 | 1214520.3456 | 2663496.1847 | 1214521.0204 | 2663499.8474 | 1214524.4059 | 2663503.3595 | 1214527.6676 | 2663504.45 | 1214528.6798
32 | 2663493.939 | 1214518.6617 | 2663486.741 | 1214512.4303
33 | 2663504.45 | 1214528.6798 | 2663487.2635 | 1214551.5311
34 | 2663475.3584 | 1214502.5762 | 2663486.741 | 1214512.4303
35 | 2663319.9431 | 1214452.4934 | 2663328.091 | 1214438.3378
36 | 2663286.145 | 1214539.077 | 2663294.8153 | 1214534.355 | 2663298.053 | 1214532.7106 | 2663333.2867 | 1214514.7624 | 2663327.9001 | 1214502.064 | 2663331.5289 | 1214490.0618 | 2663327.9056 | 1214488.678 | 2663326.9897 | 1214486.9561 | 2663334.4733 | 1214474.5613 | 2663339.7186 | 1214466.9678 | 2663336.2299 | 1214463.6399 | 2663319.9431 | 1214452.4934
37 | 2663286.145 | 1214539.077 | 2663281.8365 | 1214541.4217 | 2663280.4997 | 1214542.1524 | 2663277.3201 | 1214543.3305 | 2663259.0642 | 1214546.3572
38 | 2663286.145 | 1214539.077 | 2663288.1919 | 1214540.8554 | 2663289.3958 | 1214541.9133 | 2663293.7167 | 1214540.5472
39 | 2663286.145 | 1214539.077 | 2663276.2422 | 1214530.4 | 2663271.7707 | 1214521.6854
40 | 2663377.8662 | 1214710.0344 | 2663377.5927 | 1214721.4719 | 2663378.2439 | 1214725.1367
41 | 2663391.3364 | 1214666.4273 | 2663404.7377 | 1214652.9838
42 | 2663463.2644 | 1214516.3894 | 2663475.3584 | 1214502.5762
43 | 2663453.7007 | 1214478.7311 | 2663456.712 | 1214481.954 | 2663458.3841 | 1214482.5499 | 2663459.4984 | 1214484.185 | 2663459.8141 | 1214485.9228 | 2663459.5628 | 1214488.1214 | 2663460.2756 | 1214488.9406 | 2663463.1193 | 1214492.2062 | 2663467.006 | 1214496.6726 | 2663468.8626 | 1214497.0592 | 2663475.3584 | 1214502.5762
44 | 2663453.7007 | 1214478.7311 | 2663444.4982 | 1214485.6734
45 | 2663248.3629 | 1214548.1374 | 2663230.985 | 1214510.0893
46 | 2663248.3629 | 1214548.1374 | 2663249.068 | 1214549.6792
47 | 2663248.3629 | 1214548.1374 | 2663255.7658 | 1214546.9041 | 2663259.0642 | 1214546.3572
48 | 2663249.068 | 1214549.6792 | 2663254.3606 | 1214554.794 | 2663276.9684 | 1214567.1507
49 | 2663478.7696 | 1214562.3828 | 2663484.5659 | 1214555.1178 | 2663487.2635 | 1214551.5311
50 | 2663293.7167 | 1214540.5472 | 2663298.9077 | 1214547.3509 | 2663309.5103 | 1214553.3481
51 | 2663261.5982 | 1214501.8603 | 2663271.7707 | 1214521.6854
52 | 2663454.3044 | 1214564.7128 | 2663454.9991 | 1214565.0982 | 2663458.7592 | 1214567.1728 | 2663459.567 | 1214567.6262 | 2663460.214 | 1214568.2112 | 2663463.8928 | 1214571.5079 | 2663464.5924 | 1214572.138 | 2663470.8273 | 1214567.1902 | 2663478.7696 | 1214562.3828
53 | 2663454.3044 | 1214564.7128 | 2663440.1619 | 1214584.7748
54 | 2663454.3044 | 1214564.7128 | 2663456.2789 | 1214556.173 | 2663455.4061 | 1214549.693 | 2663451.437 | 1214542.9833
55 | 2663479.9135 | 1214593.3252 | 2663485.0865 | 1214581.8287 | 2663485.9941 | 1214579.3257 | 2663486.1208 | 1214577.4148 | 2663485.7917 | 1214575.5101 | 2663484.8342 | 1214572.7093 | 2663478.7696 | 1214562.3828
56 | 2663440.1619 | 1214584.7748 | 2663434.474 | 1214584.7142
57 | 2663444.4982 | 1214485.6734 | 2663433.6243 | 1214493.8766
58 | 2663269.93 | 1214601.2491 | 2663272.0478 | 1214599.9296
59 | 2663479.9135 | 1214593.3252 | 2663477.2098 | 1214589.7498 | 2663480.4196 | 1214581.4566 | 2663478.4053 | 1214580.9015 | 2663476.9196 | 1214581.3415 | 2663471.1625 | 1214586.35 | 2663459.7753 | 1214597.7731
60 | 2663434.474 | 1214584.7142 | 2663421.4823 | 1214600.6563
61 | 2663545.5545 | 1214712.0654 | 2663585.4585 | 1214699.9023
62 | 2663377.1652 | 1214773.0992 | 2663380.2608 | 1214757.667 | 2663384.3995 | 1214750.5622
63 | 2663377.1652 | 1214773.0992 | 2663389.4663 | 1214781.8729
64 | 2663384.3995 | 1214750.5622 | 2663378.7724 | 1214747.6561 | 2663377.296 | 1214740.8029 | 2663375.2986 | 1214732.9435 | 2663374.5991 | 1214723.0188 | 2663374.6072 | 1214722.2595
65 | 2663382.4602 | 1214739.3902 | 2663384.3995 | 1214750.5622
66 | 2663389.4663 | 1214781.8729 | 2663399.0095 | 1214788.6796
67 | 2663382.4602 | 1214739.3902 | 2663379.3483 | 1214731.3522 | 2663378.2439 | 1214725.1367
68 | 2663382.4602 | 1214739.3902 | 2663403.8085 | 1214737.6301
69 | 2663405.0346 | 1214620.8393 | 2663421.4823 | 1214600.6563
70 | 2663511.6688 | 1214784.5284 | 2663514.8115 | 1214815.4001
71 | 2663537.112 | 1214487.7816 | 2663522.7285 | 1214505.0523
72 | 2663315.8084 | 1214637.2525 | 2663315.8084 | 1214637.2525 | 2663319.1787 | 1214638.1333 | 2663326.5024 | 1214650.1641
73 | 2663353.0513 | 1214647.2272 | 2663354.9434 | 1214644.8409
74 | 2663404.7377 | 1214652.9838 | 2663417.1708 | 1214640.5116
75 | 2663314.9641 | 1214556.433 | 2663309.5103 | 1214553.3481
76 | 2663425.2161 | 1214500.2196 | 2663433.6243 | 1214493.8766
77 | 2663278.677 | 1214595.7995 | 2663272.0478 | 1214599.9296
78 | 2663444.157 | 1214613.4405 | 2663459.7753 | 1214597.7731
79 | 2663360.9217 | 1214548.6213 | 2663344.7352 | 1214538.9024
80 | 2663360.9217 | 1214548.6213 | 2663363.1245 | 1214544.3087 | 2663374.5497 | 1214534.0663
81 | 2663360.9217 | 1214548.6213 | 2663378.1583 | 1214559.0801
82 | 2663360.9217 | 1214548.6213 | 2663359.6366 | 1214555.9121 | 2663353.6973 | 1214566.0957
83 | 2663475.1126 | 1214821.3064 | 2663468.4574 | 1214814.718 | 2663457.262 | 1214804.918
84 | 2663454.8156 | 1214802.7765 | 2663457.262 | 1214804.918
85 | 2663502.7299 | 1214722.926 | 2663519.8324 | 1214718.8643
86 | 2663502.7299 | 1214722.926 | 2663483.8375 | 1214726.2513
87 | 2663502.7299 | 1214722.926 | 2663501.8712 | 1214727.2529 | 2663504.3434 | 1214744.3837
88 | 2663529.9399 | 1214716.4639 | 2663519.8324 | 1214718.8643
89 | 2663473.2668 | 1214728.1118 | 2663483.8375 | 1214726.2513
90 | 2663508.8595 | 1214771.6163 | 2663507.5646 | 1214766.7046 | 2663504.3434 | 1214744.3837
91 | 2663529.9399 | 1214716.4639 | 2663535.3024 | 1214715.1903 | 2663545.5545 | 1214712.0654
92 | 2663473.2668 | 1214728.1118 | 2663446.0165 | 1214732.9082
93 | 2663511.6688 | 1214784.5284 | 2663511.2947 | 1214780.853 | 2663508.8595 | 1214771.6163
94 | 2663413.4531 | 1214736.8349 | 2663432.743 | 1214735.2444 | 2663446.0165 | 1214732.9082
95 | 2663413.4531 | 1214736.8349 | 2663403.8085 | 1214737.6301
96 | 2663425.2161 | 1214500.2196 | 2663424.7517 | 1214500.57 | 2663416.7072 | 1214505.9014
97 | 2663405.8005 | 1214513.1296 | 2663416.7072 | 1214505.9014
98 | 2663405.8005 | 1214513.1296 | 2663399.9118 | 1214517.0322
99 | 2663388.5776 | 1214524.5438 | 2663399.9118 | 1214517.0322
100 | 2663328.3815 | 1214564.0223 | 2663314.9641 | 1214556.433
101 | 2663348.3268 | 1214575.304 | 2663328.3815 | 1214564.0223
102 | 2663348.8998 | 1214575.6524 | 2663348.3268 | 1214575.304
103 | 2663348.3268 | 1214575.304 | 2663353.6973 | 1214566.0957
104 | 2663358.7838 | 1214581.6628 | 2663348.8998 | 1214575.6524
105 | 2663358.7838 | 1214581.6628 | 2663366.0035 | 1214586.0531
106 | 2663382.4968 | 1214596.0826 | 2663366.0035 | 1214586.0531
107 | 2663388.5776 | 1214524.5438 | 2663375.516 | 1214533.2001 | 2663374.5497 | 1214534.0663
108 | 2663378.1583 | 1214559.0801 | 2663401.8552 | 1214573.4588
109 | 2663423.1911 | 1214809.2307 | 2663414.2719 | 1214799.5656 | 2663399.0095 | 1214788.6796
110 | 2663420.0186 | 1214776.2708 | 2663427.1362 | 1214781.3436
111 | 2663451.4157 | 1214799.8818 | 2663442.5175 | 1214792.3059 | 2663427.1362 | 1214781.3436
112 | 2663454.8156 | 1214802.7765 | 2663451.4157 | 1214799.8818
113 | 2663454.8156 | 1214802.7765 | 2663453.7102 | 1214806.7339 | 2663450.8757 | 1214809.7501 | 2663454.0023 | 1214812.8297 | 2663447.3263 | 1214819.8147
114 | 2663442.7049 | 1214824.6501 | 2663447.3263 | 1214819.8147
115 | 2663442.7049 | 1214824.6501 | 2663423.732 | 1214809.8169 | 2663423.1911 | 1214809.2307
116 | 2663382.9524 | 1214596.3597 | 2663382.4968 | 1214596.0826
117 | 2663430.1812 | 1214627.4603 | 2663444.157 | 1214613.4405
118 | 2663417.1708 | 1214640.5116 | 2663430.1812 | 1214627.4603

## bus_geodata
| x | y | coords
0 | 2663585.8583 | 1214637.7662
1 | 2663585.8675 | 1214638.3372
2 | 2663585.7168 | 1214628.9632
3 | 2663599.9851 | 1214626.2965
4 | 2663636.2869 | 1214626.4676
5 | 2663633.1426 | 1214588.0129
6 | 2663640.961 | 1214680.9289
7 | 2663595.6019 | 1214696.8105
8 | 2663336.721 | 1214722.6273
9 | 2663374.0124 | 1214686.7679
10 | 2663327.999 | 1214733.5697
11 | 2663521.6446 | 1214850.8288
12 | 2663597.0594 | 1214779.5439
13 | 2663519.1496 | 1214834.3283
14 | 2663519.6771 | 1214520.9038
15 | 2663514.4242 | 1214515.6557
16 | 2663515.3837 | 1214580.9952
17 | 2663378.3591 | 1214700.8117
18 | 2663368.4229 | 1214669.5979
19 | 2663239.2788 | 1214686.3598
20 | 2663234.8461 | 1214623.1071
21 | 2663296.0944 | 1214649.9025
22 | 2663342.4884 | 1214666.5984
23 | 2663345.2945 | 1214690.3923
24 | 2663493.939 | 1214518.6617
25 | 2663504.45 | 1214528.6798
26 | 2663486.741 | 1214512.4303
27 | 2663319.9431 | 1214452.4934
28 | 2663328.091 | 1214438.3378
29 | 2663286.145 | 1214539.077
30 | 2663377.8662 | 1214710.0344
31 | 2663391.3364 | 1214666.4273
32 | 2663585.1332 | 1214744.1949
33 | 2663475.3584 | 1214502.5762
34 | 2663463.2644 | 1214516.3894
35 | 2663453.7007 | 1214478.731
36 | 2663248.3629 | 1214548.1374
37 | 2663230.985 | 1214510.0893
38 | 2663249.068 | 1214549.6792
39 | 2663259.0642 | 1214546.3572
40 | 2663487.2635 | 1214551.5311
41 | 2663293.7167 | 1214540.5472
42 | 2663271.7707 | 1214521.6854
43 | 2663454.3044 | 1214564.7128
44 | 2663478.7696 | 1214562.3828
45 | 2663440.1619 | 1214584.7748
46 | 2663451.437 | 1214542.9833
47 | 2663444.4982 | 1214485.6734
48 | 2663269.93 | 1214601.2491
49 | 2663479.9135 | 1214593.3252
50 | 2663434.474 | 1214584.7142
51 | 2663276.9684 | 1214567.1507
52 | 2663585.4585 | 1214699.9023
53 | 2663377.1652 | 1214773.0992
54 | 2663384.3995 | 1214750.5622
55 | 2663389.4663 | 1214781.8729
56 | 2663374.6072 | 1214722.2595
57 | 2663382.4602 | 1214739.3902
58 | 2663405.0346 | 1214620.8393
59 | 2663421.4823 | 1214600.6563
60 | 2663514.8115 | 1214815.4001
61 | 2663522.7285 | 1214505.0523
62 | 2663510.2167 | 1214587.6443
63 | 2663315.8084 | 1214637.2525
64 | 2663353.0513 | 1214647.2272
65 | 2663326.5024 | 1214650.1641
66 | 2663378.2439 | 1214725.1367
67 | 2663404.7377 | 1214652.9838
68 | 2663309.5103 | 1214553.3481
69 | 2663261.5982 | 1214501.8603
70 | 2663433.6243 | 1214493.8766
71 | 2663272.0478 | 1214599.9296
72 | 2663459.7753 | 1214597.7731
73 | 2663537.112 | 1214487.7816
74 | 2663344.7352 | 1214538.9024
75 | 2663360.9217 | 1214548.6213
76 | 2663475.1126 | 1214821.3064
77 | 2663457.262 | 1214804.918
78 | 2663502.7299 | 1214722.926
79 | 2663519.8324 | 1214718.8643
80 | 2663483.8375 | 1214726.2513
81 | 2663504.3434 | 1214744.3837
82 | 2663529.9399 | 1214716.4639
83 | 2663473.2668 | 1214728.1118
84 | 2663508.8595 | 1214771.6163
85 | 2663545.5545 | 1214712.0654
86 | 2663446.0165 | 1214732.9082
87 | 2663511.6688 | 1214784.5284
88 | 2663413.4531 | 1214736.8349
89 | 2663403.8085 | 1214737.6301
90 | 2663425.2161 | 1214500.2196
91 | 2663416.7072 | 1214505.9014
92 | 2663405.8005 | 1214513.1296
93 | 2663399.9118 | 1214517.0322
94 | 2663278.677 | 1214595.7995
95 | 2663314.9641 | 1214556.433
96 | 2663328.3815 | 1214564.0223
97 | 2663348.3268 | 1214575.304
98 | 2663348.8998 | 1214575.6524
99 | 2663353.6973 | 1214566.0957
100 | 2663358.7838 | 1214581.6628
101 | 2663366.0035 | 1214586.0531
102 | 2663374.5497 | 1214534.0663
103 | 2663378.1583 | 1214559.0801
104 | 2663354.9434 | 1214644.8409
105 | 2663399.0095 | 1214788.6796
106 | 2663420.0186 | 1214776.2708
107 | 2663427.1362 | 1214781.3436
108 | 2663451.4157 | 1214799.8818
109 | 2663454.8156 | 1214802.7765
110 | 2663447.3263 | 1214819.8147
111 | 2663442.7049 | 1214824.6501
112 | 2663423.1911 | 1214809.2307
113 | 2663388.5776 | 1214524.5438
114 | 2663382.4968 | 1214596.0826
115 | 2663382.9524 | 1214596.3597
116 | 2663401.8552 | 1214573.4588
117 | 2663444.157 | 1214613.4405
118 | 2663417.1708 | 1214640.5116
119 | 2663430.1812 | 1214627.4603
120 | 2663440.1619 | 1214584.7748

## line_std_types
| c_nf_per_km | r_ohm_per_km | x_ohm_per_km | max_i_ka | type | q_mm2 | alpha | voltage_rating
NAYY 4x50 SE | 210 | 0.642 | 0.083 | 0.142 | cs | 50 | 0.00403 | LV
NAYY 4x120 SE | 264 | 0.225 | 0.08 | 0.242 | cs | 120 | 0.00403 | LV
NAYY 4x150 SE | 261 | 0.208 | 0.08 | 0.27 | cs | 150 | 0.00403 | LV
NA2XS2Y 1x95 RM/25 12/20 kV | 216 | 0.313 | 0.132 | 0.252 | cs | 95 | 0.00403 | MV
NA2XS2Y 1x185 RM/25 12/20 kV | 273 | 0.161 | 0.117 | 0.362 | cs | 185 | 0.00403 | MV
NA2XS2Y 1x240 RM/25 12/20 kV | 304 | 0.122 | 0.112 | 0.421 | cs | 240 | 0.00403 | MV
NA2XS2Y 1x95 RM/25 6/10 kV | 315 | 0.313 | 0.123 | 0.249 | cs | 95 | 0.00403 | MV
NA2XS2Y 1x185 RM/25 6/10 kV | 406 | 0.161 | 0.11 | 0.358 | cs | 185 | 0.00403 | MV
NA2XS2Y 1x240 RM/25 6/10 kV | 456 | 0.122 | 0.105 | 0.416 | cs | 240 | 0.00403 | MV
NA2XS2Y 1x150 RM/25 12/20 kV | 250 | 0.206 | 0.116 | 0.319 | cs | 150 | 0.00403 | MV
NA2XS2Y 1x120 RM/25 12/20 kV | 230 | 0.253 | 0.119 | 0.283 | cs | 120 | 0.00403 | MV
NA2XS2Y 1x70 RM/25 12/20 kV | 190 | 0.443 | 0.132 | 0.22 | cs | 70 | 0.00403 | MV
NA2XS2Y 1x150 RM/25 6/10 kV | 360 | 0.206 | 0.11 | 0.315 | cs | 150 | 0.00403 | MV
NA2XS2Y 1x120 RM/25 6/10 kV | 340 | 0.253 | 0.113 | 0.28 | cs | 120 | 0.00403 | MV
NA2XS2Y 1x70 RM/25 6/10 kV | 280 | 0.443 | 0.123 | 0.217 | cs | 70 | 0.00403 | MV
N2XS(FL)2Y 1x120 RM/35 64/110 kV | 112 | 0.153 | 0.166 | 0.366 | cs | 120 | 0.00393 | HV
N2XS(FL)2Y 1x185 RM/35 64/110 kV | 125 | 0.099 | 0.156 | 0.457 | cs | 185 | 0.00393 | HV
N2XS(FL)2Y 1x240 RM/35 64/110 kV | 135 | 0.075 | 0.149 | 0.526 | cs | 240 | 0.00393 | HV
N2XS(FL)2Y 1x300 RM/35 64/110 kV | 144 | 0.06 | 0.144 | 0.588 | cs | 300 | 0.00393 | HV
15-AL1/3-ST1A 0.4 | 11 | 1.8769 | 0.35 | 0.105 | ol | 16 | 0.00403 | LV
24-AL1/4-ST1A 0.4 | 11.25 | 1.2012 | 0.335 | 0.14 | ol | 24 | 0.00403 | LV
48-AL1/8-ST1A 0.4 | 12.2 | 0.5939 | 0.3 | 0.21 | ol | 48 | 0.00403 | LV
94-AL1/15-ST1A 0.4 | 13.2 | 0.306 | 0.29 | 0.35 | ol | 94 | 0.00403 | LV
34-AL1/6-ST1A 10.0 | 9.7 | 0.8342 | 0.36 | 0.17 | ol | 34 | 0.00403 | MV
48-AL1/8-ST1A 10.0 | 10.1 | 0.5939 | 0.35 | 0.21 | ol | 48 | 0.00403 | MV
70-AL1/11-ST1A 10.0 | 10.4 | 0.4132 | 0.339 | 0.29 | ol | 70 | 0.00403 | MV
94-AL1/15-ST1A 10.0 | 10.75 | 0.306 | 0.33 | 0.35 | ol | 94 | 0.00403 | MV
122-AL1/20-ST1A 10.0 | 11.1 | 0.2376 | 0.323 | 0.41 | ol | 122 | 0.00403 | MV
149-AL1/24-ST1A 10.0 | 11.25 | 0.194 | 0.315 | 0.47 | ol | 149 | 0.00403 | MV
34-AL1/6-ST1A 20.0 | 9.15 | 0.8342 | 0.382 | 0.17 | ol | 34 | 0.00403 | MV
48-AL1/8-ST1A 20.0 | 9.5 | 0.5939 | 0.372 | 0.21 | ol | 48 | 0.00403 | MV
70-AL1/11-ST1A 20.0 | 9.7 | 0.4132 | 0.36 | 0.29 | ol | 70 | 0.00403 | MV
94-AL1/15-ST1A 20.0 | 10 | 0.306 | 0.35 | 0.35 | ol | 94 | 0.00403 | MV
122-AL1/20-ST1A 20.0 | 10.3 | 0.2376 | 0.344 | 0.41 | ol | 122 | 0.00403 | MV
149-AL1/24-ST1A 20.0 | 10.5 | 0.194 | 0.337 | 0.47 | ol | 149 | 0.00403 | MV
184-AL1/30-ST1A 20.0 | 10.75 | 0.1571 | 0.33 | 0.535 | ol | 184 | 0.00403 | MV
243-AL1/39-ST1A 20.0 | 11 | 0.1188 | 0.32 | 0.645 | ol | 243 | 0.00403 | MV
48-AL1/8-ST1A 110.0 | 8 | 0.5939 | 0.46 | 0.21 | ol | 48 | 0.00403 | HV
70-AL1/11-ST1A 110.0 | 8.4 | 0.4132 | 0.45 | 0.29 | ol | 70 | 0.00403 | HV
94-AL1/15-ST1A 110.0 | 8.65 | 0.306 | 0.44 | 0.35 | ol | 94 | 0.00403 | HV
122-AL1/20-ST1A 110.0 | 8.5 | 0.2376 | 0.43 | 0.41 | ol | 122 | 0.00403 | HV
149-AL1/24-ST1A 110.0 | 8.75 | 0.194 | 0.41 | 0.47 | ol | 149 | 0.00403 | HV
184-AL1/30-ST1A 110.0 | 8.8 | 0.1571 | 0.4 | 0.535 | ol | 184 | 0.00403 | HV
243-AL1/39-ST1A 110.0 | 9 | 0.1188 | 0.39 | 0.645 | ol | 243 | 0.00403 | HV
305-AL1/39-ST1A 110.0 | 9.2 | 0.0949 | 0.38 | 0.74 | ol | 305 | 0.00403 | HV
490-AL1/64-ST1A 110.0 | 9.75 | 0.059 | 0.37 | 0.96 | ol | 490 | 0.00403 | HV
679-AL1/86-ST1A 110.0 | 9.95 | 0.042 | 0.36 | 1.15 | ol | 679 | 0.00403 | HV
490-AL1/64-ST1A 220.0 | 10 | 0.059 | 0.285 | 0.96 | ol | 490 | 0.00403 | HV
679-AL1/86-ST1A 220.0 | 11.7 | 0.042 | 0.275 | 1.15 | ol | 679 | 0.00403 | HV
490-AL1/64-ST1A 380.0 | 11 | 0.059 | 0.253 | 0.96 | ol | 490 | 0.00403 | HV
679-AL1/86-ST1A 380.0 | 14.6 | 0.042 | 0.25 | 1.15 | ol | 679 | 0.00403 | HV

## trafo_std_types
| i0_percent | pfe_kw | vkr_percent | sn_mva | vn_lv_kv | vn_hv_kv | vk_percent | shift_degree | vector_group | tap_side | tap_neutral | tap_min | tap_max | tap_step_degree | tap_step_percent | tap_phase_shifter
160 MVA 380/110 kV | 0.06 | 60 | 0.25 | 160 | 110 | 380 | 12.2 | 0 | Yy0 | hv | 0 | -9 | 9 | 0 | 1.5 | FALSE
100 MVA 220/110 kV | 0.06 | 55 | 0.26 | 100 | 110 | 220 | 12 | 0 | Yy0 | hv | 0 | -9 | 9 | 0 | 1.5 | FALSE
63 MVA 110/20 kV | 0.04 | 22 | 0.32 | 63 | 20 | 110 | 18 | 150 | YNd5 | hv | 0 | -9 | 9 | 0 | 1.5 | FALSE
40 MVA 110/20 kV | 0.05 | 18 | 0.34 | 40 | 20 | 110 | 16.2 | 150 | YNd5 | hv | 0 | -9 | 9 | 0 | 1.5 | FALSE
25 MVA 110/20 kV | 0.07 | 14 | 0.41 | 25 | 20 | 110 | 12 | 150 | YNd5 | hv | 0 | -9 | 9 | 0 | 1.5 | FALSE
63 MVA 110/10 kV | 0.04 | 22 | 0.32 | 63 | 10 | 110 | 18 | 150 | YNd5 | hv | 0 | -9 | 9 | 0 | 1.5 | FALSE
40 MVA 110/10 kV | 0.05 | 18 | 0.34 | 40 | 10 | 110 | 16.2 | 150 | YNd5 | hv | 0 | -9 | 9 | 0 | 1.5 | FALSE
25 MVA 110/10 kV | 0.07 | 14 | 0.41 | 25 | 10 | 110 | 12 | 150 | YNd5 | hv | 0 | -9 | 9 | 0 | 1.5 | FALSE
0.25 MVA 20/0.4 kV | 0.32 | 0.8 | 1.44 | 0.25 | 0.4 | 20 | 6 | 150 | Yzn5 | hv | 0 | -2 | 2 | 0 | 2.5 | FALSE
0.4 MVA 20/0.4 kV | 0.3375 | 1.35 | 1.425 | 0.4 | 0.4 | 20 | 6 | 150 | Dyn5 | hv | 0 | -2 | 2 | 0 | 2.5 | FALSE
0.63 MVA 20/0.4 kV | 0.2619 | 1.65 | 1.206 | 0.63 | 0.4 | 20 | 6 | 150 | Dyn5 | hv | 0 | -2 | 2 | 0 | 2.5 | FALSE
0.25 MVA 10/0.4 kV | 0.24 | 0.6 | 1.2 | 0.25 | 0.4 | 10 | 4 | 150 | Dyn5 | hv | 0 | -2 | 2 | 0 | 2.5 | FALSE
0.4 MVA 10/0.4 kV | 0.2375 | 0.95 | 1.325 | 0.4 | 0.4 | 10 | 4 | 150 | Dyn5 | hv | 0 | -2 | 2 | 0 | 2.5 | FALSE
0.63 MVA 10/0.4 kV | 0.1873 | 1.18 | 1.0794 | 0.63 | 0.4 | 10 | 4 | 150 | Dyn5 | hv | 0 | -2 | 2 | 0 | 2.5 | FALSE

## trafo3w_std_types
| sn_hv_mva | sn_mv_mva | sn_lv_mva | vn_hv_kv | vn_mv_kv | vn_lv_kv | vk_hv_percent | vk_mv_percent | vk_lv_percent | vkr_hv_percent | vkr_mv_percent | vkr_lv_percent | pfe_kw | i0_percent | shift_mv_degree | shift_lv_degree | vector_group | tap_side | tap_neutral | tap_min | tap_max | tap_step_percent
63/25/38 MVA 110/20/10 kV | 63 | 25 | 38 | 110 | 20 | 10 | 10.4 | 10.4 | 10.4 | 0.28 | 0.32 | 0.35 | 35 | 0.89 | 0 | 0 | YN0yn0yn0 | hv | 0 | -10 | 10 | 1.2
63/25/38 MVA 110/10/10 kV | 63 | 25 | 38 | 110 | 10 | 10 | 10.4 | 10.4 | 10.4 | 0.28 | 0.32 | 0.35 | 35 | 0.89 | 0 | 0 | YN0yn0yn0 | hv | 0 | -10 | 10 | 1.2

## fuse_std_types
| fuse_type | i_rated_a | t_avg | t_min | t_total | x_avg | x_min | x_total
HV 100A | HV 100A | 100 | 0 | [10.0, 3.64, 0.854, 0.281, 0.1, 0.0531, 0.022, 0.01] | [10.0, 4.267, 1.21, 0.403, 0.1, 0.058, 0.022, 0.01] | 0 | [300.0, 350.0, 450.0, 550.0, 700.0, 850.0, 1200.0, 1752.0] | [600.0, 700.0, 900.0, 1150.0, 1665.0, 2000.0, 3000.0, 4313.0]
HV 10A | HV 10A | 10 | 0 | [10.0, 1675.0, 0.344, 0.156, 0.1, 0.0417, 0.0171, 0.01] | [10.0, 1.3, 0.3, 0.155, 0.1, 0.0555, 0.023, 0.01] | 0 | [30.0, 32.0, 35.0, 37.0, 39.0, 50.0, 70.0, 88.0] | [60.0, 70.0, 80.0, 87.0, 94.0, 110.0, 150.0, 216.0]
HV 125A | HV 125A | 125 | 0 | [10.0, 1.82, 0.344, 0.1, 0.0467, 0.0269, 0.01] | [10.0, 2.478, 0.426, 0.1, 0.0427, 0.0211, 0.01] | 0 | [375.0, 500.0, 700.0, 925.0, 1200.0, 1500.0, 2341.0] | [750.0, 1000.0, 1500.0, 2200.0, 3000.0, 4000.0, 5765.0]
HV 160A | HV 160A | 160 | 0 | [10.0, 4.15, 1.03, 0.198, 0.1, 0.051, 0.0172, 0.01] | [10.0, 2.3, 0.734, 0.274, 0.1, 0.046, 0.0177, 0.01] | 0 | [480.0, 550.0, 700.0, 1000.0, 1260.0, 1600.0, 2500.0, 3227.0] | [960.0, 1300.0, 1700.0, 2200.0, 2996.0, 4000.0, 6000.0, 7946.0]
HV 16A | HV 16A | 16 | 0 | [10.0, 0.352, 0.164, 0.1, 0.0649, 0.0342, 0.01] | [10.0, 2.34, 0.722, 0.181, 0.1, 0.055, 0.0296, 0.01] | 0 | [48.0, 60.0, 65.0, 71.0, 80.0, 100.0, 162.0] | [96.0, 110.0, 125.0, 150.0, 168.0, 200.0, 250.0, 398.0]
HV 200A | HV 200A | 200 | 0 | [10.0, 4.267, 1.21, 0.403, 0.1, 0.058, 0.022, 0.01] | [10.0, 3.73, 1.654, 0.328, 0.1, 0.0531, 0.019, 0.01] | 0 | [600.0, 700.0, 900.0, 1150.0, 1665.0, 2000.0, 3000.0, 4313.0] | [1200.0, 1500.0, 1800.0, 2700.0, 3960.0, 5000.0, 7500.0, 10620.0]
HV 20A | HV 20A | 20 | 0 | [10.0, 1.3, 0.3, 0.155, 0.1, 0.0555, 0.023, 0.01] | [10.0, 1.3, 0.161, 0.1, 0.0611, 0.0399, 0.0141, 0.01] | 0 | [60.0, 70.0, 80.0, 87.0, 94.0, 110.0, 150.0, 216.0] | [120.0, 150.0, 200.0, 223.0, 260.0, 300.0, 450.0, 532.0]
HV 25A | HV 25A | 25 | 0 | [10.0, 2.512, 0.833, 0.299, 0.1, 0.0372, 0.0223, 0.01] | [10.0, 3.125, 0.597, 0.198, 0.1, 0.0378, 0.022, 0.01] | 0 | [75.0, 82.0, 90.0, 100.0, 124.0, 170.0, 200.0, 289.0] | [150.0, 170.0, 210.0, 250.0, 294.0, 400.0, 500.0, 711.0]
HV 31.5A | HV 31.5A | 31.5 | 0 | [10.0, 2.34, 0.722, 0.181, 0.1, 0.055, 0.0296, 0.01] | [10.0, 2.84, 0.368, 0.164, 0.1, 0.0621, 0.0378, 0.0195, 0.01] | 0 | [95.0, 110.0, 125.0, 150.0, 165.0, 200.0, 250.0, 390.0] | [189.0, 220.0, 300.0, 350.0, 393.0, 450.0, 530.0, 700.0, 960.0]
HV 40A | HV 40A | 40 | 0 | [10.0, 1.3, 0.161, 0.1, 0.0611, 0.0399, 0.0141, 0.01] | [10.0, 2.05, 0.369, 0.198, 0.1, 0.051, 0.0298, 0.01] | 0 | [120.0, 150.0, 200.0, 223.0, 260.0, 300.0, 450.0, 532.0] | [240.0, 300.0, 400.0, 450.0, 530.0, 650.0, 800.0, 1311.0]
HV 50A | HV 50A | 50 | 0 | [10.0, 3.215, 0.597, 0.198, 0.1, 0.0378, 0.022, 0.01] | [10.0, 3.64, 0.854, 0.281, 0.1, 0.0531, 0.022, 0.01] | 0 | [150.0, 170.0, 210.0, 250.0, 294.0, 400.0, 500.0, 711.0] | [300.0, 350.0, 450.0, 550.0, 700.0, 850.0, 1200.0, 1752.0]
HV 6.3A | HV 6.3A | 6.3 | 0 | [10.0, 1.39, 0.344, 0.168, 0.1, 0.056, 0.0263, 0.01] | [10.0, 1.711, 0.516, 0.198, 0.1, 0.0634, 0.0303, 0.01] | 0 | [19.0, 19.5, 20.4, 20.8, 22.0, 25.0, 32.0, 48.0] | [38.0, 40.0, 43.0, 48.0, 53.0, 60.0, 75.0, 118.0]
HV 63A | HV 63A | 63 | 0 | [10.0, 2.84, 0.368, 0.164, 0.1, 0.0621, 0.0378, 0.0195, 0.01] | [10.0, 1.82, 0.344, 0.1, 0.0467, 0.0269, 0.01] | 0 | [189.0, 220.0, 300.0, 350.0, 393.0, 450.0, 530.0, 700.0, 961.0] | [378.0, 500.0, 700.0, 934.0, 1200.0, 1500.0, 2366.0]
HV 80A | HV 80A | 80 | 0 | [10.0, 2.05, 0.369, 0.198, 0.1, 0.051, 0.0298, 0.01] | [10.0, 4.15, 1.03, 0.198, 0.1, 0.051, 0.0172, 0.01] | 0 | [240.0, 300.0, 400.0, 450.0, 530.0, 650.0, 800.0, 1311.0] | [480.0, 550.0, 700.0, 1000.0, 1260.0, 1600.0, 2500.0, 3227.0]
Siemens NH-1-100 | Siemens NH-1-100 | 100 | [5400.0, 2000.0, 400.0, 20.0, 1.0, 0.2, 0.012, 0.004] | 0 | 0 | [150.0, 190.0, 250.0, 430.0, 900.0, 1250.0, 2700.0, 3600.0] | 0 | 0
Siemens NH-1-125 | Siemens NH-1-125 | 125 | [4800.0, 120.0, 7.0, 0.1, 0.004] | 0 | 0 | [180.0, 400.0, 740.0, 2000.0, 4250.0] | 0 | 0
Siemens NH-1-16 | Siemens NH-1-16 | 16 | [4000.0, 400.0, 2.0, 0.1, 0.04, 0.01] | 0 | 0 | [26.0, 35.0, 75.0, 150.0, 200.0, 300.0] | 0 | 0
Siemens NH-1-160 | Siemens NH-1-160 | 160 | [4800.0, 120.0, 7.0, 0.1, 0.004] | 0 | 0 | [210.0, 500.0, 900.0, 2300.0, 5000.0] | 0 | 0
Siemens NH-1-25 | Siemens NH-1-25 | 25 | [4000.0, 1000.0, 10.0, 0.2, 0.02, 0.01] | 0 | 0 | [40.0, 50.0, 100.0, 210.0, 400.0, 500.0] | 0 | 0
Siemens NH-1-50 | Siemens NH-1-50 | 50 | [4000.0, 40.0, 4.0, 1.0, 0.02, 0.01] | 0 | 0 | [86.0, 200.0, 300.0, 400.0, 1000.0, 1280.0] | 0 | 0
Siemens NH-1-63 | Siemens NH-1-63 | 63 | [4000.0, 100.0, 10.0, 2.0, 0.04, 0.01] | 0 | 0 | [100.0, 200.0, 300.0, 400.0, 1000.0, 1500.0] | 0 | 0
Siemens NH-1-80 | Siemens NH-1-80 | 80 | [4800.0, 120.0, 7.0, 0.1, 0.01] | 0 | 0 | [150.58, 250.0, 450.0, 1150.0, 2470.0] | 0 | 0
Siemens NH-2-1000 | Siemens NH-2-1000 | 1000 | [4800.0, 120.0, 7.0, 0.1, 0.004] | 0 | 0 | [1900.0, 3500.0, 8400.0, 24000.0, 52000.0] | 0 | 0
Siemens NH-2-200 | Siemens NH-2-200 | 200 | [4800.0, 120.0, 7.0, 0.1, 0.004] | 0 | 0 | [280.0, 650.0, 1200.0, 3000.0, 7000.0] | 0 | 0
Siemens NH-2-224 | Siemens NH-2-224 | 224 | [4800.0, 120.0, 7.0, 0.2, 0.04, 0.004] | 0 | 0 | [400.0, 750.0, 1453.0, 3025.0, 4315.0, 7600.0] | 0 | 0
Siemens NH-2-250 | Siemens NH-2-250 | 250 | [4800.0, 120.0, 7.0, 0.1, 0.004] | 0 | 0 | [450.0, 800.0, 1650.0, 4000.0, 8500.0] | 0 | 0
Siemens NH-2-315 | Siemens NH-2-315 | 315 | [4800.0, 120.0, 7.0, 0.1, 0.004] | 0 | 0 | [550.0, 920.0, 1900.0, 5000.0, 11000.0] | 0 | 0
Siemens NH-2-355 | Siemens NH-2-355 | 355 | [4800.0, 120.0, 6.0, 0.1, 0.004] | 0 | 0 | [650.0, 1116.27, 2350.0, 5840.0, 12790.0] | 0 | 0
Siemens NH-2-400 | Siemens NH-2-400 | 400 | [4800.0, 120.0, 7.0, 0.1, 0.004] | 0 | 0 | [720.0, 1350.0, 2800.0, 6500.0, 15000.0] | 0 | 0
Siemens NH-2-425 | Siemens NH-2-425 | 425 | [4800.0, 120.0, 7.0, 0.1, 0.004] | 0 | 0 | [850.0, 1500.0, 3050.0, 7500.0, 16500.0] | 0 | 0
Siemens NH-2-630 | Siemens NH-2-630 | 630 | [4800.0, 120.0, 7.0, 0.1, 0.004] | 0 | 0 | [1200.0, 2000.0, 4800.0, 12000.0, 26000.0] | 0 | 0

## res_bus
| vm_pu | va_degree | p_mw | q_mvar
0 | 0.97038 | -0.57224 | 0.01103 | 0.0027644
1 | 0.97037 | -0.57236 | 0.011082 | 0.0027773
2 | 0.97056 | -0.56864 | 0 | 0
3 | 0.97091 | -0.56167 | 0.019415 | 0.0048659
4 | 0.97232 | -0.53383 | 0 | 0
5 | 0.97207 | -0.53887 | 0.0070823 | 0.001775
6 | 0.9748 | -0.48496 | 0 | 0
7 | 0.97589 | -0.46356 | 0.0024964 | 0.00062566
8 | 0.97805 | -0.42137 | 0 | 0
9 | 0.97873 | -0.40807 | 0 | 0
10 | 0.97788 | -0.42478 | 0.013358 | 0.0033478
11 | 0.97596 | -0.46229 | 0 | 0
12 | 0.97578 | -0.46593 | 0 | 0
13 | 0.97599 | -0.46172 | 0.0022085 | 0.00055351
14 | 0.98836 | -0.22185 | 0 | 0
15 | 0.98849 | -0.21922 | 0 | 0
16 | 0.98726 | -0.24331 | 0.01034 | 0.0025916
17 | 0.98029 | -0.37755 | 0 | 0
18 | 0.97748 | -0.43254 | 0 | 0
19 | 0.97393 | -0.50242 | 0 | 0
20 | 0.97282 | -0.52421 | 0 | 0
21 | 0.97479 | -0.48549 | 0.0054342 | 0.0013619
22 | 0.97615 | -0.45856 | 0 | 0
23 | 0.97708 | -0.44034 | 0.013348 | 0.0033454
24 | 0.98886 | -0.21204 | 0 | 0
25 | 0.98938 | -0.20209 | 0 | 0
26 | 0.98852 | -0.21857 | 0.0040004 | 0.0010026
27 | 0.97291 | -0.52304 | 0 | 0
28 | 0.97283 | -0.52456 | 0.0050404 | 0.0012632
29 | 0.97354 | -0.51066 | 0 | 0
30 | 0.97998 | -0.38357 | 0 | 0
31 | 0.98215 | -0.34143 | 0.0079493 | 0.0019923
32 | 0.97572 | -0.46719 | 0.0018498 | 0.00046361
33 | 0.988 | -0.22868 | 0 | 0
34 | 0.98793 | -0.23004 | 0.0041434 | 0.0010384
35 | 0.98684 | -0.251 | 0 | 0
36 | 0.97312 | -0.51885 | 0 | 0
37 | 0.97296 | -0.52204 | 0.0041433 | 0.0010384
38 | 0.97311 | -0.51897 | 0 | 0
39 | 0.9732 | -0.51723 | 0.0044803 | 0.0011229
40 | 0.9907 | -0.17657 | 0.01418 | 0.0035539
41 | 0.97379 | -0.50566 | 0 | 0
42 | 0.97326 | -0.51617 | 0.0067234 | 0.001685
43 | 0.99454 | -0.10332 | 0 | 0
44 | 0.99138 | -0.1636 | 0 | 0
45 | 0.99716 | -0.053637 | 0 | 0
46 | 0.99437 | -0.10662 | 0.0081036 | 0.002031
47 | 0.98645 | -0.2586 | 0.033385 | 0.008367
48 | 0.9723 | -0.53461 | 0.0055891 | 0.0014008
49 | 0.98946 | -0.20026 | 0 | 0
50 | 0.99776 | -0.042152 | 0.010405 | 0.0026077
51 | 0.97299 | -0.52141 | 0.0039851 | 0.00099876
52 | 0.976 | -0.46158 | 0.0024968 | 0.00062577
53 | 0.97752 | -0.4318 | 0 | 0
54 | 0.97818 | -0.41885 | 0 | 0
55 | 0.9771 | -0.43997 | 0.0084187 | 0.0021099
56 | 0.97675 | -0.44688 | 0.047784 | 0.011976
57 | 0.97899 | -0.40287 | 0 | 0
58 | 0.99977 | -0.004328 | 0.0095348 | 0.0023896
59 | 1 | 0 | -0.60863 | -0.15631
60 | 0.97607 | -0.46024 | 0.0018887 | 0.00047335
61 | 0.98801 | -0.22856 | 0.016483 | 0.0041309
62 | 0.98718 | -0.2448 | 0.0095028 | 0.0023816
63 | 0.9752 | -0.47729 | 0.0022817 | 0.00057186
64 | 0.97572 | -0.46717 | 0.010984 | 0.0027529
65 | 0.97555 | -0.4704 | 0.0066503 | 0.0016667
66 | 0.97948 | -0.39346 | 0.006339 | 0.0015887
67 | 0.98307 | -0.3234 | 0.0061813 | 0.0015492
68 | 0.97438 | -0.49396 | 0.0027877 | 0.00069867
69 | 0.97312 | -0.51877 | 0.0063357 | 0.0015879
70 | 0.98607 | -0.26595 | 0.0045715 | 0.0011457
71 | 0.97228 | -0.53498 | 0.0012429 | 0.00031151
72 | 0.98716 | -0.24436 | 0.0087049 | 0.0021817
73 | 0.98755 | -0.23752 | 0.022336 | 0.005598
74 | 0.978 | -0.42286 | 0.0040055 | 0.0010039
75 | 0.97807 | -0.42148 | 0 | 0
76 | 0.97535 | -0.47455 | 0.0066364 | 0.0016632
77 | 0.9755 | -0.4716 | 0.0018722 | 0.00046921
78 | 0.97696 | -0.44275 | 0 | 0
79 | 0.97674 | -0.44706 | 0.001427 | 0.00035765
80 | 0.97724 | -0.43709 | 0.0036336 | 0.00091067
81 | 0.97668 | -0.44815 | 0.0010284 | 0.00025775
82 | 0.97661 | -0.44956 | 0.001027 | 0.0002574
83 | 0.97741 | -0.43378 | 0.0050353 | 0.001262
84 | 0.97636 | -0.45451 | 0.0028547 | 0.00071546
85 | 0.97641 | -0.45339 | 0.011095 | 0.0027806
86 | 0.97787 | -0.42475 | 0.0032766 | 0.00082118
87 | 0.97624 | -0.45687 | 0.0037803 | 0.00094744
88 | 0.97844 | -0.41366 | 0.0015284 | 0.00038306
89 | 0.97861 | -0.41033 | 0.0015282 | 0.00038299
90 | 0.98536 | -0.27976 | 0.036038 | 0.0090319
91 | 0.98431 | -0.30001 | 0.0049657 | 0.0012445
92 | 0.98303 | -0.32479 | 0.003721 | 0.00093256
93 | 0.98236 | -0.33772 | 0.0062428 | 0.0015646
94 | 0.97223 | -0.53596 | 0.0068254 | 0.0017106
95 | 0.97458 | -0.4901 | 0.0070073 | 0.0017562
96 | 0.97516 | -0.47865 | 0.0040943 | 0.0010261
97 | 0.97611 | -0.45993 | 0 | 0
98 | 0.9761 | -0.46022 | 0.004133 | 0.0010358
99 | 0.97678 | -0.44674 | 0.0044301 | 0.0011103
100 | 0.97589 | -0.46423 | 0.0057617 | 0.001444
101 | 0.97579 | -0.46627 | 0.0054023 | 0.0013539
102 | 0.97972 | -0.38914 | 0.0029926 | 0.00075001
103 | 0.97785 | -0.42586 | 0.0079184 | 0.0019845
104 | 0.97569 | -0.46772 | 0.0098596 | 0.0024711
105 | 0.97687 | -0.44452 | 0.0018501 | 0.00046369
106 | 0.97538 | -0.47386 | 0.0017807 | 0.00044628
107 | 0.9754 | -0.47357 | 0.0018471 | 0.00046293
108 | 0.9755 | -0.47154 | 0.0017565 | 0.00044022
109 | 0.97552 | -0.4711 | 0 | 0
110 | 0.97581 | -0.46542 | 0.0027408 | 0.0006869
111 | 0.97591 | -0.46339 | 0 | 0
112 | 0.9763 | -0.45582 | 0.0027409 | 0.00068693
113 | 0.98116 | -0.36112 | 0.0041018 | 0.001028
114 | 0.97565 | -0.46903 | 0.0036619 | 0.00091775
115 | 0.97565 | -0.46907 | 0.0041388 | 0.0010373
116 | 0.97774 | -0.42789 | 0.0040139 | 0.001006
117 | 0.98595 | -0.26768 | 0.0099876 | 0.0025031
118 | 0.98396 | -0.30631 | 0.0085758 | 0.0021493
119 | 0.98491 | -0.28788 | 0.0064248 | 0.0016102
120 | 0.99998 | 149.9956 | 0 | 0

## res_line
| p_from_mw | q_from_mvar | p_to_mw | q_to_mvar | pl_mw | ql_mvar | i_from_ka | i_to_ka | i_ka | vm_from_pu | va_from_degree | vm_to_pu | va_to_degree | loading_percent
0 | 0.011082 | 0.0027774 | -0.011082 | -0.0027773 | 6.1848e-08 | 3.2527e-08 | 0.016993 | 0.016993 | 0.016993 | 0.97038 | -0.57224 | 0.97037 | -0.57236 | 4.6684
1 | -0.022112 | -0.0055417 | 0.022115 | 0.005544 | 3.7957e-06 | 2.3205e-06 | 0.033907 | 0.033907 | 0.033907 | 0.97038 | -0.57224 | 0.97056 | -0.56864 | 9.3151
2 | -0.022115 | -0.005544 | 0.022123 | 0.0055485 | 7.3512e-06 | 4.494e-06 | 0.033907 | 0.033907 | 0.033907 | 0.97056 | -0.56864 | 0.97091 | -0.56167 | 9.3151
3 | -0.041538 | -0.010414 | 0.041593 | 0.010449 | 5.5173e-05 | 3.4861e-05 | 0.063662 | 0.063662 | 0.063662 | 0.97091 | -0.56167 | 0.97232 | -0.53383 | 17.4897
4 | 0.007084 | 0.0017756 | -0.0070823 | -0.001775 | 1.7006e-06 | 6.0993e-07 | 0.010841 | 0.010841 | 0.010841 | 0.97232 | -0.53383 | 0.97207 | -0.53887 | 2.9784
5 | -0.048677 | -0.012225 | 0.048791 | 0.012297 | 0.00011379 | 7.2145e-05 | 0.074503 | 0.074503 | 0.074503 | 0.97232 | -0.53383 | 0.9748 | -0.48496 | 20.468
6 | -0.048791 | -0.012297 | 0.048841 | 0.012328 | 5.0021e-05 | 3.0814e-05 | 0.074503 | 0.074503 | 0.074503 | 0.9748 | -0.48496 | 0.97589 | -0.46356 | 10.2339
7 | -0.051337 | -0.012953 | 0.051342 | 0.012956 | 4.8771e-06 | 2.4588e-06 | 0.078309 | 0.078309 | 0.078309 | 0.97589 | -0.46356 | 0.976 | -0.46158 | 4.3027
8 | -0.01336 | -0.003349 | 0.013368 | 0.0033537 | 8.4714e-06 | 4.735e-06 | 0.020326 | 0.020326 | 0.020326 | 0.97805 | -0.42137 | 0.97873 | -0.40807 | 5.5841
9 | 0.01336 | 0.003349 | -0.013358 | -0.0033478 | 2.168e-06 | 1.212e-06 | 0.020326 | 0.020326 | 0.020326 | 0.97805 | -0.42137 | 0.97788 | -0.42478 | 5.5841
10 | -0.075795 | -0.019076 | 0.075905 | 0.019147 | 0.00011072 | 7.0582e-05 | 0.11526 | 0.11526 | 0.11526 | 0.97873 | -0.40807 | 0.98029 | -0.37755 | 31.6659
11 | 0.062426 | 0.015723 | -0.062353 | -0.015676 | 7.2956e-05 | 4.6421e-05 | 0.094938 | 0.094938 | 0.094938 | 0.97873 | -0.40807 | 0.97748 | -0.43254 | 26.0818
12 | 0.0018503 | 0.00046208 | -0.0018499 | -0.00046322 | 3.2071e-07 | -1.1377e-06 | 0.0028204 | 0.0028209 | 0.0028209 | 0.97596 | -0.46229 | 0.97578 | -0.46593 | 0.77498
13 | -0.0018503 | -0.00046208 | 0.0018503 | 0.0004619 | 4.9847e-08 | -1.7692e-07 | 0.0028204 | 0.0028204 | 0.0028204 | 0.97596 | -0.46229 | 0.97599 | -0.46172 | 0.77484
14 | 0.0018499 | 0.00046322 | -0.0018498 | -0.00046361 | 1.1132e-07 | -3.9467e-07 | 0.0028209 | 0.0028211 | 0.0028211 | 0.97578 | -0.46593 | 0.97572 | -0.46719 | 0.77502
15 | -0.0040588 | -0.0010154 | 0.0040591 | 0.0010153 | 2.847e-07 | -6.5628e-08 | 0.0061875 | 0.0061874 | 0.0061875 | 0.97599 | -0.46172 | 0.97607 | -0.46024 | 1.6999
16 | -0.019864 | -0.0049857 | 0.019867 | 0.0049872 | 2.4874e-06 | 1.4969e-06 | 0.029909 | 0.029909 | 0.029909 | 0.98836 | -0.22185 | 0.98849 | -0.21922 | 8.2168
17 | 0.019864 | 0.0049857 | -0.019844 | -0.0049735 | 2.0307e-05 | 1.2221e-05 | 0.029909 | 0.029909 | 0.029909 | 0.98836 | -0.22185 | 0.98726 | -0.24331 | 8.2169
18 | 0.038846 | 0.0097456 | -0.038828 | -0.0097348 | 1.7275e-05 | 1.0883e-05 | 0.058479 | 0.058479 | 0.058479 | 0.98849 | -0.21922 | 0.98801 | -0.22856 | 16.0658
19 | -0.058712 | -0.014733 | 0.05876 | 0.014763 | 4.8015e-05 | 3.0519e-05 | 0.088388 | 0.088388 | 0.088388 | 0.98849 | -0.21922 | 0.98938 | -0.20209 | 24.2825
20 | 0.0095035 | 0.002382 | -0.0095028 | -0.0023816 | 6.7438e-07 | 3.1954e-07 | 0.014324 | 0.014324 | 0.014324 | 0.98726 | -0.24331 | 0.98718 | -0.2448 | 3.9352
21 | 0.1804 | 0.045526 | -0.18035 | -0.045494 | 5.1998e-05 | 3.2696e-05 | 0.27395 | 0.27395 | 0.27395 | 0.98029 | -0.37755 | 0.97998 | -0.38357 | 15.0523
22 | -0.25631 | -0.064673 | 0.25675 | 0.064955 | 0.00044417 | 0.0002818 | 0.38921 | 0.38921 | 0.38921 | 0.98029 | -0.37755 | 0.98215 | -0.34143 | 21.3854
23 | 0.049 | 0.012328 | -0.048939 | -0.01229 | 6.084e-05 | 3.8573e-05 | 0.07461 | 0.07461 | 0.07461 | 0.97748 | -0.43254 | 0.97615 | -0.45856 | 20.4972
24 | 0.013353 | 0.0033481 | -0.013348 | -0.0033454 | 4.9602e-06 | 2.7734e-06 | 0.020328 | 0.020328 | 0.020328 | 0.97748 | -0.43254 | 0.97708 | -0.44034 | 5.5847
25 | 0.013679 | 0.0034349 | -0.013665 | -0.0034269 | 1.4202e-05 | 8.0117e-06 | 0.020902 | 0.020902 | 0.020902 | 0.97393 | -0.50242 | 0.97282 | -0.52421 | 5.7423
26 | -0.013679 | -0.0034349 | 0.01369 | 0.0034411 | 1.1059e-05 | 6.2372e-06 | 0.020902 | 0.020901 | 0.020902 | 0.97393 | -0.50242 | 0.97479 | -0.48549 | 5.7422
27 | 0.013665 | 0.0034269 | -0.013658 | -0.003423 | 6.7723e-06 | 3.8214e-06 | 0.020902 | 0.020902 | 0.020902 | 0.97282 | -0.52421 | 0.9723 | -0.53461 | 5.7424
28 | -0.019124 | -0.004803 | 0.019132 | 0.0048075 | 7.4877e-06 | 4.5e-06 | 0.029197 | 0.029197 | 0.029197 | 0.97479 | -0.48549 | 0.9752 | -0.47729 | 8.021
29 | 0.020853 | 0.0052293 | -0.020844 | -0.0052241 | 8.556e-06 | 5.1937e-06 | 0.031788 | 0.031788 | 0.031788 | 0.97615 | -0.45856 | 0.97572 | -0.46717 | 8.7331
30 | 0.028086 | 0.0070603 | -0.028071 | -0.0070504 | 1.5874e-05 | 9.871e-06 | 0.042822 | 0.042822 | 0.042822 | 0.97615 | -0.45856 | 0.97555 | -0.4704 | 11.7642
31 | -0.1937 | -0.04911 | 0.1938 | 0.049168 | 9.2701e-05 | 5.8396e-05 | 0.29168 | 0.29168 | 0.29168 | 0.98886 | -0.21204 | 0.98938 | -0.20209 | 16.0265
32 | 0.1937 | 0.04911 | -0.19364 | -0.049071 | 6.075e-05 | 3.827e-05 | 0.29168 | 0.29168 | 0.29168 | 0.98886 | -0.21204 | 0.98852 | -0.21857 | 16.0266
33 | -0.25256 | -0.063932 | 0.25287 | 0.064128 | 0.00030978 | 0.00019642 | 0.38007 | 0.38007 | 0.38007 | 0.98938 | -0.20209 | 0.9907 | -0.17657 | 20.883
34 | 0.18964 | 0.048069 | -0.18955 | -0.048011 | 9.2143e-05 | 5.8007e-05 | 0.28566 | 0.28566 | 0.28566 | 0.98852 | -0.21857 | 0.988 | -0.22868 | 15.6957
35 | 0.0050408 | 0.0012633 | -0.0050404 | -0.0012632 | 3.6385e-07 | 3.0168e-08 | 0.0077096 | 0.0077097 | 0.0077097 | 0.97291 | -0.52304 | 0.97283 | -0.52456 | 2.118
36 | -0.0050408 | -0.0012633 | 0.0050437 | 0.0012635 | 2.9747e-06 | 2.453e-07 | 0.0077096 | 0.007709 | 0.0077096 | 0.97291 | -0.52304 | 0.97354 | -0.51066 | 2.118
37 | 0.012614 | 0.0031622 | -0.01261 | -0.0031601 | 3.9487e-06 | 2.1751e-06 | 0.019281 | 0.019281 | 0.019281 | 0.97354 | -0.51066 | 0.9732 | -0.51723 | 5.297
38 | -0.030721 | -0.0077008 | 0.030729 | 0.0077054 | 7.3143e-06 | 4.5712e-06 | 0.046957 | 0.046957 | 0.046957 | 0.97354 | -0.51066 | 0.97379 | -0.50566 | 12.9003
39 | 0.013063 | 0.0032751 | -0.01306 | -0.0032732 | 3.433e-06 | 1.9117e-06 | 0.019967 | 0.019967 | 0.019967 | 0.97354 | -0.51066 | 0.97326 | -0.51617 | 5.4855
40 | 0.18035 | 0.045494 | -0.18026 | -0.04544 | 8.5348e-05 | 5.3668e-05 | 0.27395 | 0.27395 | 0.27395 | 0.97998 | -0.38357 | 0.97948 | -0.39346 | 15.0523
41 | -0.2647 | -0.066948 | 0.26493 | 0.067093 | 0.00022922 | 0.0001455 | 0.40126 | 0.40126 | 0.40126 | 0.98215 | -0.34143 | 0.98307 | -0.3234 | 22.0471
42 | 0.0041437 | 0.0010384 | -0.0041434 | -0.0010384 | 2.6785e-07 | -6.3416e-08 | 0.0062407 | 0.0062408 | 0.0062408 | 0.988 | -0.22868 | 0.98793 | -0.23004 | 1.7145
43 | 0.18541 | 0.046972 | -0.18521 | -0.046848 | 0.00019851 | 0.00012488 | 0.27942 | 0.27942 | 0.27942 | 0.988 | -0.22868 | 0.98684 | -0.251 | 15.3529
44 | 0.18521 | 0.046848 | -0.18514 | -0.046805 | 6.7502e-05 | 4.2465e-05 | 0.27942 | 0.27942 | 0.27942 | 0.98684 | -0.251 | 0.98645 | -0.2586 | 15.3529
45 | 0.0041439 | 0.0010383 | -0.0041433 | -0.0010384 | 6.2982e-07 | -1.1649e-07 | 0.0063365 | 0.0063367 | 0.0063367 | 0.97312 | -0.51885 | 0.97296 | -0.52204 | 1.7408
46 | 0.0039856 | 0.00099864 | -0.0039856 | -0.00099864 | 2.3608e-08 | -5.9487e-09 | 0.0060943 | 0.0060943 | 0.0060943 | 0.97312 | -0.51885 | 0.97311 | -0.51897 | 1.6743
47 | -0.0081295 | -0.0020369 | 0.0081301 | 0.0020372 | 6.2863e-07 | 2.6754e-07 | 0.012431 | 0.012431 | 0.012431 | 0.97312 | -0.51885 | 0.9732 | -0.51723 | 3.4151
48 | 0.0039856 | 0.00099864 | -0.0039851 | -0.00099876 | 4.6137e-07 | -1.1619e-07 | 0.0060943 | 0.0060945 | 0.0060945 | 0.97311 | -0.51897 | 0.97299 | -0.52141 | 1.6743
49 | -0.26705 | -0.067682 | 0.26721 | 0.067787 | 0.00016652 | 0.00010568 | 0.40137 | 0.40137 | 0.40137 | 0.9907 | -0.17657 | 0.99138 | -0.1636 | 22.0532
50 | -0.030729 | -0.0077054 | 0.030746 | 0.0077161 | 1.7148e-05 | 1.0717e-05 | 0.046957 | 0.046957 | 0.046957 | 0.97379 | -0.50566 | 0.97438 | -0.49396 | 12.9003
51 | 0.0063365 | 0.0015881 | -0.0063357 | -0.0015879 | 7.8426e-07 | 2.2506e-07 | 0.0096879 | 0.009688 | 0.009688 | 0.97326 | -0.51617 | 0.97312 | -0.51877 | 2.6615
52 | 0.57597 | 0.14739 | -0.5743 | -0.14632 | 0.0016758 | 0.0010706 | 0.86285 | 0.86285 | 0.86285 | 0.99454 | -0.10332 | 0.99138 | -0.1636 | 47.4092
53 | -0.58408 | -0.14942 | 0.58549 | 0.15032 | 0.0014082 | 0.00089968 | 0.87497 | 0.87497 | 0.87497 | 0.99454 | -0.10332 | 0.99716 | -0.053637 | 48.0755
54 | 0.0081049 | 0.0020315 | -0.0081036 | -0.002031 | 1.2738e-06 | 5.1555e-07 | 0.012127 | 0.012127 | 0.012127 | 0.99454 | -0.10332 | 0.99437 | -0.10662 | 3.3315
55 | 0.30708 | 0.078535 | -0.30654 | -0.078189 | 0.00054371 | 0.00034579 | 0.46148 | 0.46148 | 0.46148 | 0.99138 | -0.1636 | 0.98946 | -0.20026 | 25.3561
56 | -0.58549 | -0.15032 | 0.58581 | 0.15053 | 0.00032661 | 0.00020866 | 0.87497 | 0.87497 | 0.87497 | 0.99716 | -0.053637 | 0.99776 | -0.042152 | 48.0754
57 | 0.15176 | 0.038438 | -0.1517 | -0.038405 | 5.3602e-05 | 3.3436e-05 | 0.22906 | 0.22906 | 0.22906 | 0.98645 | -0.2586 | 0.98607 | -0.26595 | 12.5859
58 | 0.0080688 | 0.0020223 | -0.0080686 | -0.0020222 | 1.4268e-07 | 6.0372e-08 | 0.012349 | 0.012349 | 0.012349 | 0.9723 | -0.53461 | 0.97228 | -0.53498 | 3.3925
59 | 0.30654 | 0.078189 | -0.30589 | -0.077775 | 0.00065126 | 0.0004142 | 0.46148 | 0.46148 | 0.46148 | 0.98946 | -0.20026 | 0.98716 | -0.24436 | 25.3561
60 | -0.59622 | -0.15314 | 0.59744 | 0.15392 | 0.0012231 | 0.00078142 | 0.89049 | 0.89049 | 0.89049 | 0.99776 | -0.042152 | 1 | 0 | 48.928
61 | -0.053839 | -0.013582 | 0.05386 | 0.013593 | 2.1097e-05 | 1.0894e-05 | 0.082116 | 0.082115 | 0.082116 | 0.976 | -0.46158 | 0.97641 | -0.45339 | 4.5118
62 | -0.029683 | -0.0074524 | 0.029701 | 0.0074638 | 1.835e-05 | 1.1443e-05 | 0.045189 | 0.045189 | 0.045189 | 0.97752 | -0.4318 | 0.97818 | -0.41885 | 12.4146
63 | 0.029683 | 0.0074524 | -0.029671 | -0.0074452 | 1.157e-05 | 7.2157e-06 | 0.045189 | 0.045189 | 0.045189 | 0.97752 | -0.4318 | 0.9771 | -0.43997 | 12.4147
64 | 0.047848 | 0.012016 | -0.047784 | -0.011976 | 6.3913e-05 | 4.0501e-05 | 0.072796 | 0.072796 | 0.072796 | 0.97818 | -0.41885 | 0.97675 | -0.44688 | 19.999
65 | -0.07755 | -0.01948 | 0.077609 | 0.019518 | 5.9197e-05 | 3.7744e-05 | 0.11799 | 0.11799 | 0.11799 | 0.97818 | -0.41885 | 0.97899 | -0.40287 | 32.4136
66 | 0.021253 | 0.0053353 | -0.021248 | -0.0053324 | 4.6056e-06 | 2.8008e-06 | 0.032369 | 0.032369 | 0.032369 | 0.9771 | -0.43997 | 0.97687 | -0.44452 | 8.8925
67 | -0.17385 | -0.043802 | 0.17393 | 0.043851 | 7.8244e-05 | 4.9137e-05 | 0.26432 | 0.26432 | 0.26432 | 0.97899 | -0.40287 | 0.97948 | -0.39346 | 14.5232
68 | 0.096239 | 0.024284 | -0.096204 | -0.024264 | 3.4403e-05 | 2.0672e-05 | 0.14634 | 0.14634 | 0.14634 | 0.97899 | -0.40287 | 0.97861 | -0.41033 | 8.0405
69 | -0.0095348 | -0.0023896 | 0.0095367 | 0.0023906 | 1.9662e-06 | 9.1689e-07 | 0.014191 | 0.014191 | 0.014191 | 0.99977 | -0.004328 | 1 | 0 | 3.8986
70 | -0.0059478 | -0.0014887 | 0.0059488 | 0.0014889 | 9.5659e-07 | 2.243e-07 | 0.0090668 | 0.0090666 | 0.0090668 | 0.97607 | -0.46024 | 0.97624 | -0.45687 | 2.4909
71 | 0.022346 | 0.0056038 | -0.022336 | -0.005598 | 9.5469e-06 | 5.8223e-06 | 0.033656 | 0.033656 | 0.033656 | 0.98801 | -0.22856 | 0.98755 | -0.23752 | 9.2461
72 | -0.021413 | -0.0053794 | 0.02142 | 0.0053837 | 7.0351e-06 | 4.2832e-06 | 0.032678 | 0.032678 | 0.032678 | 0.9752 | -0.47729 | 0.97555 | -0.4704 | 8.9775
73 | 0.0098599 | 0.0024712 | -0.0098596 | -0.0024711 | 2.5822e-07 | 1.2722e-07 | 0.015037 | 0.015037 | 0.015037 | 0.97572 | -0.46717 | 0.97569 | -0.46772 | 4.131
74 | -0.27111 | -0.068642 | 0.27133 | 0.068784 | 0.00022269 | 0.00014141 | 0.41061 | 0.41061 | 0.41061 | 0.98307 | -0.3234 | 0.98396 | -0.30631 | 22.5612
75 | -0.033534 | -0.0084148 | 0.03354 | 0.0084186 | 6.163e-06 | 3.8663e-06 | 0.051214 | 0.051214 | 0.051214 | 0.97438 | -0.49396 | 0.97458 | -0.4901 | 14.0698
76 | 0.14713 | 0.037259 | -0.14703 | -0.037197 | 9.7472e-05 | 6.2113e-05 | 0.22216 | 0.22216 | 0.22216 | 0.98607 | -0.26595 | 0.98536 | -0.27976 | 30.5172
77 | 0.0068257 | 0.0017107 | -0.0068254 | -0.0017106 | 3.1963e-07 | 1.077e-07 | 0.010446 | 0.010446 | 0.010446 | 0.97228 | -0.53498 | 0.97223 | -0.53596 | 2.8699
78 | 0.29718 | 0.075593 | -0.29685 | -0.075381 | 0.00033354 | 0.00021205 | 0.44836 | 0.44836 | 0.44836 | 0.98716 | -0.24436 | 0.98595 | -0.26768 | 24.6352
79 | -0.0040055 | -0.0010039 | 0.0040058 | 0.0010038 | 2.6295e-07 | -6.8642e-08 | 0.0060943 | 0.0060942 | 0.0060943 | 0.978 | -0.42286 | 0.97807 | -0.42148 | 1.6743
80 | -0.088308 | -0.022221 | 0.088445 | 0.022308 | 0.0001367 | 8.7237e-05 | 0.13438 | 0.13438 | 0.13438 | 0.97807 | -0.42148 | 0.97972 | -0.38914 | 36.9183
81 | 0.011935 | 0.0029918 | -0.011933 | -0.0029904 | 2.4929e-06 | 1.3425e-06 | 0.018158 | 0.018158 | 0.018158 | 0.97807 | -0.42148 | 0.97785 | -0.42586 | 4.9886
82 | 0.072367 | 0.018226 | -0.07228 | -0.01817 | 8.7291e-05 | 5.5626e-05 | 0.11013 | 0.11013 | 0.11013 | 0.97807 | -0.42148 | 0.97678 | -0.44674 | 30.2556
83 | -0.0066364 | -0.0016632 | 0.0066373 | 0.0016635 | 9.3194e-07 | 2.9383e-07 | 0.010125 | 0.010125 | 0.010125 | 0.97535 | -0.47455 | 0.9755 | -0.4716 | 2.7815
84 | -0.0085095 | -0.0021328 | 0.0085097 | 0.0021328 | 2.0543e-07 | 9.0882e-08 | 0.01298 | 0.01298 | 0.01298 | 0.9755 | -0.4716 | 0.97552 | -0.4711 | 3.566
85 | 0.067443 | 0.017007 | -0.067429 | -0.016999 | 1.3922e-05 | 7.8096e-06 | 0.10276 | 0.10276 | 0.10276 | 0.97696 | -0.44275 | 0.97674 | -0.44706 | 5.6462
86 | -0.081063 | -0.020421 | 0.081085 | 0.020434 | 2.1946e-05 | 1.2844e-05 | 0.12351 | 0.12351 | 0.12351 | 0.97696 | -0.44275 | 0.97724 | -0.43709 | 6.7861
87 | 0.013621 | 0.0034142 | -0.013617 | -0.0034122 | 3.5055e-06 | 1.9717e-06 | 0.020746 | 0.020746 | 0.020746 | 0.97696 | -0.44275 | 0.97668 | -0.44815 | 5.6995
88 | 0.066002 | 0.016642 | -0.065994 | -0.016637 | 7.8833e-06 | 4.3952e-06 | 0.10059 | 0.10059 | 0.10059 | 0.97674 | -0.44706 | 0.97661 | -0.44956 | 5.5268
89 | -0.084719 | -0.021345 | 0.084732 | 0.021353 | 1.3404e-05 | 7.906e-06 | 0.12904 | 0.12904 | 0.12904 | 0.97724 | -0.43709 | 0.97741 | -0.43378 | 7.0901
90 | 0.012589 | 0.0031544 | -0.012585 | -0.0031524 | 3.8116e-06 | 2.0937e-06 | 0.019179 | 0.019179 | 0.019179 | 0.97668 | -0.44815 | 0.97636 | -0.45451 | 5.2691
91 | 0.064967 | 0.01638 | -0.064955 | -0.016373 | 1.1935e-05 | 6.6234e-06 | 0.099023 | 0.099023 | 0.099023 | 0.97661 | -0.44956 | 0.97641 | -0.45339 | 5.4408
92 | -0.089768 | -0.022615 | 0.089806 | 0.022638 | 3.8781e-05 | 2.3085e-05 | 0.1367 | 0.1367 | 0.1367 | 0.97741 | -0.43378 | 0.97787 | -0.42475 | 7.5112
93 | 0.0097302 | 0.0024369 | -0.0097291 | -0.0024364 | 1.0923e-06 | 5.3343e-07 | 0.014829 | 0.014829 | 0.014829 | 0.97636 | -0.45451 | 0.97624 | -0.45687 | 4.0738
94 | -0.093083 | -0.023459 | 0.093132 | 0.023489 | 4.9436e-05 | 2.9578e-05 | 0.14169 | 0.14169 | 0.14169 | 0.97787 | -0.42475 | 0.97844 | -0.41366 | 7.7852
95 | -0.094661 | -0.023872 | 0.094676 | 0.023881 | 1.5053e-05 | 9.0261e-06 | 0.14401 | 0.14401 | 0.14401 | 0.97844 | -0.41366 | 0.97861 | -0.41033 | 7.9128
96 | 0.111 | 0.028165 | -0.11089 | -0.028096 | 0.00010797 | 6.8971e-05 | 0.16774 | 0.16774 | 0.16774 | 0.98536 | -0.27976 | 0.98431 | -0.30001 | 46.0834
97 | 0.10592 | 0.026851 | -0.1058 | -0.026771 | 0.00012598 | 8.0463e-05 | 0.16024 | 0.16024 | 0.16024 | 0.98431 | -0.30001 | 0.98303 | -0.32479 | 44.0211
98 | 0.10208 | 0.025838 | -0.10201 | -0.025798 | 6.3321e-05 | 4.0436e-05 | 0.1546 | 0.1546 | 0.1546 | 0.98303 | -0.32479 | 0.98236 | -0.33772 | 42.4737
99 | 0.09577 | 0.024233 | -0.095662 | -0.024165 | 0.00010743 | 6.8581e-05 | 0.14515 | 0.14515 | 0.14515 | 0.98236 | -0.33772 | 0.98116 | -0.36112 | 39.8759
100 | -0.040547 | -0.010175 | 0.040569 | 0.010189 | 2.2159e-05 | 1.3989e-05 | 0.061913 | 0.061913 | 0.061913 | 0.97458 | -0.4901 | 0.97516 | -0.47865 | 17.0091
101 | -0.044664 | -0.011215 | 0.044703 | 0.01124 | 3.9922e-05 | 2.5264e-05 | 0.068161 | 0.068161 | 0.068161 | 0.97516 | -0.47865 | 0.97611 | -0.45993 | 18.7255
102 | 0.023104 | 0.0057923 | -0.023104 | -0.0057921 | 3.1195e-07 | 1.9127e-07 | 0.035221 | 0.035221 | 0.035221 | 0.97611 | -0.45993 | 0.9761 | -0.46022 | 9.6761
103 | -0.067807 | -0.017033 | 0.06785 | 0.01706 | 4.2724e-05 | 2.721e-05 | 0.10338 | 0.10338 | 0.10338 | 0.97611 | -0.45993 | 0.97678 | -0.44674 | 28.4015
104 | 0.018971 | 0.0047563 | -0.018967 | -0.0047541 | 3.6283e-06 | 2.1775e-06 | 0.028921 | 0.028921 | 0.028921 | 0.9761 | -0.46022 | 0.97589 | -0.46423 | 7.9452
105 | 0.013205 | 0.0033101 | -0.013204 | -0.0033094 | 1.2847e-06 | 7.1662e-07 | 0.020135 | 0.020135 | 0.020135 | 0.97589 | -0.46423 | 0.97579 | -0.46627 | 5.5317
106 | 0.0078017 | 0.0019554 | -0.0078006 | -0.001955 | 1.0246e-06 | 4.1464e-07 | 0.011897 | 0.011897 | 0.011897 | 0.97579 | -0.46627 | 0.97565 | -0.46903 | 3.2685
107 | -0.091438 | -0.023058 | 0.091561 | 0.023137 | 0.00012281 | 7.8382e-05 | 0.13893 | 0.13893 | 0.13893 | 0.97972 | -0.38914 | 0.98116 | -0.36112 | 38.167
108 | 0.0040143 | 0.0010059 | -0.0040139 | -0.001006 | 3.8788e-07 | -9.9431e-08 | 0.0061087 | 0.0061088 | 0.0061088 | 0.97785 | -0.42586 | 0.97774 | -0.42789 | 1.6782
109 | 0.019398 | 0.0048688 | -0.019388 | -0.0048625 | 1.0446e-05 | 6.2861e-06 | 0.029551 | 0.029551 | 0.029551 | 0.97687 | -0.44452 | 0.9763 | -0.45582 | 8.1183
110 | -0.0017807 | -0.00044628 | 0.0017807 | 0.00044619 | 2.4188e-08 | -9.3612e-08 | 0.0027166 | 0.0027165 | 0.0027166 | 0.97538 | -0.47386 | 0.9754 | -0.47357 | 0.74631
111 | -0.0036278 | -0.00090911 | 0.0036282 | 0.00090896 | 3.5117e-07 | -1.5691e-07 | 0.0055344 | 0.0055342 | 0.0055344 | 0.9754 | -0.47357 | 0.9755 | -0.47154 | 1.5204
112 | -0.0053847 | -0.0013492 | 0.0053848 | 0.0013492 | 1.1297e-07 | 1.6551e-08 | 0.0082136 | 0.0082136 | 0.0082136 | 0.9755 | -0.47154 | 0.97552 | -0.4711 | 2.2565
113 | -0.013895 | -0.003482 | 0.013898 | 0.0034842 | 3.7561e-06 | 2.1254e-06 | 0.021194 | 0.021194 | 0.021194 | 0.97552 | -0.4711 | 0.97581 | -0.46542 | 5.8225
114 | -0.016639 | -0.0041711 | 0.016641 | 0.004172 | 1.6148e-06 | 9.4993e-07 | 0.025373 | 0.025373 | 0.025373 | 0.97581 | -0.46542 | 0.97591 | -0.46339 | 6.9707
115 | -0.016641 | -0.004172 | 0.016647 | 0.0041756 | 6.0068e-06 | 3.5334e-06 | 0.025373 | 0.025373 | 0.025373 | 0.97591 | -0.46339 | 0.9763 | -0.45582 | 6.9707
116 | 0.0041388 | 0.0010373 | -0.0041388 | -0.0010373 | 7.9676e-09 | -1.5601e-09 | 0.0063123 | 0.0063123 | 0.0063123 | 0.97565 | -0.46903 | 0.97565 | -0.46907 | 1.7341
117 | 0.28686 | 0.072878 | -0.28658 | -0.072701 | 0.00027873 | 0.00017713 | 0.43329 | 0.43329 | 0.43329 | 0.98595 | -0.26768 | 0.98491 | -0.28788 | 23.807
118 | -0.27991 | -0.070933 | 0.28016 | 0.071091 | 0.00024798 | 0.00015754 | 0.42358 | 0.42358 | 0.42358 | 0.98396 | -0.30631 | 0.98491 | -0.28788 | 23.2737

## res_trafo
| p_hv_mw | q_hv_mvar | p_lv_mw | q_lv_mvar | pl_mw | ql_mvar | i_hv_ka | i_lv_ka | vm_hv_pu | va_hv_degree | vm_lv_pu | va_lv_degree | loading_percent
0 | -1.2729e-15 | -1.3162e-15 | 0.00165 | 1.2699e-07 | 0.00165 | 1.2699e-07 | 5.2857e-17 | 0.0023815 | 0.99998 | 149.9956 | 1 | 0 | 0.2619

## res_ext_grid
| p_mw | q_mvar
0 | 0.61904 | 0.15892

## res_load
| p_mw | q_mvar
0 | 0.01103 | 0.0027644
1 | 0.011082 | 0.0027773
2 | 0.019415 | 0.0048659
3 | 0.0070823 | 0.001775
4 | 0.0024964 | 0.00062566
5 | 0.013358 | 0.0033478
6 | 0.0022085 | 0.00055351
7 | 0.01034 | 0.0025916
8 | 0.0054342 | 0.0013619
9 | 0.013348 | 0.0033454
10 | 0.0040004 | 0.0010026
11 | 0.0050404 | 0.0012632
12 | 0.0079493 | 0.0019923
13 | 0.0018498 | 0.00046361
14 | 0.0041434 | 0.0010384
15 | 0.0041433 | 0.0010384
16 | 0.0044803 | 0.0011229
17 | 0.01418 | 0.0035539
18 | 0.0067234 | 0.001685
19 | 0.0081036 | 0.002031
20 | 0.033385 | 0.008367
21 | 0.0055891 | 0.0014008
22 | 0.010405 | 0.0026077
23 | 0.0039851 | 0.00099876
24 | 0.0024968 | 0.00062577
25 | 0.0084187 | 0.0021099
26 | 0.047784 | 0.011976
27 | 0.0095348 | 0.0023896
28 | 0.010414 | 0.00261
29 | 0.0018887 | 0.00047335
30 | 0.016483 | 0.0041309
31 | 0.0095028 | 0.0023816
32 | 0.0022817 | 0.00057186
33 | 0.010984 | 0.0027529
34 | 0.0066503 | 0.0016667
35 | 0.006339 | 0.0015887
36 | 0.0061813 | 0.0015492
37 | 0.0027877 | 0.00069867
38 | 0.0063357 | 0.0015879
39 | 0.0045715 | 0.0011457
40 | 0.0012429 | 0.00031151
41 | 0.0087049 | 0.0021817
42 | 0.022336 | 0.005598
43 | 0.0040055 | 0.0010039
44 | 0.0066364 | 0.0016632
45 | 0.0018722 | 0.00046921
46 | 0.001427 | 0.00035765
47 | 0.0036336 | 0.00091067
48 | 0.0010284 | 0.00025775
49 | 0.001027 | 0.0002574
50 | 0.0050353 | 0.001262
51 | 0.0028547 | 0.00071546
52 | 0.011095 | 0.0027806
53 | 0.0032766 | 0.00082118
54 | 0.0037803 | 0.00094744
55 | 0.0015284 | 0.00038306
56 | 0.0015282 | 0.00038299
57 | 0.036038 | 0.0090319
58 | 0.0049657 | 0.0012445
59 | 0.003721 | 0.00093256
60 | 0.0062428 | 0.0015646
61 | 0.0068254 | 0.0017106
62 | 0.0070073 | 0.0017562
63 | 0.0040943 | 0.0010261
64 | 0.004133 | 0.0010358
65 | 0.0044301 | 0.0011103
66 | 0.0057617 | 0.001444
67 | 0.0054023 | 0.0013539
68 | 0.0029926 | 0.00075001
69 | 0.0079184 | 0.0019845
70 | 0.0098596 | 0.0024711
71 | 0.0018501 | 0.00046369
72 | 0.0017807 | 0.00044628
73 | 0.0018471 | 0.00046293
74 | 0.0017565 | 0.00044022
75 | 0.0027408 | 0.0006869
76 | 0.0027409 | 0.00068693
77 | 0.0041018 | 0.001028
78 | 0.0036619 | 0.00091775
79 | 0.0041388 | 0.0010373
80 | 0.0040139 | 0.001006
81 | 0.0099876 | 0.0025031
82 | 0.0085758 | 0.0021493
83 | 0.0064248 | 0.0016102

## dtypes
| element | column | dtype
0 | bus | name | object
1 | bus | vn_kv | float64
2 | bus | type | object
3 | bus | zone | object
4 | bus | in_service | bool
5 | load | name | object
6 | load | bus | uint32
7 | load | p_mw | float64
8 | load | q_mvar | float64
9 | load | const_z_percent | float64
10 | load | const_i_percent | float64
11 | load | sn_mva | float64
12 | load | scaling | float64
13 | load | in_service | bool
14 | load | type | object
15 | ext_grid | name | object
16 | ext_grid | bus | uint32
17 | ext_grid | vm_pu | float64
18 | ext_grid | va_degree | float64
19 | ext_grid | slack_weight | float64
20 | ext_grid | in_service | bool
21 | line | name | object
22 | line | std_type | object
23 | line | from_bus | uint32
24 | line | to_bus | uint32
25 | line | length_km | float64
26 | line | r_ohm_per_km | float64
27 | line | x_ohm_per_km | float64
28 | line | c_nf_per_km | float64
29 | line | g_us_per_km | float64
30 | line | max_i_ka | float64
31 | line | df | float64
32 | line | parallel | uint32
33 | line | type | object
34 | line | in_service | bool
35 | trafo | name | object
36 | trafo | std_type | object
37 | trafo | hv_bus | uint32
38 | trafo | lv_bus | uint32
39 | trafo | sn_mva | float64
40 | trafo | vn_hv_kv | float64
41 | trafo | vn_lv_kv | float64
42 | trafo | vk_percent | float64
43 | trafo | vkr_percent | float64
44 | trafo | pfe_kw | float64
45 | trafo | i0_percent | float64
46 | trafo | shift_degree | float64
47 | trafo | tap_side | object
48 | trafo | tap_neutral | int32
49 | trafo | tap_min | int32
50 | trafo | tap_max | int32
51 | trafo | tap_step_percent | float64
52 | trafo | tap_step_degree | float64
53 | trafo | tap_pos | int32
54 | trafo | tap_phase_shifter | bool
55 | trafo | parallel | uint32
56 | trafo | df | float64
57 | trafo | in_service | bool
58 | line_geodata | coords | object
59 | bus_geodata | x | float64
60 | bus_geodata | y | float64
61 | bus_geodata | coords | object
62 | res_bus | vm_pu | float64
63 | res_bus | va_degree | float64
64 | res_bus | p_mw | float64
65 | res_bus | q_mvar | float64
66 | res_line | p_from_mw | float64
67 | res_line | q_from_mvar | float64
68 | res_line | p_to_mw | float64
69 | res_line | q_to_mvar | float64
70 | res_line | pl_mw | float64
71 | res_line | ql_mvar | float64
72 | res_line | i_from_ka | float64
73 | res_line | i_to_ka | float64
74 | res_line | i_ka | float64
75 | res_line | vm_from_pu | float64
76 | res_line | va_from_degree | float64
77 | res_line | vm_to_pu | float64
78 | res_line | va_to_degree | float64
79 | res_line | loading_percent | float64
80 | res_trafo | p_hv_mw | float64
81 | res_trafo | q_hv_mvar | float64
82 | res_trafo | p_lv_mw | float64
83 | res_trafo | q_lv_mvar | float64
84 | res_trafo | pl_mw | float64
85 | res_trafo | ql_mvar | float64
86 | res_trafo | i_hv_ka | float64
87 | res_trafo | i_lv_ka | float64
88 | res_trafo | vm_hv_pu | float64
89 | res_trafo | va_hv_degree | float64
90 | res_trafo | vm_lv_pu | float64
91 | res_trafo | va_lv_degree | float64
92 | res_trafo | loading_percent | float64
93 | res_ext_grid | p_mw | float64
94 | res_ext_grid | q_mvar | float64
95 | res_load | p_mw | float64
96 | res_load | q_mvar | float64

## parameters
| version | format_version | converged | OPF_converged | name | f_hz | sn_mva
0 | 2.14.6 | 2.14.0 | TRUE | FALSE |  | 50 | 1