## bus
| name | vn_kv | type | zone | in_service
0 | bus_LV_1024-58_0_6_node_0 | 0.4 | n |  | TRUE
1 | bus_LV_1024-58_0_6_node_1 | 0.4 | n |  | TRUE
2 | bus_LV_1024-58_0_6_node_2 | 0.4 | n |  | TRUE
3 | bus_LV_1024-58_0_6_node_3 | 0.4 | n |  | TRUE
4 | bus_LV_1024-58_0_6_node_4 | 0.4 | n |  | TRUE
5 | bus_LV_1024-58_0_6_node_5 | 0.4 | n |  | TRUE
6 | bus_LV_1024-58_0_6_node_7 | 0.4 | n |  | TRUE
7 | bus_LV_1024-58_0_6_node_8 | 0.4 | n |  | TRUE
8 | bus_LV_1024-58_0_6_node_9 | 0.4 | n |  | TRUE
9 | bus_LV_1024-58_0_6_node_10 | 0.4 | n |  | TRUE
10 | bus_LV_1024-58_0_6_node_6 | 0.4 | n |  | TRUE
11 | bus_LV_1024-58_0_6_node_94 | 0.4 | n |  | TRUE
12 | bus_LV_1024-58_0_6_node_104 | 0.4 | n |  | TRUE
13 | bus_LV_1024-58_0_6_node_125 | 0.4 | n |  | TRUE
14 | bus_LV_1024-58_0_6_node_123 | 0.4 | n |  | TRUE
15 | bus_LV_1024-58_0_6_node_121 | 0.4 | n |  | TRUE
16 | bus_LV_1024-58_0_6_node_93 | 0.4 | n |  | TRUE
17 | bus_LV_1024-58_0_6_node_105 | 0.4 | n |  | TRUE
18 | bus_LV_1024-58_0_6_node_103 | 0.4 | n |  | TRUE
19 | bus_LV_1024-58_0_6_node_126 | 0.4 | n |  | TRUE
20 | bus_LV_1024-58_0_6_node_118 | 0.4 | n |  | TRUE
21 | bus_LV_1024-58_0_6_node_11 | 0.4 | n |  | TRUE
22 | bus_LV_1024-58_0_6_node_12 | 0.4 | n |  | TRUE
23 | bus_LV_1024-58_0_6_node_13 | 0.4 | n |  | TRUE
24 | bus_LV_1024-58_0_6_node_14 | 0.4 | n |  | TRUE
25 | bus_LV_1024-58_0_6_node_15 | 0.4 | n |  | TRUE
26 | bus_LV_1024-58_0_6_node_16 | 0.4 | n |  | TRUE
27 | bus_LV_1024-58_0_6_node_115 | 0.4 | n |  | TRUE
28 | bus_LV_1024-58_0_6_node_120 | 0.4 | n |  | TRUE
29 | bus_LV_1024-58_0_6_node_17 | 0.4 | n |  | TRUE
30 | bus_LV_1024-58_0_6_node_18 | 0.4 | n |  | TRUE
31 | bus_LV_1024-58_0_6_node_124 | 0.4 | n |  | TRUE
32 | bus_LV_1024-58_0_6_node_19 | 0.4 | n |  | TRUE
33 | bus_LV_1024-58_0_6_node_130 | 0.4 | n |  | TRUE
34 | bus_LV_1024-58_0_6_node_20 | 0.4 | n |  | TRUE
35 | bus_LV_1024-58_0_6_node_26 | 0.4 | n |  | TRUE
36 | bus_LV_1024-58_0_6_node_119 | 0.4 | n |  | TRUE
37 | bus_LV_1024-58_0_6_node_22 | 0.4 | n |  | TRUE
38 | bus_LV_1024-58_0_6_node_106 | 0.4 | n |  | TRUE
39 | bus_LV_1024-58_0_6_node_23 | 0.4 | n |  | TRUE
40 | bus_LV_1024-58_0_6_node_59 | 0.4 | n |  | TRUE
41 | bus_LV_1024-58_0_6_node_75 | 0.4 | n |  | TRUE
42 | bus_LV_1024-58_0_6_node_111 | 0.4 | n |  | TRUE
43 | bus_LV_1024-58_0_6_node_74 | 0.4 | n |  | TRUE
44 | bus_LV_1024-58_0_6_node_76 | 0.4 | n |  | TRUE
45 | bus_LV_1024-58_0_6_node_113 | 0.4 | n |  | TRUE
46 | bus_LV_1024-58_0_6_node_78 | 0.4 | n |  | TRUE
47 | bus_LV_1024-58_0_6_node_30 | 0.4 | n |  | TRUE
48 | bus_LV_1024-58_0_6_node_32 | 0.4 | n |  | TRUE
49 | bus_LV_1024-58_0_6_node_27 | 0.4 | n |  | TRUE
50 | bus_LV_1024-58_0_6_node_28 | 0.4 | n |  | TRUE
51 | bus_LV_1024-58_0_6_node_58 | 0.4 | n |  | TRUE
52 | bus_LV_1024-58_0_6_node_77 | 0.4 | n |  | TRUE
53 | bus_LV_1024-58_0_6_node_73 | 0.4 | n |  | TRUE
54 | bus_LV_1024-58_0_6_node_110 | 0.4 | n |  | TRUE
55 | bus_LV_1024-58_0_6_node_29 | 0.4 | n |  | TRUE
56 | bus_LV_1024-58_0_6_node_31 | 0.4 | n |  | TRUE
57 | bus_LV_1024-58_0_6_node_57 | 0.4 | n |  | TRUE
58 | bus_LV_1024-58_0_6_node_55 | 0.4 | n |  | TRUE
59 | bus_LV_1024-58_0_6_node_33 | 0.4 | n |  | TRUE
60 | bus_LV_1024-58_0_6_node_34 | 0.4 | n |  | TRUE
61 | bus_LV_1024-58_0_6_node_35 | 0.4 | n |  | TRUE
62 | bus_LV_1024-58_0_6_node_36 | 0.4 | n |  | TRUE
63 | bus_LV_1024-58_0_6_node_37 | 0.4 | n |  | TRUE
64 | bus_LV_1024-58_0_6_node_38 | 0.4 | n |  | TRUE
65 | bus_LV_1024-58_0_6_node_39 | 0.4 | n |  | TRUE
66 | bus_LV_1024-58_0_6_node_40 | 0.4 | n |  | TRUE
67 | bus_LV_1024-58_0_6_node_41 | 0.4 | n |  | TRUE
68 | bus_LV_1024-58_0_6_node_116 | 0.4 | n |  | TRUE
69 | bus_LV_1024-58_0_6_node_69 | 0.4 | n |  | TRUE
70 | bus_LV_1024-58_0_6_node_112 | 0.4 | n |  | TRUE
71 | bus_LV_1024-58_0_6_node_91 | 0.4 | n |  | TRUE
72 | bus_LV_1024-58_0_6_node_70 | 0.4 | n |  | TRUE
73 | bus_LV_1024-58_0_6_node_42 | 0.4 | n |  | TRUE
74 | bus_LV_1024-58_0_6_node_43 | 0.4 | n |  | TRUE
75 | bus_LV_1024-58_0_6_node_44 | 0.4 | n |  | TRUE
76 | bus_LV_1024-58_0_6_node_45 | 0.4 | n |  | TRUE
77 | bus_LV_1024-58_0_6_node_46 | 0.4 | n |  | TRUE
78 | bus_LV_1024-58_0_6_node_66 | 0.4 | n |  | TRUE
79 | bus_LV_1024-58_0_6_node_64 | 0.4 | n |  | TRUE
80 | bus_LV_1024-58_0_6_node_47 | 0.4 | n |  | TRUE
81 | bus_LV_1024-58_0_6_node_48 | 0.4 | n |  | TRUE
82 | bus_LV_1024-58_0_6_node_49 | 0.4 | n |  | TRUE
83 | bus_LV_1024-58_0_6_node_50 | 0.4 | n |  | TRUE
84 | bus_LV_1024-58_0_6_node_51 | 0.4 | n |  | TRUE
85 | bus_LV_1024-58_0_6_node_52 | 0.4 | n |  | TRUE
86 | bus_LV_1024-58_0_6_node_53 | 0.4 | n |  | TRUE
87 | bus_LV_1024-58_0_6_node_60 | 0.4 | n |  | TRUE
88 | bus_LV_1024-58_0_6_node_61 | 0.4 | n |  | TRUE
89 | bus_LV_1024-58_0_6_node_109 | 0.4 | n |  | TRUE
90 | bus_LV_1024-58_0_6_node_54 | 0.4 | n |  | TRUE
91 | bus_LV_1024-58_0_6_node_56 | 0.4 | n |  | TRUE
92 | bus_LV_1024-58_0_6_node_62 | 0.4 | n |  | TRUE
93 | bus_LV_1024-58_0_6_node_84 | 0.4 | n |  | TRUE
94 | bus_LV_1024-58_0_6_node_83 | 0.4 | n |  | TRUE
95 | bus_LV_1024-58_0_6_node_63 | 0.4 | n |  | TRUE
96 | bus_LV_1024-58_0_6_node_65 | 0.4 | n |  | TRUE
97 | bus_LV_1024-58_0_6_node_67 | 0.4 | n |  | TRUE
98 | bus_LV_1024-58_0_6_node_68 | 0.4 | n |  | TRUE
99 | bus_LV_1024-58_0_6_node_117 | 0.4 | n |  | TRUE
100 | bus_LV_1024-58_0_6_node_71 | 0.4 | n |  | TRUE
101 | bus_LV_1024-58_0_6_node_72 | 0.4 | n |  | TRUE
102 | bus_LV_1024-58_0_6_node_102 | 0.4 | n |  | TRUE
103 | bus_LV_1024-58_0_6_node_114 | 0.4 | n |  | TRUE
104 | bus_LV_1024-58_0_6_node_79 | 0.4 | n |  | TRUE
105 | bus_LV_1024-58_0_6_node_80 | 0.4 | n |  | TRUE
106 | bus_LV_1024-58_0_6_node_81 | 0.4 | n |  | TRUE
107 | bus_LV_1024-58_0_6_node_108 | 0.4 | n |  | TRUE
108 | bus_LV_1024-58_0_6_node_82 | 0.4 | n |  | TRUE
109 | bus_LV_1024-58_0_6_node_107 | 0.4 | n |  | TRUE
110 | bus_LV_1024-58_0_6_node_85 | 0.4 | n |  | TRUE
111 | bus_LV_1024-58_0_6_node_92 | 0.4 | n |  | TRUE
112 | bus_LV_1024-58_0_6_node_90 | 0.4 | n |  | TRUE
113 | bus_LV_1024-58_0_6_node_86 | 0.4 | n |  | TRUE
114 | bus_LV_1024-58_0_6_node_87 | 0.4 | n |  | TRUE
115 | bus_LV_1024-58_0_6_node_88 | 0.4 | n |  | TRUE
116 | bus_LV_1024-58_0_6_node_89 | 0.4 | n |  | TRUE
117 | bus_LV_1024-58_0_6_node_95 | 0.4 | n |  | TRUE
118 | bus_LV_1024-58_0_6_node_96 | 0.4 | n |  | TRUE
119 | bus_LV_1024-58_0_6_node_97 | 0.4 | n |  | TRUE
120 | bus_LV_1024-58_0_6_node_98 | 0.4 | n |  | TRUE
121 | bus_LV_1024-58_0_6_node_99 | 0.4 | n |  | TRUE
122 | bus_LV_1024-58_0_6_node_100 | 0.4 | n |  | TRUE
123 | bus_LV_1024-58_0_6_node_101 | 0.4 | n |  | TRUE
124 | bus_LV_1024-58_0_6_node_122 | 0.4 | n |  | TRUE
125 | bus_LV_1024-58_0_6_node_129 | 0.4 | n |  | TRUE
126 | bus_LV_1024-58_0_6_node_127 | 0.4 | n |  | TRUE
127 | bus_LV_1024-58_0_6_node_128 | 0.4 | n |  | TRUE
128 | bus_MV_221_0_node_71 | 20 | n |  | TRUE

## load
| name | bus | p_mw | q_mvar | const_z_percent | const_i_percent | sn_mva | scaling | in_service | type
0 | LV_1024-58_0_6_load_0 | 0 | 0.0089156 | 0.0022345 | 0 | 0 |  | 1 | TRUE | wye
1 | LV_1024-58_0_6_load_4 | 4 | 0.0025114 | 0.0006294 | 0 | 0 |  | 1 | TRUE | wye
2 | LV_1024-58_0_6_load_7 | 6 | 0.0089047 | 0.0022317 | 0 | 0 |  | 1 | TRUE | wye
3 | LV_1024-58_0_6_load_8 | 7 | 0.00052389 | 0.0001313 | 0 | 0 |  | 1 | TRUE | wye
4 | LV_1024-58_0_6_load_9 | 8 | 0.0063394 | 0.0015888 | 0 | 0 |  | 1 | TRUE | wye
5 | LV_1024-58_0_6_load_10 | 9 | 0.0021157 | 0.00053025 | 0 | 0 |  | 1 | TRUE | wye
6 | LV_1024-58_0_6_load_6 | 10 | 0.001693 | 0.0004243 | 0 | 0 |  | 1 | TRUE | wye
7 | LV_1024-58_0_6_load_94 | 11 | 0.001767 | 0.00044284 | 0 | 0 |  | 1 | TRUE | wye
8 | LV_1024-58_0_6_load_125 | 13 | 0.0017809 | 0.00044633 | 0 | 0 |  | 1 | TRUE | wye
9 | LV_1024-58_0_6_load_123 | 14 | 0.0014631 | 0.00036668 | 0 | 0 |  | 1 | TRUE | wye
10 | LV_1024-58_0_6_load_121 | 15 | 0.0025709 | 0.00064433 | 0 | 0 |  | 1 | TRUE | wye
11 | LV_1024-58_0_6_load_93 | 16 | 0.0016711 | 0.00041883 | 0 | 0 |  | 1 | TRUE | wye
12 | LV_1024-58_0_6_load_103 | 18 | 0.0089035 | 0.0022314 | 0 | 0 |  | 1 | TRUE | wye
13 | LV_1024-58_0_6_load_11 | 21 | 0.0085589 | 0.0021451 | 0 | 0 |  | 1 | TRUE | wye
14 | LV_1024-58_0_6_load_14 | 24 | 0.0084853 | 0.0021266 | 0 | 0 |  | 1 | TRUE | wye
15 | LV_1024-58_0_6_load_115 | 27 | 0.017902 | 0.0044868 | 0 | 0 |  | 1 | TRUE | wye
16 | LV_1024-58_0_6_load_120 | 28 | 0.013213 | 0.0033116 | 0 | 0 |  | 1 | TRUE | wye
17 | LV_1024-58_0_6_load_124 | 31 | 0.018432 | 0.0046195 | 0 | 0 |  | 1 | TRUE | wye
18 | LV_1024-58_0_6_load_130 | 33 | 0.016295 | 0.0040839 | 0 | 0 |  | 1 | TRUE | wye
19 | LV_1024-58_0_6_load_119 | 36 | 0.0042431 | 0.0010634 | 0 | 0 |  | 1 | TRUE | wye
20 | LV_1024-58_0_6_load_106 | 38 | 0.0042985 | 0.0010773 | 0 | 0 |  | 1 | TRUE | wye
21 | LV_1024-58_0_6_load_59 | 40 | 0.003933 | 0.00098569 | 0 | 0 |  | 1 | TRUE | wye
22 | LV_1024-58_0_6_load_111 | 42 | 0.018293 | 0.0045846 | 0 | 0 |  | 1 | TRUE | wye
23 | LV_1024-58_0_6_load_113 | 45 | 0.015924 | 0.003991 | 0 | 0 |  | 1 | TRUE | wye
24 | LV_1024-58_0_6_load_78 | 46 | 0.0020943 | 0.00052488 | 0 | 0 |  | 1 | TRUE | wye
25 | LV_1024-58_0_6_load_30 | 47 | 0.0042938 | 0.0010761 | 0 | 0 |  | 1 | TRUE | wye
26 | LV_1024-58_0_6_load_32 | 48 | 0.0039353 | 0.00098627 | 0 | 0 |  | 1 | TRUE | wye
27 | LV_1024-58_0_6_load_27 | 49 | 0.0021788 | 0.00054605 | 0 | 0 |  | 1 | TRUE | wye
28 | LV_1024-58_0_6_load_28 | 50 | 0.0023788 | 0.00059619 | 0 | 0 |  | 1 | TRUE | wye
29 | LV_1024-58_0_6_load_58 | 51 | 0.0038303 | 0.00095997 | 0 | 0 |  | 1 | TRUE | wye
30 | LV_1024-58_0_6_load_77 | 52 | 0.0017987 | 0.0004508 | 0 | 0 |  | 1 | TRUE | wye
31 | LV_1024-58_0_6_load_110 | 54 | 0.021843 | 0.0054745 | 0 | 0 |  | 1 | TRUE | wye
32 | LV_1024-58_0_6_load_29 | 55 | 0.0023177 | 0.00058088 | 0 | 0 |  | 1 | TRUE | wye
33 | LV_1024-58_0_6_load_31 | 56 | 0.0024849 | 0.00062278 | 0 | 0 |  | 1 | TRUE | wye
34 | LV_1024-58_0_6_load_57 | 57 | 0.0022705 | 0.00056904 | 0 | 0 |  | 1 | TRUE | wye
35 | LV_1024-58_0_6_load_55 | 58 | 0.00238 | 0.00059648 | 0 | 0 |  | 1 | TRUE | wye
36 | LV_1024-58_0_6_load_33 | 59 | 0.0032969 | 0.00082629 | 0 | 0 |  | 1 | TRUE | wye
37 | LV_1024-58_0_6_load_34 | 60 | 0.0015787 | 0.00039566 | 0 | 0 |  | 1 | TRUE | wye
38 | LV_1024-58_0_6_load_36 | 62 | 0.0015771 | 0.00039526 | 0 | 0 |  | 1 | TRUE | wye
39 | LV_1024-58_0_6_load_37 | 63 | 0.0029111 | 0.00072958 | 0 | 0 |  | 1 | TRUE | wye
40 | LV_1024-58_0_6_load_38 | 64 | 0.0032824 | 0.00082266 | 0 | 0 |  | 1 | TRUE | wye
41 | LV_1024-58_0_6_load_39 | 65 | 0.0036726 | 0.00092045 | 0 | 0 |  | 1 | TRUE | wye
42 | LV_1024-58_0_6_load_40 | 66 | 0.0018311 | 0.00045891 | 0 | 0 |  | 1 | TRUE | wye
43 | LV_1024-58_0_6_load_41 | 67 | 0.0034631 | 0.00086792 | 0 | 0 |  | 1 | TRUE | wye
44 | LV_1024-58_0_6_load_116 | 68 | 0.0018436 | 0.00046204 | 0 | 0 |  | 1 | TRUE | wye
45 | LV_1024-58_0_6_load_69 | 69 | 0.0015953 | 0.00039983 | 0 | 0 |  | 1 | TRUE | wye
46 | LV_1024-58_0_6_load_112 | 70 | 0.003324 | 0.00083308 | 0 | 0 |  | 1 | TRUE | wye
47 | LV_1024-58_0_6_load_91 | 71 | 0.0017772 | 0.00044542 | 0 | 0 |  | 1 | TRUE | wye
48 | LV_1024-58_0_6_load_70 | 72 | 0.0016747 | 0.00041973 | 0 | 0 |  | 1 | TRUE | wye
49 | LV_1024-58_0_6_load_42 | 73 | 0.0077735 | 0.0019482 | 0 | 0 |  | 1 | TRUE | wye
50 | LV_1024-58_0_6_load_43 | 74 | 0.0073125 | 0.0018327 | 0 | 0 |  | 1 | TRUE | wye
51 | LV_1024-58_0_6_load_45 | 76 | 0.0049194 | 0.0012329 | 0 | 0 |  | 1 | TRUE | wye
52 | LV_1024-58_0_6_load_66 | 78 | 0.0018323 | 0.00045923 | 0 | 0 |  | 1 | TRUE | wye
53 | LV_1024-58_0_6_load_64 | 79 | 0.002476 | 0.00062054 | 0 | 0 |  | 1 | TRUE | wye
54 | LV_1024-58_0_6_load_47 | 80 | 0.0034627 | 0.00086784 | 0 | 0 |  | 1 | TRUE | wye
55 | LV_1024-58_0_6_load_48 | 81 | 0.0028163 | 0.00070584 | 0 | 0 |  | 1 | TRUE | wye
56 | LV_1024-58_0_6_load_49 | 82 | 0.0021756 | 0.00054527 | 0 | 0 |  | 1 | TRUE | wye
57 | LV_1024-58_0_6_load_50 | 83 | 0.0039973 | 0.0010018 | 0 | 0 |  | 1 | TRUE | wye
58 | LV_1024-58_0_6_load_51 | 84 | 0.0021689 | 0.00054358 | 0 | 0 |  | 1 | TRUE | wye
59 | LV_1024-58_0_6_load_52 | 85 | 0.0048689 | 0.0012202 | 0 | 0 |  | 1 | TRUE | wye
60 | LV_1024-58_0_6_load_53 | 86 | 0.002189 | 0.00054861 | 0 | 0 |  | 1 | TRUE | wye
61 | LV_1024-58_0_6_load_60 | 87 | 0.0022546 | 0.00056507 | 0 | 0 |  | 1 | TRUE | wye
62 | LV_1024-58_0_6_load_61 | 88 | 0.0016747 | 0.00041971 | 0 | 0 |  | 1 | TRUE | wye
63 | LV_1024-58_0_6_load_109 | 89 | 0.001664 | 0.00041704 | 0 | 0 |  | 1 | TRUE | wye
64 | LV_1024-58_0_6_load_54 | 90 | 0.0024855 | 0.00062293 | 0 | 0 |  | 1 | TRUE | wye
65 | LV_1024-58_0_6_load_56 | 91 | 0.0023177 | 0.00058088 | 0 | 0 |  | 1 | TRUE | wye
66 | LV_1024-58_0_6_load_62 | 92 | 0.0017743 | 0.00044467 | 0 | 0 |  | 1 | TRUE | wye
67 | LV_1024-58_0_6_load_84 | 93 | 0.0025341 | 0.00063511 | 0 | 0 |  | 1 | TRUE | wye
68 | LV_1024-58_0_6_load_63 | 95 | 0.0012434 | 0.00031162 | 0 | 0 |  | 1 | TRUE | wye
69 | LV_1024-58_0_6_load_65 | 96 | 0.0014288 | 0.0003581 | 0 | 0 |  | 1 | TRUE | wye
70 | LV_1024-58_0_6_load_67 | 97 | 0.0014808 | 0.00037113 | 0 | 0 |  | 1 | TRUE | wye
71 | LV_1024-58_0_6_load_68 | 98 | 0.0014953 | 0.00037475 | 0 | 0 |  | 1 | TRUE | wye
72 | LV_1024-58_0_6_load_117 | 99 | 0.0011438 | 0.00028666 | 0 | 0 |  | 1 | TRUE | wye
73 | LV_1024-58_0_6_load_71 | 100 | 0.01656 | 0.0041502 | 0 | 0 |  | 1 | TRUE | wye
74 | LV_1024-58_0_6_load_72 | 101 | 0.014643 | 0.0036699 | 0 | 0 |  | 1 | TRUE | wye
75 | LV_1024-58_0_6_load_102 | 102 | 0.0018019 | 0.0004516 | 0 | 0 |  | 1 | TRUE | wye
76 | LV_1024-58_0_6_load_114 | 103 | 0.016563 | 0.0041511 | 0 | 0 |  | 1 | TRUE | wye
77 | LV_1024-58_0_6_load_79 | 104 | 0.003545 | 0.00088845 | 0 | 0 |  | 1 | TRUE | wye
78 | LV_1024-58_0_6_load_80 | 105 | 0.0025133 | 0.00062989 | 0 | 0 |  | 1 | TRUE | wye
79 | LV_1024-58_0_6_load_81 | 106 | 0.0038499 | 0.00096487 | 0 | 0 |  | 1 | TRUE | wye
80 | LV_1024-58_0_6_load_108 | 107 | 0.0022181 | 0.00055591 | 0 | 0 |  | 1 | TRUE | wye
81 | LV_1024-58_0_6_load_82 | 108 | 0.0090613 | 0.002271 | 0 | 0 |  | 1 | TRUE | wye
82 | LV_1024-58_0_6_load_107 | 109 | 0.0026565 | 0.00066577 | 0 | 0 |  | 1 | TRUE | wye
83 | LV_1024-58_0_6_load_85 | 110 | 0.0017772 | 0.00044542 | 0 | 0 |  | 1 | TRUE | wye
84 | LV_1024-58_0_6_load_92 | 111 | 0.0040512 | 0.0010153 | 0 | 0 |  | 1 | TRUE | wye
85 | LV_1024-58_0_6_load_90 | 112 | 0.0049868 | 0.0012498 | 0 | 0 |  | 1 | TRUE | wye
86 | LV_1024-58_0_6_load_86 | 113 | 0.0017734 | 0.00044447 | 0 | 0 |  | 1 | TRUE | wye
87 | LV_1024-58_0_6_load_87 | 114 | 0.0016747 | 0.00041971 | 0 | 0 |  | 1 | TRUE | wye
88 | LV_1024-58_0_6_load_88 | 115 | 0.0029368 | 0.00073602 | 0 | 0 |  | 1 | TRUE | wye
89 | LV_1024-58_0_6_load_89 | 116 | 0.0047459 | 0.0011894 | 0 | 0 |  | 1 | TRUE | wye
90 | LV_1024-58_0_6_load_95 | 117 | 0.00154 | 0.00038595 | 0 | 0 |  | 1 | TRUE | wye
91 | LV_1024-58_0_6_load_96 | 118 | 0.0017995 | 0.000451 | 0 | 0 |  | 1 | TRUE | wye
92 | LV_1024-58_0_6_load_97 | 119 | 0.0015841 | 0.000397 | 0 | 0 |  | 1 | TRUE | wye
93 | LV_1024-58_0_6_load_98 | 120 | 0.0017854 | 0.00044747 | 0 | 0 |  | 1 | TRUE | wye
94 | LV_1024-58_0_6_load_99 | 121 | 0.0016274 | 0.00040786 | 0 | 0 |  | 1 | TRUE | wye
95 | LV_1024-58_0_6_load_100 | 122 | 0.0016619 | 0.00041652 | 0 | 0 |  | 1 | TRUE | wye
96 | LV_1024-58_0_6_load_101 | 123 | 0.0016584 | 0.00041564 | 0 | 0 |  | 1 | TRUE | wye
97 | LV_1024-58_0_6_load_129 | 125 | 0.00086567 | 0.00021696 | 0 | 0 |  | 1 | TRUE | wye
98 | LV_1024-58_0_6_load_127 | 126 | 0.00032289 | 8.0924e-05 | 0 | 0 |  | 1 | TRUE | wye
99 | LV_1024-58_0_6_load_128 | 127 | 0.00073273 | 0.00018364 | 0 | 0 |  | 1 | TRUE | wye

## ext_grid
| name | bus | vm_pu | va_degree | slack_weight | in_service
0 |  | 41 | 1 | 0 | 1 | TRUE

## line
| name | std_type | from_bus | to_bus | length_km | r_ohm_per_km | x_ohm_per_km | c_nf_per_km | g_us_per_km | max_i_ka | df | parallel | type | in_service
0 | LV_1024-58_0_6_line_0 |  | 0 | 1 | 0.028398 | 0.125 | 0.08 | 261 | 0 | 0.364 | 1 | 4 | cs | TRUE
1 | LV_1024-58_0_6_line_1 |  | 0 | 2 | 0.010109 | 0.125 | 0.08 | 261 | 0 | 0.364 | 1 | 4 | cs | TRUE
2 | LV_1024-58_0_6_line_2 |  | 1 | 3 | 0.048489 | 0.125 | 0.08 | 261 | 0 | 0.364 | 1 | 4 | cs | TRUE
3 | LV_1024-58_0_6_line_3 |  | 1 | 4 | 0.092294 | 0.125 | 0.08 | 261 | 0 | 0.364 | 1 | 1 | cs | TRUE
4 | LV_1024-58_0_6_line_4 |  | 2 | 5 | 0.013747 | 0.125 | 0.08 | 261 | 0 | 0.364 | 1 | 4 | cs | TRUE
5 | LV_1024-58_0_6_line_5 |  | 3 | 6 | 0.012998 | 0.125 | 0.08 | 261 | 0 | 0.364 | 1 | 4 | cs | TRUE
6 | LV_1024-58_0_6_line_6 |  | 4 | 7 | 0.15024 | 0.125 | 0.08 | 261 | 0 | 0.364 | 1 | 1 | cs | TRUE
7 | LV_1024-58_0_6_line_7 |  | 5 | 8 | 0.044307 | 0.125 | 0.08 | 261 | 0 | 0.364 | 1 | 1 | cs | TRUE
8 | LV_1024-58_0_6_line_8 |  | 5 | 9 | 0.053555 | 0.125 | 0.08 | 261 | 0 | 0.364 | 1 | 4 | cs | TRUE
9 | LV_1024-58_0_6_line_9 |  | 6 | 12 | 0.035058 | 0.125 | 0.08 | 261 | 0 | 0.364 | 1 | 4 | cs | TRUE
10 | LV_1024-58_0_6_line_10 |  | 7 | 13 | 0.022902 | 0.125 | 0.08 | 261 | 0 | 0.364 | 1 | 1 | cs | TRUE
11 | LV_1024-58_0_6_line_11 |  | 8 | 14 | 0.010788 | 0.125 | 0.08 | 261 | 0 | 0.364 | 1 | 1 | cs | TRUE
12 | LV_1024-58_0_6_line_12 |  | 9 | 15 | 0.025197 | 0.125 | 0.08 | 261 | 0 | 0.364 | 1 | 4 | cs | TRUE
13 | LV_1024-58_0_6_line_13 |  | 10 | 11 | 0.019864 | 0.125 | 0.08 | 261 | 0 | 0.364 | 1 | 1 | cs | TRUE
14 | LV_1024-58_0_6_line_14 |  | 11 | 16 | 0.018051 | 0.125 | 0.08 | 261 | 0 | 0.364 | 1 | 1 | cs | TRUE
15 | LV_1024-58_0_6_line_15 |  | 12 | 17 | 0.022187 | 0.125 | 0.08 | 261 | 0 | 0.364 | 1 | 1 | cs | TRUE
16 | LV_1024-58_0_6_line_16 |  | 12 | 18 | 0.0020203 | 0.125 | 0.08 | 261 | 0 | 0.364 | 1 | 4 | cs | TRUE
17 | LV_1024-58_0_6_line_17 |  | 13 | 19 | 0.031826 | 0.125 | 0.08 | 261 | 0 | 0.364 | 1 | 1 | cs | TRUE
18 | LV_1024-58_0_6_line_18 |  | 15 | 20 | 0.014989 | 0.125 | 0.08 | 261 | 0 | 0.364 | 1 | 4 | cs | TRUE
19 | LV_1024-58_0_6_line_19 |  | 16 | 72 | 0.0050082 | 0.125 | 0.08 | 261 | 0 | 0.364 | 1 | 1 | cs | TRUE
20 | LV_1024-58_0_6_line_20 |  | 17 | 89 | 0.014116 | 0.125 | 0.08 | 261 | 0 | 0.364 | 1 | 1 | cs | TRUE
21 | LV_1024-58_0_6_line_21 |  | 17 | 86 | 0.021421 | 0.125 | 0.08 | 261 | 0 | 0.364 | 1 | 1 | cs | TRUE
22 | LV_1024-58_0_6_line_22 |  | 18 | 102 | 0.012129 | 0.125 | 0.08 | 261 | 0 | 0.364 | 1 | 4 | cs | TRUE
23 | LV_1024-58_0_6_line_23 |  | 19 | 126 | 0.014485 | 0.125 | 0.08 | 261 | 0 | 0.364 | 1 | 1 | cs | TRUE
24 | LV_1024-58_0_6_line_24 |  | 20 | 124 | 0.13279 | 0.125 | 0.08 | 261 | 0 | 0.364 | 1 | 1 | cs | TRUE
25 | LV_1024-58_0_6_line_25 |  | 20 | 99 | 0.0070104 | 0.125 | 0.08 | 261 | 0 | 0.364 | 1 | 4 | cs | TRUE
26 | LV_1024-58_0_6_line_26 |  | 21 | 22 | 0.013659 | 0.125 | 0.08 | 261 | 0 | 0.364 | 1 | 1 | cs | TRUE
27 | LV_1024-58_0_6_line_27 |  | 21 | 23 | 0.033932 | 0.125 | 0.08 | 261 | 0 | 0.364 | 1 | 1 | cs | TRUE
28 | LV_1024-58_0_6_line_28 |  | 22 | 24 | 0.011193 | 0.125 | 0.08 | 261 | 0 | 0.364 | 1 | 1 | cs | TRUE
29 | LV_1024-58_0_6_line_29 |  | 23 | 25 | 0.025834 | 0.125 | 0.08 | 261 | 0 | 0.364 | 1 | 1 | cs | TRUE
30 | LV_1024-58_0_6_line_30 |  | 25 | 26 | 0.047043 | 0.125 | 0.08 | 261 | 0 | 0.364 | 1 | 1 | cs | TRUE
31 | LV_1024-58_0_6_line_31 |  | 25 | 27 | 0.019172 | 0.125 | 0.08 | 261 | 0 | 0.364 | 1 | 1 | cs | TRUE
32 | LV_1024-58_0_6_line_32 |  | 26 | 28 | 0.0505 | 0.125 | 0.08 | 261 | 0 | 0.364 | 1 | 2 | cs | TRUE
33 | LV_1024-58_0_6_line_33 |  | 27 | 29 | 0.0034601 | 0.125 | 0.08 | 261 | 0 | 0.364 | 1 | 1 | cs | TRUE
34 | LV_1024-58_0_6_line_34 |  | 28 | 35 | 0.016025 | 0.125 | 0.08 | 261 | 0 | 0.364 | 1 | 2 | cs | TRUE
35 | LV_1024-58_0_6_line_35 |  | 29 | 30 | 0.016955 | 0.125 | 0.08 | 261 | 0 | 0.364 | 1 | 1 | cs | TRUE
36 | LV_1024-58_0_6_line_36 |  | 30 | 31 | 0.012658 | 0.125 | 0.08 | 261 | 0 | 0.364 | 1 | 1 | cs | TRUE
37 | LV_1024-58_0_6_line_37 |  | 30 | 32 | 0.049598 | 0.125 | 0.08 | 261 | 0 | 0.364 | 1 | 1 | cs | TRUE
38 | LV_1024-58_0_6_line_38 |  | 32 | 33 | 0.024535 | 0.125 | 0.08 | 261 | 0 | 0.364 | 1 | 1 | cs | TRUE
39 | LV_1024-58_0_6_line_39 |  | 34 | 35 | 0.034503 | 0.125 | 0.08 | 261 | 0 | 0.364 | 1 | 4 | cs | TRUE
40 | LV_1024-58_0_6_line_40 |  | 34 | 36 | 0.084808 | 0.125 | 0.08 | 261 | 0 | 0.364 | 1 | 4 | cs | TRUE
41 | LV_1024-58_0_6_line_41 |  | 35 | 43 | 0.040565 | 0.125 | 0.08 | 261 | 0 | 0.364 | 1 | 1 | cs | TRUE
42 | LV_1024-58_0_6_line_42 |  | 36 | 46 | 0.021581 | 0.125 | 0.08 | 261 | 0 | 0.364 | 1 | 4 | cs | TRUE
43 | LV_1024-58_0_6_line_43 |  | 37 | 38 | 0.017352 | 0.125 | 0.08 | 261 | 0 | 0.364 | 1 | 1 | cs | TRUE
44 | LV_1024-58_0_6_line_44 |  | 37 | 39 | 0.0065827 | 0.125 | 0.08 | 261 | 0 | 0.364 | 1 | 1 | cs | TRUE
45 | LV_1024-58_0_6_line_45 |  | 37 | 40 | 0.017763 | 0.125 | 0.08 | 261 | 0 | 0.364 | 1 | 1 | cs | TRUE
46 | LV_1024-58_0_6_line_46 |  | 38 | 48 | 0.029009 | 0.125 | 0.08 | 261 | 0 | 0.364 | 1 | 1 | cs | TRUE
47 | LV_1024-58_0_6_line_47 |  | 39 | 41 | 0.048861 | 0.125 | 0.08 | 261 | 0 | 0.364 | 1 | 1 | cs | TRUE
48 | LV_1024-58_0_6_line_48 |  | 39 | 42 | 0.034022 | 0.125 | 0.08 | 261 | 0 | 0.364 | 1 | 1 | cs | TRUE
49 | LV_1024-58_0_6_line_49 |  | 40 | 51 | 0.0064827 | 0.125 | 0.08 | 261 | 0 | 0.364 | 1 | 1 | cs | TRUE
50 | LV_1024-58_0_6_line_50 |  | 41 | 52 | 0.036835 | 0.125 | 0.08 | 261 | 0 | 0.364 | 1 | 4 | cs | TRUE
51 | LV_1024-58_0_6_line_51 |  | 41 | 53 | 0.01644 | 0.125 | 0.08 | 261 | 0 | 0.364 | 1 | 1 | cs | TRUE
52 | LV_1024-58_0_6_line_52 |  | 42 | 54 | 0.014287 | 0.125 | 0.08 | 261 | 0 | 0.364 | 1 | 1 | cs | TRUE
53 | LV_1024-58_0_6_line_53 |  | 43 | 44 | 0.001994 | 0.125 | 0.08 | 261 | 0 | 0.364 | 1 | 1 | cs | TRUE
54 | LV_1024-58_0_6_line_54 |  | 44 | 45 | 0.023687 | 0.125 | 0.08 | 261 | 0 | 0.364 | 1 | 1 | cs | TRUE
55 | LV_1024-58_0_6_line_55 |  | 45 | 103 | 0.013897 | 0.125 | 0.08 | 261 | 0 | 0.364 | 1 | 1 | cs | TRUE
56 | LV_1024-58_0_6_line_56 |  | 46 | 77 | 0.010198 | 0.125 | 0.08 | 261 | 0 | 0.364 | 1 | 4 | cs | TRUE
57 | LV_1024-58_0_6_line_57 |  | 47 | 48 | 0.00068273 | 0.125 | 0.08 | 261 | 0 | 0.364 | 1 | 1 | cs | TRUE
58 | LV_1024-58_0_6_line_58 |  | 49 | 50 | 0.00031861 | 0.125 | 0.08 | 261 | 0 | 0.364 | 1 | 1 | cs | TRUE
59 | LV_1024-58_0_6_line_59 |  | 50 | 55 | 0.00099872 | 0.125 | 0.08 | 261 | 0 | 0.364 | 1 | 1 | cs | TRUE
60 | LV_1024-58_0_6_line_60 |  | 51 | 91 | 0.026038 | 0.125 | 0.08 | 261 | 0 | 0.364 | 1 | 1 | cs | TRUE
61 | LV_1024-58_0_6_line_61 |  | 52 | 102 | 0.0072976 | 0.125 | 0.08 | 261 | 0 | 0.364 | 1 | 4 | cs | TRUE
62 | LV_1024-58_0_6_line_62 |  | 53 | 100 | 0.0074709 | 0.125 | 0.08 | 261 | 0 | 0.364 | 1 | 1 | cs | TRUE
63 | LV_1024-58_0_6_line_63 |  | 55 | 56 | 0.0013038 | 0.125 | 0.08 | 261 | 0 | 0.364 | 1 | 1 | cs | TRUE
64 | LV_1024-58_0_6_line_64 |  | 56 | 57 | 0.024636 | 0.125 | 0.08 | 261 | 0 | 0.364 | 1 | 1 | cs | TRUE
65 | LV_1024-58_0_6_line_65 |  | 57 | 58 | 0.0022296 | 0.125 | 0.08 | 261 | 0 | 0.364 | 1 | 1 | cs | TRUE
66 | LV_1024-58_0_6_line_66 |  | 58 | 90 | 0.0023028 | 0.125 | 0.08 | 261 | 0 | 0.364 | 1 | 1 | cs | TRUE
67 | LV_1024-58_0_6_line_67 |  | 59 | 60 | 0.015174 | 0.125 | 0.08 | 261 | 0 | 0.364 | 1 | 1 | cs | TRUE
68 | LV_1024-58_0_6_line_68 |  | 59 | 61 | 0.0085301 | 0.125 | 0.08 | 261 | 0 | 0.364 | 1 | 1 | cs | TRUE
69 | LV_1024-58_0_6_line_69 |  | 60 | 62 | 0.00080751 | 0.125 | 0.08 | 261 | 0 | 0.364 | 1 | 1 | cs | TRUE
70 | LV_1024-58_0_6_line_70 |  | 61 | 63 | 0.010619 | 0.125 | 0.08 | 261 | 0 | 0.364 | 1 | 1 | cs | TRUE
71 | LV_1024-58_0_6_line_71 |  | 61 | 64 | 0.017089 | 0.125 | 0.08 | 261 | 0 | 0.364 | 1 | 1 | cs | TRUE
72 | LV_1024-58_0_6_line_72 |  | 62 | 65 | 0.014212 | 0.125 | 0.08 | 261 | 0 | 0.364 | 1 | 1 | cs | TRUE
73 | LV_1024-58_0_6_line_73 |  | 63 | 66 | 0.022153 | 0.125 | 0.08 | 261 | 0 | 0.364 | 1 | 1 | cs | TRUE
74 | LV_1024-58_0_6_line_74 |  | 64 | 67 | 0.0010728 | 0.125 | 0.08 | 261 | 0 | 0.364 | 1 | 1 | cs | TRUE
75 | LV_1024-58_0_6_line_75 |  | 65 | 68 | 0.0038625 | 0.125 | 0.08 | 261 | 0 | 0.364 | 1 | 1 | cs | TRUE
76 | LV_1024-58_0_6_line_76 |  | 66 | 69 | 0.021919 | 0.125 | 0.08 | 261 | 0 | 0.364 | 1 | 1 | cs | TRUE
77 | LV_1024-58_0_6_line_77 |  | 67 | 70 | 0.022298 | 0.125 | 0.08 | 261 | 0 | 0.364 | 1 | 1 | cs | TRUE
78 | LV_1024-58_0_6_line_78 |  | 68 | 71 | 0.018776 | 0.125 | 0.08 | 261 | 0 | 0.364 | 1 | 1 | cs | TRUE
79 | LV_1024-58_0_6_line_79 |  | 69 | 72 | 0.017599 | 0.125 | 0.08 | 261 | 0 | 0.364 | 1 | 1 | cs | TRUE
80 | LV_1024-58_0_6_line_80 |  | 71 | 116 | 0.0005254 | 0.125 | 0.08 | 261 | 0 | 0.364 | 1 | 1 | cs | TRUE
81 | LV_1024-58_0_6_line_81 |  | 73 | 74 | 0.036234 | 0.125 | 0.08 | 261 | 0 | 0.364 | 1 | 1 | cs | TRUE
82 | LV_1024-58_0_6_line_82 |  | 74 | 75 | 0.018184 | 0.125 | 0.08 | 261 | 0 | 0.364 | 1 | 1 | cs | TRUE
83 | LV_1024-58_0_6_line_83 |  | 75 | 76 | 0.020269 | 0.125 | 0.08 | 261 | 0 | 0.364 | 1 | 1 | cs | TRUE
84 | LV_1024-58_0_6_line_84 |  | 75 | 77 | 0.009183 | 0.125 | 0.08 | 261 | 0 | 0.364 | 1 | 1 | cs | TRUE
85 | LV_1024-58_0_6_line_85 |  | 77 | 78 | 0.019759 | 0.125 | 0.08 | 261 | 0 | 0.364 | 1 | 4 | cs | TRUE
86 | LV_1024-58_0_6_line_86 |  | 78 | 79 | 0.0011823 | 0.125 | 0.08 | 261 | 0 | 0.364 | 1 | 4 | cs | TRUE
87 | LV_1024-58_0_6_line_87 |  | 79 | 95 | 0.013915 | 0.125 | 0.08 | 261 | 0 | 0.364 | 1 | 4 | cs | TRUE
88 | LV_1024-58_0_6_line_88 |  | 80 | 81 | 0.0095215 | 0.125 | 0.08 | 261 | 0 | 0.364 | 1 | 1 | cs | TRUE
89 | LV_1024-58_0_6_line_89 |  | 80 | 82 | 0.0099518 | 0.125 | 0.08 | 261 | 0 | 0.364 | 1 | 1 | cs | TRUE
90 | LV_1024-58_0_6_line_90 |  | 81 | 83 | 0.012032 | 0.125 | 0.08 | 261 | 0 | 0.364 | 1 | 1 | cs | TRUE
91 | LV_1024-58_0_6_line_91 |  | 82 | 84 | 0.0035558 | 0.125 | 0.08 | 261 | 0 | 0.364 | 1 | 1 | cs | TRUE
92 | LV_1024-58_0_6_line_92 |  | 83 | 85 | 0.011781 | 0.125 | 0.08 | 261 | 0 | 0.364 | 1 | 1 | cs | TRUE
93 | LV_1024-58_0_6_line_93 |  | 84 | 86 | 0.0028242 | 0.125 | 0.08 | 261 | 0 | 0.364 | 1 | 1 | cs | TRUE
94 | LV_1024-58_0_6_line_94 |  | 85 | 87 | 0.023475 | 0.125 | 0.08 | 261 | 0 | 0.364 | 1 | 1 | cs | TRUE
95 | LV_1024-58_0_6_line_95 |  | 87 | 88 | 0.0033381 | 0.125 | 0.08 | 261 | 0 | 0.364 | 1 | 1 | cs | TRUE
96 | LV_1024-58_0_6_line_96 |  | 88 | 92 | 0.00087032 | 0.125 | 0.08 | 261 | 0 | 0.364 | 1 | 1 | cs | TRUE
97 | LV_1024-58_0_6_line_97 |  | 89 | 123 | 0.0055188 | 0.125 | 0.08 | 261 | 0 | 0.364 | 1 | 1 | cs | TRUE
98 | LV_1024-58_0_6_line_98 |  | 90 | 91 | 0.00017585 | 0.125 | 0.08 | 261 | 0 | 0.364 | 1 | 1 | cs | TRUE
99 | LV_1024-58_0_6_line_99 |  | 92 | 93 | 0.0023317 | 0.125 | 0.08 | 261 | 0 | 0.364 | 1 | 1 | cs | TRUE
100 | LV_1024-58_0_6_line_100 |  | 93 | 94 | 0.017292 | 0.125 | 0.08 | 261 | 0 | 0.364 | 1 | 1 | cs | TRUE
101 | LV_1024-58_0_6_line_101 |  | 94 | 110 | 0.010774 | 0.125 | 0.08 | 261 | 0 | 0.364 | 1 | 1 | cs | TRUE
102 | LV_1024-58_0_6_line_102 |  | 94 | 106 | 0.0067823 | 0.125 | 0.08 | 261 | 0 | 0.364 | 1 | 1 | cs | TRUE
103 | LV_1024-58_0_6_line_103 |  | 95 | 96 | 0.0023299 | 0.125 | 0.08 | 261 | 0 | 0.364 | 1 | 4 | cs | TRUE
104 | LV_1024-58_0_6_line_104 |  | 96 | 97 | 0.0072578 | 0.125 | 0.08 | 261 | 0 | 0.364 | 1 | 4 | cs | TRUE
105 | LV_1024-58_0_6_line_105 |  | 97 | 98 | 0.016427 | 0.125 | 0.08 | 261 | 0 | 0.364 | 1 | 4 | cs | TRUE
106 | LV_1024-58_0_6_line_106 |  | 98 | 99 | 0.016434 | 0.125 | 0.08 | 261 | 0 | 0.364 | 1 | 4 | cs | TRUE
107 | LV_1024-58_0_6_line_107 |  | 100 | 101 | 0.041171 | 0.125 | 0.08 | 261 | 0 | 0.364 | 1 | 1 | cs | TRUE
108 | LV_1024-58_0_6_line_108 |  | 104 | 105 | 0.00028271 | 0.125 | 0.08 | 261 | 0 | 0.364 | 1 | 1 | cs | TRUE
109 | LV_1024-58_0_6_line_109 |  | 104 | 106 | 0.017423 | 0.125 | 0.08 | 261 | 0 | 0.364 | 1 | 1 | cs | TRUE
110 | LV_1024-58_0_6_line_110 |  | 104 | 107 | 0.045683 | 0.125 | 0.08 | 261 | 0 | 0.364 | 1 | 1 | cs | TRUE
111 | LV_1024-58_0_6_line_111 |  | 105 | 108 | 0.016388 | 0.125 | 0.08 | 261 | 0 | 0.364 | 1 | 1 | cs | TRUE
112 | LV_1024-58_0_6_line_112 |  | 107 | 109 | 0.0015419 | 0.125 | 0.08 | 261 | 0 | 0.364 | 1 | 1 | cs | TRUE
113 | LV_1024-58_0_6_line_113 |  | 110 | 111 | 0.016152 | 0.125 | 0.08 | 261 | 0 | 0.364 | 1 | 1 | cs | TRUE
114 | LV_1024-58_0_6_line_114 |  | 111 | 112 | 0.017998 | 0.125 | 0.08 | 261 | 0 | 0.364 | 1 | 1 | cs | TRUE
115 | LV_1024-58_0_6_line_115 |  | 112 | 115 | 0.012976 | 0.125 | 0.08 | 261 | 0 | 0.364 | 1 | 1 | cs | TRUE
116 | LV_1024-58_0_6_line_116 |  | 113 | 114 | 0.0012478 | 0.125 | 0.08 | 261 | 0 | 0.364 | 1 | 1 | cs | TRUE
117 | LV_1024-58_0_6_line_117 |  | 113 | 115 | 0.01434 | 0.125 | 0.08 | 261 | 0 | 0.364 | 1 | 1 | cs | TRUE
118 | LV_1024-58_0_6_line_118 |  | 114 | 116 | 0.00092721 | 0.125 | 0.08 | 261 | 0 | 0.364 | 1 | 1 | cs | TRUE
119 | LV_1024-58_0_6_line_119 |  | 117 | 118 | 0.0059272 | 0.125 | 0.08 | 261 | 0 | 0.364 | 1 | 1 | cs | TRUE
120 | LV_1024-58_0_6_line_120 |  | 117 | 119 | 0.0056407 | 0.125 | 0.08 | 261 | 0 | 0.364 | 1 | 1 | cs | TRUE
121 | LV_1024-58_0_6_line_121 |  | 118 | 120 | 0.0059603 | 0.125 | 0.08 | 261 | 0 | 0.364 | 1 | 1 | cs | TRUE
122 | LV_1024-58_0_6_line_122 |  | 119 | 121 | 0.0057995 | 0.125 | 0.08 | 261 | 0 | 0.364 | 1 | 1 | cs | TRUE
123 | LV_1024-58_0_6_line_123 |  | 120 | 122 | 0.0029532 | 0.125 | 0.08 | 261 | 0 | 0.364 | 1 | 1 | cs | TRUE
124 | LV_1024-58_0_6_line_124 |  | 121 | 123 | 0.0055353 | 0.125 | 0.08 | 261 | 0 | 0.364 | 1 | 1 | cs | TRUE
125 | LV_1024-58_0_6_line_125 |  | 124 | 125 | 0.044453 | 0.125 | 0.08 | 261 | 0 | 0.364 | 1 | 1 | cs | TRUE
126 | LV_1024-58_0_6_line_126 |  | 126 | 127 | 0.037167 | 0.125 | 0.08 | 261 | 0 | 0.364 | 1 | 1 | cs | TRUE

## trafo
| name | std_type | hv_bus | lv_bus | sn_mva | vn_hv_kv | vn_lv_kv | vk_percent | vkr_percent | pfe_kw | i0_percent | shift_degree | tap_side | tap_neutral | tap_min | tap_max | tap_step_percent | tap_step_degree | tap_pos | tap_phase_shifter | parallel | df | in_service
0 | LV_1024-58_0_6_trafo_75 | 0.63 MVA 20/0.4 kV | 128 | 41 | 0.63 | 20 | 0.4 | 6 | 1.206 | 1.65 | 0.2619 | 150 | hv | 0 | -2 | 2 | 2.5 | 0 | 0 | FALSE | 1 | 1 | TRUE

## line_geodata
| x0 | y0 | x1 | y1 | x2 | y2 | x3 | y3 | x4 | y4 | x5 | y5 | x6 | y6
0 | 2661918.491 | 1214125.5796 | 2661945.3485 | 1214130.6838 | 2661946.3686 | 1214130.9696
1 | 2661956.1026 | 1214133.6973 | 2661946.3686 | 1214130.9696
2 | 2661945.0822 | 1214085.4087 | 2661944.6615 | 1214088.6174 | 2661918.491 | 1214125.5796
3 | 2661918.491 | 1214125.5796 | 2661911.112 | 1214123.7574 | 2661833.2007 | 1214090.5493
4 | 2661968.5974 | 1214139.5084 | 2661956.1026 | 1214133.6973
5 | 2661945.0822 | 1214085.4087 | 2661953.9754 | 1214075.9297
6 | 2661833.2007 | 1214090.5493 | 2661816.2016 | 1214083.3038 | 2661791.8811 | 1214072.3006 | 2661720.599 | 1214043.5561 | 2661694.9452 | 1214034.3851 | 2661694.0894 | 1214033.9328
7 | 2661968.5974 | 1214139.5084 | 2661977.5078 | 1214132.1076 | 2661984.0352 | 1214123.0587 | 2661991.3378 | 1214110.3045 | 2661994.3278 | 1214108.3678 | 2661997.4378 | 1214109.4938
8 | 2661968.5974 | 1214139.5084 | 2661975.0829 | 1214142.5221 | 2661990.7218 | 1214152.7465 | 2662009.4622 | 1214161.2576 | 2662015.9433 | 1214164.2459
9 | 2661977.9627 | 1214050.3621 | 2661953.9754 | 1214075.9297
10 | 2661694.0894 | 1214033.9328 | 2661673.8415 | 1214023.2312
11 | 2662007.5816 | 1214113.1664 | 2661997.4378 | 1214109.4938
12 | 2662015.9433 | 1214164.2459 | 2662016.2956 | 1214164.4083 | 2662021.6293 | 1214168.6219 | 2662032.8622 | 1214182.7016
13 | 2661918.9264 | 1214112.2976 | 2661916.3179 | 1214114.6948 | 2661910.385 | 1214116.2341 | 2661905.7758 | 1214116.1195 | 2661900.6056 | 1214114.0173
14 | 2661883.8837 | 1214107.2179 | 2661900.6056 | 1214114.0173
15 | 2661977.9627 | 1214050.3621 | 2661972.7868 | 1214049.2187 | 2661963.5466 | 1214050.3456 | 2661958.8934 | 1214050.0749 | 2661956.0387 | 1214049.2225
16 | 2661977.9627 | 1214050.3621 | 2661979.5217 | 1214049.0771
17 | 2661646.6181 | 1214006.9019 | 2661656.0032 | 1214013.8032 | 2661673.8415 | 1214023.2312
18 | 2662042.2101 | 1214194.4185 | 2662032.8622 | 1214182.7016
19 | 2661879.2444 | 1214105.3315 | 2661883.8837 | 1214107.2179
20 | 2661956.0387 | 1214049.2225 | 2661946.7635 | 1214059.8629
21 | 2661956.0387 | 1214049.2225 | 2661953.6439 | 1214047.2409 | 2661951.3452 | 1214041.8692 | 2661948.4871 | 1214029.7315
22 | 2661988.8809 | 1214041.3631 | 2661979.5217 | 1214049.0771
23 | 2661646.6181 | 1214006.9019 | 2661640.3106 | 1214019.942
24 | 2662042.2101 | 1214194.4185 | 2662041.0401 | 1214219.2549 | 2662057.2461 | 1214220.9468 | 2662066.5445 | 1214234.6297 | 2662096.2719 | 1214256.5526 | 2662117.0963 | 1214268.3767 | 2662130.4513 | 1214273.2299
25 | 2662042.2101 | 1214194.4185 | 2662047.6469 | 1214189.9929
26 | 2662218.8273 | 1213955.4 | 2662210.4115 | 1213961.2047 | 2662210.838 | 1213964.6138
27 | 2662222.3674 | 1213995.3726 | 2662215.4295 | 1213987.6622 | 2662212.2624 | 1213975.9998 | 2662210.838 | 1213964.6138
28 | 2662218.8273 | 1213955.4 | 2662216.7398 | 1213944.4035
29 | 2662209.4743 | 1214013.1713 | 2662212.2766 | 1214009.5761 | 2662217.8488 | 1214003.3082 | 2662225.1305 | 1213998.4478 | 2662222.3674 | 1213995.3726
30 | 2662209.4743 | 1214013.1713 | 2662211.6312 | 1214016.8294 | 2662233.433 | 1214053.6906
31 | 2662209.4743 | 1214013.1713 | 2662206.9887 | 1214008.9762 | 2662205.0705 | 1214005.7319 | 2662202.8695 | 1214005.5644 | 2662201.6844 | 1214003.4063 | 2662198.8731 | 1213998.268
32 | 2662233.433 | 1214053.6906 | 2662189.5902 | 1214078.752
33 | 2662197.2123 | 1213995.2324 | 2662198.8731 | 1213998.268
34 | 2662181.8313 | 1214089.8969 | 2662181.2293 | 1214083.5312 | 2662189.5902 | 1214078.752
35 | 2662197.2123 | 1213995.2324 | 2662195.6547 | 1213992.37 | 2662188.9128 | 1213980.4368
36 | 2662188.9128 | 1213980.4368 | 2662183.2151 | 1213983.4459 | 2662178.3061 | 1213987.2971
37 | 2662166.9778 | 1213940.2724 | 2662192.1281 | 1213978.7471 | 2662188.9128 | 1213980.4368
38 | 2662166.9778 | 1213940.2724 | 2662142.5358 | 1213943.1083
39 | 2662181.8313 | 1214089.8969 | 2662177.4581 | 1214091.1855 | 2662172.7512 | 1214094.6052 | 2662190.5521 | 1214110.8896
40 | 2662190.5521 | 1214110.8896 | 2662120.6765 | 1214111.3952 | 2662105.8217 | 1214112.8986
41 | 2662153.2393 | 1214071.9435 | 2662161.9121 | 1214085.1753 | 2662172.7512 | 1214094.6052 | 2662177.4581 | 1214091.1855 | 2662181.8313 | 1214089.8969
42 | 2662084.7678 | 1214117.3932 | 2662099.5618 | 1214113.5322 | 2662105.8217 | 1214112.8986
43 | 2662026.6921 | 1213965.2607 | 2662026.2409 | 1213962.6433 | 2662023.57 | 1213948.1921
44 | 2662026.6921 | 1213965.2607 | 2662029.9393 | 1213964.8943 | 2662030.5206 | 1213968.1579
45 | 2662026.6921 | 1213965.2607 | 2662009.0381 | 1213967.2266
46 | 2662019.0405 | 1213919.542 | 2662019.0405 | 1213919.542 | 2662022.2571 | 1213941.0886 | 2662023.57 | 1213948.1921
47 | 2662022.6188 | 1214012.9143 | 2662027.7622 | 1214008.4206 | 2662031.1278 | 1214003.964 | 2662033.1691 | 1213998.315 | 2662033.8709 | 1213993.6417 | 2662031.8763 | 1213975.8322 | 2662030.5206 | 1213968.1579
48 | 2662030.5206 | 1213968.1579 | 2662058.1639 | 1213964.2319 | 2662061.6084 | 1213959.1957
49 | 2662002.5952 | 1213967.944 | 2662009.0381 | 1213967.2266
50 | 2662022.6188 | 1214012.9143 | 2661997.5446 | 1214034.2223 | 2661994.5122 | 1214036.7216
51 | 2662022.6188 | 1214012.9143 | 2662031.495 | 1214021.2339 | 2662034.8948 | 1214018.601
52 | 2662062.1417 | 1213945.5964 | 2662063.5398 | 1213956.3718 | 2662061.6084 | 1213959.1957
53 | 2662153.2393 | 1214071.9435 | 2662154.7867 | 1214070.681
54 | 2662154.7867 | 1214070.681 | 2662152.8278 | 1214068.4259 | 2662136.6936 | 1214055.4574
55 | 2662123.4334 | 1214055.3005 | 2662134.7501 | 1214053.8953 | 2662136.6936 | 1214055.4574
56 | 2662074.9008 | 1214119.9684 | 2662084.7678 | 1214117.3932
57 | 2662019.0405 | 1213919.542 | 2662018.9891 | 1213918.8612
58 | 2661982.4399 | 1213925.4735 | 2661982.4054 | 1213925.1567
59 | 2661982.5478 | 1213926.4663 | 2661982.4399 | 1213925.4735
60 | 2662002.5952 | 1213967.944 | 2661992.1757 | 1213969.1043 | 2661989.2296 | 1213968.2843 | 2661986.8803 | 1213966.3031 | 2661985.8615 | 1213956.9352
61 | 2661994.5122 | 1214036.7216 | 2661988.8809 | 1214041.3631
62 | 2662034.8948 | 1214018.601 | 2662040.3087 | 1214023.7493
63 | 2661982.6888 | 1213927.7625 | 2661982.5478 | 1213926.4663
64 | 2661982.6888 | 1213927.7625 | 2661985.3525 | 1213952.2545
65 | 2661985.5935 | 1213954.4711 | 2661985.3525 | 1213952.2545
66 | 2661985.5935 | 1213954.4711 | 2661985.8425 | 1213956.7604
67 | 2661852.4368 | 1214027.1149 | 2661851.9737 | 1214042.2814
68 | 2661851.7133 | 1214050.8075 | 2661851.9737 | 1214042.2814
69 | 2661852.4614 | 1214026.3078 | 2661852.4368 | 1214027.1149
70 | 2661851.7133 | 1214050.8075 | 2661851.255 | 1214061.4169
71 | 2661851.7133 | 1214050.8075 | 2661856.8233 | 1214050.9828 | 2661863.0345 | 1214049.702 | 2661868.6668 | 1214049.8489
72 | 2661852.4614 | 1214026.3078 | 2661852.8952 | 1214012.1025
73 | 2661851.255 | 1214061.4169 | 2661850.2989 | 1214083.5489
74 | 2661869.7393 | 1214049.8768 | 2661868.6668 | 1214049.8489
75 | 2661853.0131 | 1214008.2418 | 2661852.8952 | 1214012.1025
76 | 2661850.2989 | 1214083.5489 | 2661850.1939 | 1214085.98 | 2661850.9968 | 1214089.1236 | 2661852.5035 | 1214093.2418 | 2661856.5601 | 1214096.1078 | 2661862.9414 | 1214098.7025
77 | 2661891.7959 | 1214052.4083 | 2661882.6092 | 1214050.3276 | 2661876.49 | 1214050.0529 | 2661869.7393 | 1214049.8768
78 | 2661853.0131 | 1214008.2418 | 2661853.5861 | 1213989.4745
79 | 2661879.2444 | 1214105.3315 | 2661862.9414 | 1214098.7025
80 | 2661853.6022 | 1213988.9493 | 2661853.5861 | 1213989.4745
81 | 2662056.333 | 1214101.4467 | 2662030.8556 | 1214075.6824
82 | 2662066.4004 | 1214116.4333 | 2662060.0159 | 1214105.1711 | 2662056.333 | 1214101.4467
83 | 2662046.0953 | 1214117.4004 | 2662066.4004 | 1214116.4333
84 | 2662074.9008 | 1214119.9684 | 2662066.4004 | 1214116.4333
85 | 2662074.9008 | 1214119.9684 | 2662075.8294 | 1214126.3486 | 2662071.4886 | 1214138.9325
86 | 2662071.1031 | 1214140.0502 | 2662071.4886 | 1214138.9325
87 | 2662071.1031 | 1214140.0502 | 2662066.5655 | 1214153.2045
88 | 2661939.0491 | 1214017.0515 | 2661931.5311 | 1214011.2087
89 | 2661946.384 | 1214023.7177 | 2661943.5835 | 1214020.5756 | 2661939.0491 | 1214017.0515
90 | 2661922.0307 | 1214003.8253 | 2661931.5311 | 1214011.2087
91 | 2661946.384 | 1214023.7177 | 2661946.384 | 1214023.7177 | 2661947.6479 | 1214027.0413
92 | 2661922.0307 | 1214003.8253 | 2661912.7289 | 1213996.5961
93 | 2661948.4871 | 1214029.7315 | 2661948.188 | 1214028.4615 | 2661947.6479 | 1214027.0413
94 | 2661912.7289 | 1213996.5961 | 2661912.7289 | 1213996.5961 | 2661909.8683 | 1213991.9191 | 2661908.2504 | 1213988.2667 | 2661907.7163 | 1213974.2789
95 | 2661907.5889 | 1213970.9433 | 2661907.7163 | 1213974.2789
96 | 2661907.5557 | 1213970.0736 | 2661907.5889 | 1213970.9433
97 | 2661946.7635 | 1214059.8629 | 2661943.1372 | 1214064.023
98 | 2661985.8615 | 1213956.9352 | 2661985.8425 | 1213956.7604
99 | 2661907.4667 | 1213967.7436 | 2661907.5557 | 1213970.0736
100 | 2661899.2866 | 1213953.9859 | 2661904.7327 | 1213957.6336 | 2661907.2651 | 1213962.4628 | 2661907.4667 | 1213967.7436
101 | 2661899.2866 | 1213953.9859 | 2661893.8837 | 1213953.4851 | 2661888.5382 | 1213953.3098
102 | 2661899.2866 | 1213953.9859 | 2661901.6398 | 1213949.73 | 2661903.1749 | 1213948.5784
103 | 2662065.8057 | 1214155.4071 | 2662066.5655 | 1214153.2045
104 | 2662065.8057 | 1214155.4071 | 2662063.439 | 1214162.2682
105 | 2662063.439 | 1214162.2682 | 2662058.0824 | 1214177.7972
106 | 2662058.0824 | 1214177.7972 | 2662057.6205 | 1214179.1361 | 2662055.0486 | 1214183.9678 | 2662047.6469 | 1214189.9929
107 | 2662040.3087 | 1214023.7493 | 2662070.1435 | 1214052.1206
108 | 2661918.8724 | 1213940.5599 | 2661918.6143 | 1213940.6752
109 | 2661918.6143 | 1213940.6752 | 2661906.4933 | 1213946.0892 | 2661903.1749 | 1213948.5784
110 | 2661918.6143 | 1213940.6752 | 2661891.2366 | 1213904.1051
111 | 2661933.8353 | 1213933.8766 | 2661918.8724 | 1213940.5599
112 | 2661891.2366 | 1213904.1051 | 2661891.295 | 1213902.5643
113 | 2661888.5382 | 1213953.3098 | 2661872.3944 | 1213952.7804
114 | 2661872.3944 | 1213952.7804 | 2661866.1084 | 1213952.5742 | 2661861.1058 | 1213955.224 | 2661857.2143 | 1213959.8531 | 2661857.2143 | 1213959.8531
115 | 2661857.2143 | 1213959.8531 | 2661855.2079 | 1213965.8249 | 2661854.5824 | 1213972.4716
116 | 2661853.6685 | 1213986.7753 | 2661853.6304 | 1213988.0225
117 | 2661853.6685 | 1213986.7753 | 2661853.8762 | 1213979.9753 | 2661854.5824 | 1213972.4716
118 | 2661853.6304 | 1213988.0225 | 2661853.6022 | 1213988.9493
119 | 2661931.9827 | 1214076.8193 | 2661928.0879 | 1214081.2873
120 | 2661931.9827 | 1214076.8193 | 2661935.6891 | 1214072.5673
121 | 2661928.0879 | 1214081.2873 | 2661924.1714 | 1214085.7802
122 | 2661939.4999 | 1214068.1956 | 2661935.6891 | 1214072.5673
123 | 2661922.2309 | 1214088.0064 | 2661924.1714 | 1214085.7802
124 | 2661939.4999 | 1214068.1956 | 2661943.1372 | 1214064.023
125 | 2662130.4513 | 1214273.2299 | 2662127.1426 | 1214264.9459 | 2662110.0326 | 1214233.8038
126 | 2661640.3106 | 1214019.942 | 2661631.266 | 1214038.6406 | 2661629.8714 | 1214054.9768

## bus_geodata
| x | y | coords
0 | 2661946.3686 | 1214130.9696
1 | 2661918.491 | 1214125.5796
2 | 2661956.1026 | 1214133.6973
3 | 2661945.0822 | 1214085.4087
4 | 2661833.2008 | 1214090.5493
5 | 2661968.5974 | 1214139.5084
6 | 2661953.9754 | 1214075.9297
7 | 2661694.0894 | 1214033.9328
8 | 2661997.4378 | 1214109.4938
9 | 2662015.9433 | 1214164.2459
10 | 2661918.9264 | 1214112.2976
11 | 2661900.6056 | 1214114.0173
12 | 2661977.9627 | 1214050.3621
13 | 2661673.8415 | 1214023.2312
14 | 2662007.5816 | 1214113.1664
15 | 2662032.8622 | 1214182.7016
16 | 2661883.8837 | 1214107.2179
17 | 2661956.0387 | 1214049.2225
18 | 2661979.5217 | 1214049.0771
19 | 2661646.6181 | 1214006.9019
20 | 2662042.2101 | 1214194.4185
21 | 2662210.838 | 1213964.6138
22 | 2662218.8273 | 1213955.4
23 | 2662222.3674 | 1213995.3726
24 | 2662216.7398 | 1213944.4035
25 | 2662209.4743 | 1214013.1713
26 | 2662233.433 | 1214053.6906
27 | 2662198.8731 | 1213998.268
28 | 2662189.5902 | 1214078.752
29 | 2662197.2123 | 1213995.2324
30 | 2662188.9128 | 1213980.4368
31 | 2662178.3061 | 1213987.2971
32 | 2662166.9778 | 1213940.2724
33 | 2662142.5358 | 1213943.1083
34 | 2662190.5521 | 1214110.8896
35 | 2662181.8313 | 1214089.8969
36 | 2662105.8217 | 1214112.8986
37 | 2662026.6921 | 1213965.2607
38 | 2662023.57 | 1213948.1921
39 | 2662030.5206 | 1213968.1579
40 | 2662009.0381 | 1213967.2266
41 | 2662022.6188 | 1214012.9143
42 | 2662061.6084 | 1213959.1957
43 | 2662153.2393 | 1214071.9435
44 | 2662154.7867 | 1214070.681
45 | 2662136.6936 | 1214055.4574
46 | 2662084.7678 | 1214117.3932
47 | 2662018.9891 | 1213918.8612
48 | 2662019.0405 | 1213919.542
49 | 2661982.4054 | 1213925.1567
50 | 2661982.4399 | 1213925.4735
51 | 2662002.5952 | 1213967.944
52 | 2661994.5122 | 1214036.7216
53 | 2662034.8948 | 1214018.601
54 | 2662062.1417 | 1213945.5964
55 | 2661982.5478 | 1213926.4663
56 | 2661982.6888 | 1213927.7625
57 | 2661985.3525 | 1213952.2545
58 | 2661985.5935 | 1213954.4711
59 | 2661851.9737 | 1214042.2814
60 | 2661852.4368 | 1214027.1149
61 | 2661851.7133 | 1214050.8075
62 | 2661852.4614 | 1214026.3078
63 | 2661851.255 | 1214061.4169
64 | 2661868.6668 | 1214049.8489
65 | 2661852.8952 | 1214012.1025
66 | 2661850.2989 | 1214083.5489
67 | 2661869.7393 | 1214049.8768
68 | 2661853.0131 | 1214008.2418
69 | 2661862.9414 | 1214098.7025
70 | 2661891.7959 | 1214052.4083
71 | 2661853.5861 | 1213989.4745
72 | 2661879.2444 | 1214105.3315
73 | 2662030.8556 | 1214075.6824
74 | 2662056.333 | 1214101.4467
75 | 2662066.4004 | 1214116.4333
76 | 2662046.0953 | 1214117.4004
77 | 2662074.9008 | 1214119.9684
78 | 2662071.4886 | 1214138.9325
79 | 2662071.1031 | 1214140.0502
80 | 2661939.0491 | 1214017.0515
81 | 2661931.5311 | 1214011.2087
82 | 2661946.384 | 1214023.7177
83 | 2661922.0307 | 1214003.8253
84 | 2661947.6479 | 1214027.0413
85 | 2661912.7289 | 1213996.5961
86 | 2661948.4871 | 1214029.7315
87 | 2661907.7163 | 1213974.2789
88 | 2661907.5889 | 1213970.9433
89 | 2661946.7635 | 1214059.8629
90 | 2661985.8425 | 1213956.7604
91 | 2661985.8615 | 1213956.9352
92 | 2661907.5557 | 1213970.0736
93 | 2661907.4667 | 1213967.7436
94 | 2661899.2866 | 1213953.9859
95 | 2662066.5655 | 1214153.2045
96 | 2662065.8057 | 1214155.4071
97 | 2662063.439 | 1214162.2682
98 | 2662058.0824 | 1214177.7972
99 | 2662047.6469 | 1214189.9929
100 | 2662040.3087 | 1214023.7493
101 | 2662070.1435 | 1214052.1206
102 | 2661988.8809 | 1214041.3631
103 | 2662123.4334 | 1214055.3005
104 | 2661918.6143 | 1213940.6752
105 | 2661918.8724 | 1213940.5599
106 | 2661903.1749 | 1213948.5784
107 | 2661891.2366 | 1213904.1051
108 | 2661933.8353 | 1213933.8766
109 | 2661891.295 | 1213902.5643
110 | 2661888.5382 | 1213953.3098
111 | 2661872.3944 | 1213952.7804
112 | 2661857.2143 | 1213959.8531
113 | 2661853.6685 | 1213986.7753
114 | 2661853.6304 | 1213988.0225
115 | 2661854.5824 | 1213972.4716
116 | 2661853.6022 | 1213988.9493
117 | 2661931.9826 | 1214076.8193
118 | 2661928.0879 | 1214081.2873
119 | 2661935.6891 | 1214072.5673
120 | 2661924.1714 | 1214085.7802
121 | 2661939.4999 | 1214068.1956
122 | 2661922.2309 | 1214088.0064
123 | 2661943.1372 | 1214064.023
124 | 2662130.4513 | 1214273.2299
125 | 2662110.0326 | 1214233.8038
126 | 2661640.3106 | 1214019.942
127 | 2661629.8714 | 1214054.9768
128 | 2662027.7622 | 1214008.4206

## line_std_types
| c_nf_per_km | r_ohm_per_km | x_ohm_per_km | max_i_ka | type | q_mm2 | alpha | voltage_rating
NAYY 4x50 SE | 210 | 0.642 | 0.083 | 0.142 | cs | 50 | 0.00403 | LV
NAYY 4x120 SE | 264 | 0.225 | 0.08 | 0.242 | cs | 120 | 0.00403 | LV
NAYY 4x150 SE | 261 | 0.208 | 0.08 | 0.27 | cs | 150 | 0.00403 | LV
NA2XS2Y 1x95 RM/25 12/20 kV | 216 | 0.313 | 0.132 | 0.252 | cs | 95 | 0.00403 | MV
NA2XS2Y 1x185 RM/25 12/20 kV | 273 | 0.161 | 0.117 | 0.362 | cs | 185 | 0.00403 | MV
NA2XS2Y 1x240 RM/25 12/20 kV | 304 | 0.122 | 0.112 | 0.421 | cs | 240 | 0.00403 | MV
NA2XS2Y 1x95 RM/25 6/10 kV | 315 | 0.313 | 0.123 | 0.249 | cs | 95 | 0.00403 | MV
NA2XS2Y 1x185 RM/25 6/10 kV | 406 | 0.161 | 0.11 | 0.358 | cs | 185 | 0.00403 | MV
NA2XS2Y 1x240 RM/25 6/10 kV | 456 | 0.122 | 0.105 | 0.416 | cs | 240 | 0.00403 | MV
NA2XS2Y 1x150 RM/25 12/20 kV | 250 | 0.206 | 0.116 | 0.319 | cs | 150 | 0.00403 | MV
NA2XS2Y 1x120 RM/25 12/20 kV | 230 | 0.253 | 0.119 | 0.283 | cs | 120 | 0.00403 | MV
NA2XS2Y 1x70 RM/25 12/20 kV | 190 | 0.443 | 0.132 | 0.22 | cs | 70 | 0.00403 | MV
NA2XS2Y 1x150 RM/25 6/10 kV | 360 | 0.206 | 0.11 | 0.315 | cs | 150 | 0.00403 | MV
NA2XS2Y 1x120 RM/25 6/10 kV | 340 | 0.253 | 0.113 | 0.28 | cs | 120 | 0.00403 | MV
NA2XS2Y 1x70 RM/25 6/10 kV | 280 | 0.443 | 0.123 | 0.217 | cs | 70 | 0.00403 | MV
N2XS(FL)2Y 1x120 RM/35 64/110 kV | 112 | 0.153 | 0.166 | 0.366 | cs | 120 | 0.00393 | HV
N2XS(FL)2Y 1x185 RM/35 64/110 kV | 125 | 0.099 | 0.156 | 0.457 | cs | 185 | 0.00393 | HV
N2XS(FL)2Y 1x240 RM/35 64/110 kV | 135 | 0.075 | 0.149 | 0.526 | cs | 240 | 0.00393 | HV
N2XS(FL)2Y 1x300 RM/35 64/110 kV | 144 | 0.06 | 0.144 | 0.588 | cs | 300 | 0.00393 | HV
15-AL1/3-ST1A 0.4 | 11 | 1.8769 | 0.35 | 0.105 | ol | 16 | 0.00403 | LV
24-AL1/4-ST1A 0.4 | 11.25 | 1.2012 | 0.335 | 0.14 | ol | 24 | 0.00403 | LV
48-AL1/8-ST1A 0.4 | 12.2 | 0.5939 | 0.3 | 0.21 | ol | 48 | 0.00403 | LV
94-AL1/15-ST1A 0.4 | 13.2 | 0.306 | 0.29 | 0.35 | ol | 94 | 0.00403 | LV
34-AL1/6-ST1A 10.0 | 9.7 | 0.8342 | 0.36 | 0.17 | ol | 34 | 0.00403 | MV
48-AL1/8-ST1A 10.0 | 10.1 | 0.5939 | 0.35 | 0.21 | ol | 48 | 0.00403 | MV
70-AL1/11-ST1A 10.0 | 10.4 | 0.4132 | 0.339 | 0.29 | ol | 70 | 0.00403 | MV
94-AL1/15-ST1A 10.0 | 10.75 | 0.306 | 0.33 | 0.35 | ol | 94 | 0.00403 | MV
122-AL1/20-ST1A 10.0 | 11.1 | 0.2376 | 0.323 | 0.41 | ol | 122 | 0.00403 | MV
149-AL1/24-ST1A 10.0 | 11.25 | 0.194 | 0.315 | 0.47 | ol | 149 | 0.00403 | MV
34-AL1/6-ST1A 20.0 | 9.15 | 0.8342 | 0.382 | 0.17 | ol | 34 | 0.00403 | MV
48-AL1/8-ST1A 20.0 | 9.5 | 0.5939 | 0.372 | 0.21 | ol | 48 | 0.00403 | MV
70-AL1/11-ST1A 20.0 | 9.7 | 0.4132 | 0.36 | 0.29 | ol | 70 | 0.00403 | MV
94-AL1/15-ST1A 20.0 | 10 | 0.306 | 0.35 | 0.35 | ol | 94 | 0.00403 | MV
122-AL1/20-ST1A 20.0 | 10.3 | 0.2376 | 0.344 | 0.41 | ol | 122 | 0.00403 | MV
149-AL1/24-ST1A 20.0 | 10.5 | 0.194 | 0.337 | 0.47 | ol | 149 | 0.00403 | MV
184-AL1/30-ST1A 20.0 | 10.75 | 0.1571 | 0.33 | 0.535 | ol | 184 | 0.00403 | MV
243-AL1/39-ST1A 20.0 | 11 | 0.1188 | 0.32 | 0.645 | ol | 243 | 0.00403 | MV
48-AL1/8-ST1A 110.0 | 8 | 0.5939 | 0.46 | 0.21 | ol | 48 | 0.00403 | HV
70-AL1/11-ST1A 110.0 | 8.4 | 0.4132 | 0.45 | 0.29 | ol | 70 | 0.00403 | HV
94-AL1/15-ST1A 110.0 | 8.65 | 0.306 | 0.44 | 0.35 | ol | 94 | 0.00403 | HV
122-AL1/20-ST1A 110.0 | 8.5 | 0.2376 | 0.43 | 0.41 | ol | 122 | 0.00403 | HV
149-AL1/24-ST1A 110.0 | 8.75 | 0.194 | 0.41 | 0.47 | ol | 149 | 0.00403 | HV
184-AL1/30-ST1A 110.0 | 8.8 | 0.1571 | 0.4 | 0.535 | ol | 184 | 0.00403 | HV
243-AL1/39-ST1A 110.0 | 9 | 0.1188 | 0.39 | 0.645 | ol | 243 | 0.00403 | HV
305-AL1/39-ST1A 110.0 | 9.2 | 0.0949 | 0.38 | 0.74 | ol | 305 | 0.00403 | HV
490-AL1/64-ST1A 110.0 | 9.75 | 0.059 | 0.37 | 0.96 | ol | 490 | 0.00403 | HV
679-AL1/86-ST1A 110.0 | 9.95 | 0.042 | 0.36 | 1.15 | ol | 679 | 0.00403 | HV
490-AL1/64-ST1A 220.0 | 10 | 0.059 | 0.285 | 0.96 | ol | 490 | 0.00403 | HV
679-AL1/86-ST1A 220.0 | 11.7 | 0.042 | 0.275 | 1.15 | ol | 679 | 0.00403 | HV
490-AL1/64-ST1A 380.0 | 11 | 0.059 | 0.253 | 0.96 | ol | 490 | 0.00403 | HV
679-AL1/86-ST1A 380.0 | 14.6 | 0.042 | 0.25 | 1.15 | ol | 679 | 0.00403 | HV

## trafo_std_types
| i0_percent | pfe_kw | vkr_percent | sn_mva | vn_lv_kv | vn_hv_kv | vk_percent | shift_degree | vector_group | tap_side | tap_neutral | tap_min | tap_max | tap_step_degree | tap_step_percent | tap_phase_shifter
160 MVA 380/110 kV | 0.06 | 60 | 0.25 | 160 | 110 | 380 | 12.2 | 0 | Yy0 | hv | 0 | -9 | 9 | 0 | 1.5 | FALSE
100 MVA 220/110 kV | 0.06 | 55 | 0.26 | 100 | 110 | 220 | 12 | 0 | Yy0 | hv | 0 | -9 | 9 | 0 | 1.5 | FALSE
63 MVA 110/20 kV | 0.04 | 22 | 0.32 | 63 | 20 | 110 | 18 | 150 | YNd5 | hv | 0 | -9 | 9 | 0 | 1.5 | FALSE
40 MVA 110/20 kV | 0.05 | 18 | 0.34 | 40 | 20 | 110 | 16.2 | 150 | YNd5 | hv | 0 | -9 | 9 | 0 | 1.5 | FALSE
25 MVA 110/20 kV | 0.07 | 14 | 0.41 | 25 | 20 | 110 | 12 | 150 | YNd5 | hv | 0 | -9 | 9 | 0 | 1.5 | FALSE
63 MVA 110/10 kV | 0.04 | 22 | 0.32 | 63 | 10 | 110 | 18 | 150 | YNd5 | hv | 0 | -9 | 9 | 0 | 1.5 | FALSE
40 MVA 110/10 kV | 0.05 | 18 | 0.34 | 40 | 10 | 110 | 16.2 | 150 | YNd5 | hv | 0 | -9 | 9 | 0 | 1.5 | FALSE
25 MVA 110/10 kV | 0.07 | 14 | 0.41 | 25 | 10 | 110 | 12 | 150 | YNd5 | hv | 0 | -9 | 9 | 0 | 1.5 | FALSE
0.25 MVA 20/0.4 kV | 0.32 | 0.8 | 1.44 | 0.25 | 0.4 | 20 | 6 | 150 | Yzn5 | hv | 0 | -2 | 2 | 0 | 2.5 | FALSE
0.4 MVA 20/0.4 kV | 0.3375 | 1.35 | 1.425 | 0.4 | 0.4 | 20 | 6 | 150 | Dyn5 | hv | 0 | -2 | 2 | 0 | 2.5 | FALSE
0.63 MVA 20/0.4 kV | 0.2619 | 1.65 | 1.206 | 0.63 | 0.4 | 20 | 6 | 150 | Dyn5 | hv | 0 | -2 | 2 | 0 | 2.5 | FALSE
0.25 MVA 10/0.4 kV | 0.24 | 0.6 | 1.2 | 0.25 | 0.4 | 10 | 4 | 150 | Dyn5 | hv | 0 | -2 | 2 | 0 | 2.5 | FALSE
0.4 MVA 10/0.4 kV | 0.2375 | 0.95 | 1.325 | 0.4 | 0.4 | 10 | 4 | 150 | Dyn5 | hv | 0 | -2 | 2 | 0 | 2.5 | FALSE
0.63 MVA 10/0.4 kV | 0.1873 | 1.18 | 1.0794 | 0.63 | 0.4 | 10 | 4 | 150 | Dyn5 | hv | 0 | -2 | 2 | 0 | 2.5 | FALSE

## trafo3w_std_types
| sn_hv_mva | sn_mv_mva | sn_lv_mva | vn_hv_kv | vn_mv_kv | vn_lv_kv | vk_hv_percent | vk_mv_percent | vk_lv_percent | vkr_hv_percent | vkr_mv_percent | vkr_lv_percent | pfe_kw | i0_percent | shift_mv_degree | shift_lv_degree | vector_group | tap_side | tap_neutral | tap_min | tap_max | tap_step_percent
63/25/38 MVA 110/20/10 kV | 63 | 25 | 38 | 110 | 20 | 10 | 10.4 | 10.4 | 10.4 | 0.28 | 0.32 | 0.35 | 35 | 0.89 | 0 | 0 | YN0yn0yn0 | hv | 0 | -10 | 10 | 1.2
63/25/38 MVA 110/10/10 kV | 63 | 25 | 38 | 110 | 10 | 10 | 10.4 | 10.4 | 10.4 | 0.28 | 0.32 | 0.35 | 35 | 0.89 | 0 | 0 | YN0yn0yn0 | hv | 0 | -10 | 10 | 1.2

## fuse_std_types
| fuse_type | i_rated_a | t_avg | t_min | t_total | x_avg | x_min | x_total
HV 100A | HV 100A | 100 | 0 | [10.0, 3.64, 0.854, 0.281, 0.1, 0.0531, 0.022, 0.01] | [10.0, 4.267, 1.21, 0.403, 0.1, 0.058, 0.022, 0.01] | 0 | [300.0, 350.0, 450.0, 550.0, 700.0, 850.0, 1200.0, 1752.0] | [600.0, 700.0, 900.0, 1150.0, 1665.0, 2000.0, 3000.0, 4313.0]
HV 10A | HV 10A | 10 | 0 | [10.0, 1675.0, 0.344, 0.156, 0.1, 0.0417, 0.0171, 0.01] | [10.0, 1.3, 0.3, 0.155, 0.1, 0.0555, 0.023, 0.01] | 0 | [30.0, 32.0, 35.0, 37.0, 39.0, 50.0, 70.0, 88.0] | [60.0, 70.0, 80.0, 87.0, 94.0, 110.0, 150.0, 216.0]
HV 125A | HV 125A | 125 | 0 | [10.0, 1.82, 0.344, 0.1, 0.0467, 0.0269, 0.01] | [10.0, 2.478, 0.426, 0.1, 0.0427, 0.0211, 0.01] | 0 | [375.0, 500.0, 700.0, 925.0, 1200.0, 1500.0, 2341.0] | [750.0, 1000.0, 1500.0, 2200.0, 3000.0, 4000.0, 5765.0]
HV 160A | HV 160A | 160 | 0 | [10.0, 4.15, 1.03, 0.198, 0.1, 0.051, 0.0172, 0.01] | [10.0, 2.3, 0.734, 0.274, 0.1, 0.046, 0.0177, 0.01] | 0 | [480.0, 550.0, 700.0, 1000.0, 1260.0, 1600.0, 2500.0, 3227.0] | [960.0, 1300.0, 1700.0, 2200.0, 2996.0, 4000.0, 6000.0, 7946.0]
HV 16A | HV 16A | 16 | 0 | [10.0, 0.352, 0.164, 0.1, 0.0649, 0.0342, 0.01] | [10.0, 2.34, 0.722, 0.181, 0.1, 0.055, 0.0296, 0.01] | 0 | [48.0, 60.0, 65.0, 71.0, 80.0, 100.0, 162.0] | [96.0, 110.0, 125.0, 150.0, 168.0, 200.0, 250.0, 398.0]
HV 200A | HV 200A | 200 | 0 | [10.0, 4.267, 1.21, 0.403, 0.1, 0.058, 0.022, 0.01] | [10.0, 3.73, 1.654, 0.328, 0.1, 0.0531, 0.019, 0.01] | 0 | [600.0, 700.0, 900.0, 1150.0, 1665.0, 2000.0, 3000.0, 4313.0] | [1200.0, 1500.0, 1800.0, 2700.0, 3960.0, 5000.0, 7500.0, 10620.0]
HV 20A | HV 20A | 20 | 0 | [10.0, 1.3, 0.3, 0.155, 0.1, 0.0555, 0.023, 0.01] | [10.0, 1.3, 0.161, 0.1, 0.0611, 0.0399, 0.0141, 0.01] | 0 | [60.0, 70.0, 80.0, 87.0, 94.0, 110.0, 150.0, 216.0] | [120.0, 150.0, 200.0, 223.0, 260.0, 300.0, 450.0, 532.0]
HV 25A | HV 25A | 25 | 0 | [10.0, 2.512, 0.833, 0.299, 0.1, 0.0372, 0.0223, 0.01] | [10.0, 3.125, 0.597, 0.198, 0.1, 0.0378, 0.022, 0.01] | 0 | [75.0, 82.0, 90.0, 100.0, 124.0, 170.0, 200.0, 289.0] | [150.0, 170.0, 210.0, 250.0, 294.0, 400.0, 500.0, 711.0]
HV 31.5A | HV 31.5A | 31.5 | 0 | [10.0, 2.34, 0.722, 0.181, 0.1, 0.055, 0.0296, 0.01] | [10.0, 2.84, 0.368, 0.164, 0.1, 0.0621, 0.0378, 0.0195, 0.01] | 0 | [95.0, 110.0, 125.0, 150.0, 165.0, 200.0, 250.0, 390.0] | [189.0, 220.0, 300.0, 350.0, 393.0, 450.0, 530.0, 700.0, 960.0]
HV 40A | HV 40A | 40 | 0 | [10.0, 1.3, 0.161, 0.1, 0.0611, 0.0399, 0.0141, 0.01] | [10.0, 2.05, 0.369, 0.198, 0.1, 0.051, 0.0298, 0.01] | 0 | [120.0, 150.0, 200.0, 223.0, 260.0, 300.0, 450.0, 532.0] | [240.0, 300.0, 400.0, 450.0, 530.0, 650.0, 800.0, 1311.0]
HV 50A | HV 50A | 50 | 0 | [10.0, 3.215, 0.597, 0.198, 0.1, 0.0378, 0.022, 0.01] | [10.0, 3.64, 0.854, 0.281, 0.1, 0.0531, 0.022, 0.01] | 0 | [150.0, 170.0, 210.0, 250.0, 294.0, 400.0, 500.0, 711.0] | [300.0, 350.0, 450.0, 550.0, 700.0, 850.0, 1200.0, 1752.0]
HV 6.3A | HV 6.3A | 6.3 | 0 | [10.0, 1.39, 0.344, 0.168, 0.1, 0.056, 0.0263, 0.01] | [10.0, 1.711, 0.516, 0.198, 0.1, 0.0634, 0.0303, 0.01] | 0 | [19.0, 19.5, 20.4, 20.8, 22.0, 25.0, 32.0, 48.0] | [38.0, 40.0, 43.0, 48.0, 53.0, 60.0, 75.0, 118.0]
HV 63A | HV 63A | 63 | 0 | [10.0, 2.84, 0.368, 0.164, 0.1, 0.0621, 0.0378, 0.0195, 0.01] | [10.0, 1.82, 0.344, 0.1, 0.0467, 0.0269, 0.01] | 0 | [189.0, 220.0, 300.0, 350.0, 393.0, 450.0, 530.0, 700.0, 961.0] | [378.0, 500.0, 700.0, 934.0, 1200.0, 1500.0, 2366.0]
HV 80A | HV 80A | 80 | 0 | [10.0, 2.05, 0.369, 0.198, 0.1, 0.051, 0.0298, 0.01] | [10.0, 4.15, 1.03, 0.198, 0.1, 0.051, 0.0172, 0.01] | 0 | [240.0, 300.0, 400.0, 450.0, 530.0, 650.0, 800.0, 1311.0] | [480.0, 550.0, 700.0, 1000.0, 1260.0, 1600.0, 2500.0, 3227.0]
Siemens NH-1-100 | Siemens NH-1-100 | 100 | [5400.0, 2000.0, 400.0, 20.0, 1.0, 0.2, 0.012, 0.004] | 0 | 0 | [150.0, 190.0, 250.0, 430.0, 900.0, 1250.0, 2700.0, 3600.0] | 0 | 0
Siemens NH-1-125 | Siemens NH-1-125 | 125 | [4800.0, 120.0, 7.0, 0.1, 0.004] | 0 | 0 | [180.0, 400.0, 740.0, 2000.0, 4250.0] | 0 | 0
Siemens NH-1-16 | Siemens NH-1-16 | 16 | [4000.0, 400.0, 2.0, 0.1, 0.04, 0.01] | 0 | 0 | [26.0, 35.0, 75.0, 150.0, 200.0, 300.0] | 0 | 0
Siemens NH-1-160 | Siemens NH-1-160 | 160 | [4800.0, 120.0, 7.0, 0.1, 0.004] | 0 | 0 | [210.0, 500.0, 900.0, 2300.0, 5000.0] | 0 | 0
Siemens NH-1-25 | Siemens NH-1-25 | 25 | [4000.0, 1000.0, 10.0, 0.2, 0.02, 0.01] | 0 | 0 | [40.0, 50.0, 100.0, 210.0, 400.0, 500.0] | 0 | 0
Siemens NH-1-50 | Siemens NH-1-50 | 50 | [4000.0, 40.0, 4.0, 1.0, 0.02, 0.01] | 0 | 0 | [86.0, 200.0, 300.0, 400.0, 1000.0, 1280.0] | 0 | 0
Siemens NH-1-63 | Siemens NH-1-63 | 63 | [4000.0, 100.0, 10.0, 2.0, 0.04, 0.01] | 0 | 0 | [100.0, 200.0, 300.0, 400.0, 1000.0, 1500.0] | 0 | 0
Siemens NH-1-80 | Siemens NH-1-80 | 80 | [4800.0, 120.0, 7.0, 0.1, 0.01] | 0 | 0 | [150.58, 250.0, 450.0, 1150.0, 2470.0] | 0 | 0
Siemens NH-2-1000 | Siemens NH-2-1000 | 1000 | [4800.0, 120.0, 7.0, 0.1, 0.004] | 0 | 0 | [1900.0, 3500.0, 8400.0, 24000.0, 52000.0] | 0 | 0
Siemens NH-2-200 | Siemens NH-2-200 | 200 | [4800.0, 120.0, 7.0, 0.1, 0.004] | 0 | 0 | [280.0, 650.0, 1200.0, 3000.0, 7000.0] | 0 | 0
Siemens NH-2-224 | Siemens NH-2-224 | 224 | [4800.0, 120.0, 7.0, 0.2, 0.04, 0.004] | 0 | 0 | [400.0, 750.0, 1453.0, 3025.0, 4315.0, 7600.0] | 0 | 0
Siemens NH-2-250 | Siemens NH-2-250 | 250 | [4800.0, 120.0, 7.0, 0.1, 0.004] | 0 | 0 | [450.0, 800.0, 1650.0, 4000.0, 8500.0] | 0 | 0
Siemens NH-2-315 | Siemens NH-2-315 | 315 | [4800.0, 120.0, 7.0, 0.1, 0.004] | 0 | 0 | [550.0, 920.0, 1900.0, 5000.0, 11000.0] | 0 | 0
Siemens NH-2-355 | Siemens NH-2-355 | 355 | [4800.0, 120.0, 6.0, 0.1, 0.004] | 0 | 0 | [650.0, 1116.27, 2350.0, 5840.0, 12790.0] | 0 | 0
Siemens NH-2-400 | Siemens NH-2-400 | 400 | [4800.0, 120.0, 7.0, 0.1, 0.004] | 0 | 0 | [720.0, 1350.0, 2800.0, 6500.0, 15000.0] | 0 | 0
Siemens NH-2-425 | Siemens NH-2-425 | 425 | [4800.0, 120.0, 7.0, 0.1, 0.004] | 0 | 0 | [850.0, 1500.0, 3050.0, 7500.0, 16500.0] | 0 | 0
Siemens NH-2-630 | Siemens NH-2-630 | 630 | [4800.0, 120.0, 7.0, 0.1, 0.004] | 0 | 0 | [1200.0, 2000.0, 4800.0, 12000.0, 26000.0] | 0 | 0

## res_bus
| vm_pu | va_degree | p_mw | q_mvar
0 | 0.99031 | -0.18404 | 0.0089156 | 0.0022345
1 | 0.99146 | -0.16197 | 0 | 0
2 | 0.98992 | -0.19151 | 0 | 0
3 | 0.9935 | -0.12313 | 0 | 0
4 | 0.99097 | -0.1716 | 0.0025114 | 0.0006294
5 | 0.98939 | -0.20168 | 0 | 0
6 | 0.99405 | -0.11275 | 0.0089047 | 0.0022317
7 | 0.99051 | -0.18058 | 0.00052389 | 0.0001313
8 | 0.98907 | -0.20784 | 0.0063394 | 0.0015888
9 | 0.98742 | -0.23952 | 0.0021157 | 0.00053025
10 | 0.97621 | -0.45883 | 0.001693 | 0.0004243
11 | 0.97624 | -0.45821 | 0.001767 | 0.00044284
12 | 0.99559 | -0.083428 | 0 | 0
13 | 0.99045 | -0.18173 | 0.0017809 | 0.00044633
14 | 0.98906 | -0.20812 | 0.0014631 | 0.00036668
15 | 0.9865 | -0.25714 | 0.0025709 | 0.00064433
16 | 0.97629 | -0.45707 | 0.0016711 | 0.00041883
17 | 0.99301 | -0.13271 | 0 | 0
18 | 0.99574 | -0.080622 | 0.0089035 | 0.0022314
19 | 0.99042 | -0.18233 | 0 | 0
20 | 0.98597 | -0.26746 | 0 | 0
21 | 0.97271 | -0.52613 | 0.0085589 | 0.0021451
22 | 0.9726 | -0.52826 | 0 | 0
23 | 0.97325 | -0.51548 | 0 | 0
24 | 0.97251 | -0.53001 | 0.0084853 | 0.0021266
25 | 0.97366 | -0.50738 | 0 | 0
26 | 0.97672 | -0.4473 | 0 | 0
27 | 0.97272 | -0.52595 | 0.017902 | 0.0044868
28 | 0.97836 | -0.41521 | 0.013213 | 0.0033116
29 | 0.97261 | -0.52816 | 0 | 0
30 | 0.97206 | -0.53902 | 0 | 0
31 | 0.97184 | -0.54332 | 0.018432 | 0.0046195
32 | 0.9713 | -0.55394 | 0 | 0
33 | 0.97093 | -0.56133 | 0.016295 | 0.0040839
34 | 0.97991 | -0.38504 | 0 | 0
35 | 0.97898 | -0.40312 | 0 | 0
36 | 0.98218 | -0.34073 | 0.0042431 | 0.0010634
37 | 0.99624 | -0.072248 | 0 | 0
38 | 0.99604 | -0.076066 | 0.0042985 | 0.0010773
39 | 0.99647 | -0.067728 | 0 | 0
40 | 0.99581 | -0.080543 | 0.003933 | 0.00098569
41 | 1 | 0 | -0.44665 | -0.11389
42 | 0.99523 | -0.091727 | 0.018293 | 0.0045846
43 | 0.97776 | -0.42712 | 0 | 0
44 | 0.9777 | -0.4283 | 0 | 0
45 | 0.97698 | -0.44234 | 0.015924 | 0.003991
46 | 0.98279 | -0.32907 | 0.0020943 | 0.00052488
47 | 0.99582 | -0.080313 | 0.0042938 | 0.0010761
48 | 0.99582 | -0.080261 | 0.0039353 | 0.00098627
49 | 0.99495 | -0.097126 | 0.0021788 | 0.00054605
50 | 0.99495 | -0.097113 | 0.0023788 | 0.00059619
51 | 0.99567 | -0.083123 | 0.0038303 | 0.00095997
52 | 0.9972 | -0.052869 | 0.0017987 | 0.0004508
53 | 0.99953 | -0.0089455 | 0 | 0
54 | 0.99494 | -0.09722 | 0.021843 | 0.0054745
55 | 0.99495 | -0.097033 | 0.0023177 | 0.00058088
56 | 0.99496 | -0.096875 | 0.0024849 | 0.00062278
57 | 0.99517 | -0.092816 | 0.0022705 | 0.00056904
58 | 0.9952 | -0.092359 | 0.00238 | 0.00059648
59 | 0.97712 | -0.44073 | 0.0032969 | 0.00082629
60 | 0.9775 | -0.43339 | 0.0015787 | 0.00039566
61 | 0.97694 | -0.44435 | 0 | 0
62 | 0.97752 | -0.43298 | 0.0015771 | 0.00039526
63 | 0.97681 | -0.4469 | 0.0029111 | 0.00072958
64 | 0.97678 | -0.44749 | 0.0032824 | 0.00082266
65 | 0.97791 | -0.42529 | 0.0036726 | 0.00092045
66 | 0.9766 | -0.45104 | 0.0018311 | 0.00045891
67 | 0.97677 | -0.44763 | 0.0034631 | 0.00086792
68 | 0.97803 | -0.42294 | 0.0018436 | 0.00046204
69 | 0.97643 | -0.45441 | 0.0015953 | 0.00039983
70 | 0.97671 | -0.44898 | 0.003324 | 0.00083308
71 | 0.97864 | -0.41091 | 0.0017772 | 0.00044542
72 | 0.97632 | -0.4566 | 0.0016747 | 0.00041973
73 | 0.98239 | -0.33682 | 0.0077735 | 0.0019482
74 | 0.98265 | -0.33174 | 0.0073125 | 0.0018327
75 | 0.9829 | -0.32679 | 0 | 0
76 | 0.98281 | -0.32859 | 0.0049194 | 0.0012329
77 | 0.98307 | -0.32347 | 0 | 0
78 | 0.98373 | -0.31085 | 0.0018323 | 0.00045923
79 | 0.98376 | -0.31009 | 0.002476 | 0.00062054
80 | 0.98915 | -0.20666 | 0.0034627 | 0.00086784
81 | 0.98825 | -0.22409 | 0.0028163 | 0.00070584
82 | 0.99013 | -0.18786 | 0.0021756 | 0.00054527
83 | 0.98713 | -0.24556 | 0.0039973 | 0.0010018
84 | 0.99049 | -0.18102 | 0.0021689 | 0.00054358
85 | 0.98609 | -0.26579 | 0.0048689 | 0.0012202
86 | 0.99077 | -0.17548 | 0.002189 | 0.00054861
87 | 0.98411 | -0.30415 | 0.0022546 | 0.00056507
88 | 0.98384 | -0.30949 | 0.0016747 | 0.00041971
89 | 0.99283 | -0.13604 | 0.001664 | 0.00041704
90 | 0.99523 | -0.091792 | 0.0024855 | 0.00062293
91 | 0.99523 | -0.091741 | 0.0023177 | 0.00058088
92 | 0.98377 | -0.31085 | 0.0017743 | 0.00044467
93 | 0.98358 | -0.31443 | 0.0025341 | 0.00063511
94 | 0.98226 | -0.34025 | 0 | 0
95 | 0.98424 | -0.30094 | 0.0012434 | 0.00031162
96 | 0.98432 | -0.2994 | 0.0014288 | 0.0003581
97 | 0.98457 | -0.29454 | 0.0014808 | 0.00037113
98 | 0.98514 | -0.28346 | 0.0014953 | 0.00037475
99 | 0.98572 | -0.27227 | 0.0011438 | 0.00028666
100 | 0.99932 | -0.013013 | 0.01656 | 0.0041502
101 | 0.99878 | -0.023541 | 0.014643 | 0.0036699
102 | 0.99665 | -0.063321 | 0.0018019 | 0.0004516
103 | 0.97677 | -0.44654 | 0.016563 | 0.0041511
104 | 0.98179 | -0.34947 | 0.003545 | 0.00088845
105 | 0.98178 | -0.34953 | 0.0025133 | 0.00062989
106 | 0.98211 | -0.34317 | 0.0038499 | 0.00096487
107 | 0.98158 | -0.3535 | 0.0022181 | 0.00055591
108 | 0.98165 | -0.35222 | 0.0090613 | 0.002271
109 | 0.98158 | -0.35357 | 0.0026565 | 0.00066577
110 | 0.98167 | -0.35173 | 0.0017772 | 0.00044542
111 | 0.98081 | -0.36843 | 0.0040512 | 0.0010153
112 | 0.97993 | -0.38576 | 0.0049868 | 0.0012498
113 | 0.97875 | -0.40887 | 0.0017734 | 0.00044447
114 | 0.9787 | -0.40985 | 0.0016747 | 0.00041971
115 | 0.97935 | -0.39709 | 0.0029368 | 0.00073602
116 | 0.97866 | -0.41056 | 0.0047459 | 0.0011894
117 | 0.99265 | -0.13969 | 0.00154 | 0.00038595
118 | 0.99262 | -0.14024 | 0.0017995 | 0.000451
119 | 0.99268 | -0.13901 | 0.0015841 | 0.000397
120 | 0.9926 | -0.14061 | 0.0017854 | 0.00044747
121 | 0.99273 | -0.13816 | 0.0016274 | 0.00040786
122 | 0.99259 | -0.14069 | 0.0016619 | 0.00041652
123 | 0.99278 | -0.13718 | 0.0016584 | 0.00041564
124 | 0.98586 | -0.26953 | 0 | 0
125 | 0.98583 | -0.27023 | 0.00086567 | 0.00021696
126 | 0.9904 | -0.1826 | 0.00032289 | 8.0924e-05
127 | 0.99038 | -0.18309 | 0.00073273 | 0.00018364
128 | 0.99998 | 149.9956 | 0 | 0

## res_line
| p_from_mw | q_from_mvar | p_to_mw | q_to_mvar | pl_mw | ql_mvar | i_from_ka | i_to_ka | i_ka | vm_from_pu | va_from_degree | vm_to_pu | va_to_degree | loading_percent
0 | -0.17712 | -0.045155 | 0.17731 | 0.045275 | 0.00018896 | 0.00011947 | 0.26641 | 0.26641 | 0.26641 | 0.99031 | -0.18404 | 0.99146 | -0.16197 | 18.2976
1 | 0.16821 | 0.042921 | -0.16815 | -0.042882 | 6.0671e-05 | 3.8309e-05 | 0.25302 | 0.25302 | 0.25302 | 0.99031 | -0.18404 | 0.98992 | -0.19151 | 17.3775
2 | -0.18319 | -0.046745 | 0.18353 | 0.046962 | 0.00034435 | 0.00021788 | 0.27523 | 0.27523 | 0.27523 | 0.99146 | -0.16197 | 0.9935 | -0.12313 | 18.9031
3 | 0.0058761 | 0.0014699 | -0.0058734 | -0.0014693 | 2.6913e-06 | 5.3278e-07 | 0.008818 | 0.0088184 | 0.0088184 | 0.99146 | -0.16197 | 0.99097 | -0.1716 | 2.4226
4 | 0.16815 | 0.042882 | -0.16806 | -0.04283 | 8.2504e-05 | 5.2096e-05 | 0.25302 | 0.25302 | 0.25302 | 0.98992 | -0.19151 | 0.98939 | -0.20168 | 17.3775
5 | -0.18353 | -0.046962 | 0.18362 | 0.047021 | 9.2305e-05 | 5.8402e-05 | 0.27523 | 0.27523 | 0.27523 | 0.9935 | -0.12313 | 0.99405 | -0.11275 | 18.9031
6 | 0.003362 | 0.00083994 | -0.0033606 | -0.00084096 | 1.4356e-06 | -1.016e-06 | 0.0050474 | 0.0050481 | 0.0050481 | 0.99097 | -0.1716 | 0.99051 | -0.18058 | 1.3868
7 | 0.0078048 | 0.0019563 | -0.0078025 | -0.0019554 | 2.2894e-06 | 8.9638e-07 | 0.011738 | 0.011738 | 0.011738 | 0.98939 | -0.20168 | 0.98907 | -0.20784 | 3.2248
8 | 0.16026 | 0.040874 | -0.15997 | -0.04069 | 0.00029229 | 0.00018432 | 0.24128 | 0.24128 | 0.24128 | 0.98939 | -0.20168 | 0.98742 | -0.23952 | 16.5714
9 | -0.19253 | -0.049253 | 0.1928 | 0.049426 | 0.00027367 | 0.00017333 | 0.28856 | 0.28856 | 0.28856 | 0.99405 | -0.11275 | 0.99559 | -0.083428 | 19.8186
10 | 0.0028367 | 0.00070966 | -0.0028365 | -0.00070985 | 1.5594e-07 | -1.9496e-07 | 0.0042611 | 0.0042612 | 0.0042612 | 0.99051 | -0.18058 | 0.99045 | -0.18173 | 1.1706
11 | 0.0014631 | 0.00036656 | -0.0014631 | -0.00036668 | 1.9601e-08 | -1.2591e-07 | 0.0022011 | 0.0022012 | 0.0022012 | 0.98907 | -0.20784 | 0.98906 | -0.20812 | 0.60472
12 | 0.15785 | 0.04016 | -0.15772 | -0.040075 | 0.00013391 | 8.4413e-05 | 0.23809 | 0.23809 | 0.23809 | 0.98742 | -0.23952 | 0.9865 | -0.25714 | 16.3524
13 | -0.001693 | -0.0004243 | 0.001693 | 0.00042408 | 4.9604e-08 | -2.1661e-07 | 0.0025806 | 0.0025805 | 0.0025806 | 0.97621 | -0.45883 | 0.97624 | -0.45821 | 0.70895
14 | -0.00346 | -0.00086693 | 0.0034602 | 0.00086682 | 1.8827e-07 | -1.0522e-07 | 0.0052738 | 0.0052737 | 0.0052738 | 0.97624 | -0.45821 | 0.97629 | -0.45707 | 1.4488
15 | 0.12753 | 0.032558 | -0.12723 | -0.032365 | 0.00030297 | 0.00019361 | 0.19082 | 0.19082 | 0.19082 | 0.99559 | -0.083428 | 0.99301 | -0.13271 | 52.4243
16 | -0.32034 | -0.081984 | 0.32038 | 0.082012 | 4.3526e-05 | 2.7751e-05 | 0.47938 | 0.47938 | 0.47938 | 0.99559 | -0.083428 | 0.99574 | -0.080622 | 32.9246
17 | 0.0010557 | 0.00026353 | -0.0010557 | -0.00026392 | 3.001e-08 | -3.9037e-07 | 0.0015857 | 0.0015858 | 0.0015858 | 0.99045 | -0.18173 | 0.99042 | -0.18233 | 0.43566
18 | 0.15515 | 0.039431 | -0.15507 | -0.039382 | 7.7084e-05 | 4.8569e-05 | 0.23421 | 0.23421 | 0.23421 | 0.9865 | -0.25714 | 0.98597 | -0.26746 | 16.0861
19 | -0.0051313 | -0.0012856 | 0.0051314 | 0.0012857 | 1.1487e-07 | 1.0889e-08 | 0.0078207 | 0.0078207 | 0.0078207 | 0.97629 | -0.45707 | 0.97632 | -0.4566 | 2.1486
20 | 0.013325 | 0.0033404 | -0.013323 | -0.0033392 | 2.1104e-06 | 1.1681e-06 | 0.019967 | 0.019967 | 0.019967 | 0.99301 | -0.13271 | 0.99283 | -0.13604 | 5.4856
21 | 0.11391 | 0.029024 | -0.11367 | -0.028875 | 0.0002345 | 0.0001498 | 0.17086 | 0.17086 | 0.17086 | 0.99301 | -0.13271 | 0.99077 | -0.17548 | 46.9389
22 | -0.32928 | -0.084243 | 0.32956 | 0.084419 | 0.00027601 | 0.00017601 | 0.49269 | 0.49269 | 0.49269 | 0.99574 | -0.080622 | 0.99665 | -0.063321 | 33.8384
23 | 0.0010557 | 0.00026392 | -0.0010556 | -0.0002641 | 1.3661e-08 | -1.7767e-07 | 0.0015858 | 0.0015859 | 0.0015859 | 0.99042 | -0.18233 | 0.9904 | -0.1826 | 0.43568
24 | 0.00086578 | 0.00021477 | -0.0008657 | -0.00021641 | 8.4956e-08 | -1.6391e-06 | 0.0013058 | 0.0013064 | 0.0013064 | 0.98597 | -0.26746 | 0.98586 | -0.26953 | 0.35891
25 | 0.1542 | 0.039167 | -0.15417 | -0.039145 | 3.5652e-05 | 2.246e-05 | 0.23291 | 0.23291 | 0.23291 | 0.98597 | -0.26746 | 0.98572 | -0.27227 | 15.9965
26 | 0.0084869 | 0.0021273 | -0.008486 | -0.0021269 | 8.634e-07 | 3.8304e-07 | 0.012983 | 0.012983 | 0.012983 | 0.97271 | -0.52613 | 0.9726 | -0.52826 | 3.5668
27 | -0.017046 | -0.0042724 | 0.017054 | 0.0042775 | 8.6521e-06 | 5.1159e-06 | 0.026076 | 0.026076 | 0.026076 | 0.97271 | -0.52613 | 0.97325 | -0.51548 | 7.1638
28 | 0.008486 | 0.0021269 | -0.0084853 | -0.0021266 | 7.0751e-07 | 3.1391e-07 | 0.012983 | 0.012983 | 0.012983 | 0.9726 | -0.52826 | 0.97251 | -0.53001 | 3.5668
29 | -0.017054 | -0.0042775 | 0.017061 | 0.0042814 | 6.5872e-06 | 3.8946e-06 | 0.026076 | 0.026076 | 0.026076 | 0.97325 | -0.51548 | 0.97366 | -0.50738 | 7.1637
30 | -0.06978 | -0.017527 | 0.069981 | 0.017655 | 0.00020068 | 0.00012785 | 0.10666 | 0.10666 | 0.10666 | 0.97366 | -0.50738 | 0.97672 | -0.4473 | 29.3013
31 | 0.052719 | 0.013246 | -0.052672 | -0.013216 | 4.6683e-05 | 2.9639e-05 | 0.080581 | 0.080581 | 0.080581 | 0.97366 | -0.50738 | 0.97272 | -0.52595 | 22.1377
32 | -0.069981 | -0.017655 | 0.070089 | 0.017723 | 0.00010771 | 6.767e-05 | 0.10666 | 0.10666 | 0.10666 | 0.97672 | -0.4473 | 0.97836 | -0.41521 | 14.6506
33 | 0.03477 | 0.0087295 | -0.034766 | -0.0087272 | 3.6717e-06 | 2.3069e-06 | 0.053195 | 0.053195 | 0.053195 | 0.97272 | -0.52595 | 0.97261 | -0.52816 | 14.614
34 | -0.083302 | -0.021034 | 0.08335 | 0.021065 | 4.8273e-05 | 3.0492e-05 | 0.12675 | 0.12675 | 0.12675 | 0.97836 | -0.41521 | 0.97898 | -0.40312 | 17.4111
35 | 0.034766 | 0.0087272 | -0.034748 | -0.0087159 | 1.7992e-05 | 1.1304e-05 | 0.053195 | 0.053195 | 0.053195 | 0.97261 | -0.52816 | 0.97206 | -0.53902 | 14.614
36 | 0.018436 | 0.0046218 | -0.018432 | -0.0046195 | 3.7807e-06 | 2.2628e-06 | 0.028222 | 0.028222 | 0.028222 | 0.97206 | -0.53902 | 0.97184 | -0.54332 | 7.7533
37 | 0.016312 | 0.0040941 | -0.016301 | -0.0040873 | 1.16e-05 | 6.8093e-06 | 0.024973 | 0.024973 | 0.024973 | 0.97206 | -0.53902 | 0.9713 | -0.55394 | 6.8608
38 | 0.016301 | 0.0040873 | -0.016295 | -0.0040839 | 5.7381e-06 | 3.3688e-06 | 0.024973 | 0.024973 | 0.024973 | 0.9713 | -0.55394 | 0.97093 | -0.56133 | 6.8608
39 | 0.116 | 0.02931 | -0.1159 | -0.029247 | 0.00010047 | 6.2562e-05 | 0.17624 | 0.17624 | 0.17624 | 0.97991 | -0.38504 | 0.97898 | -0.40312 | 12.1043
40 | -0.116 | -0.02931 | 0.11625 | 0.029463 | 0.00024695 | 0.00015376 | 0.17624 | 0.17624 | 0.17624 | 0.97991 | -0.38504 | 0.98218 | -0.34073 | 12.1042
41 | 0.032551 | 0.0081821 | -0.032514 | -0.0081588 | 3.7251e-05 | 2.3331e-05 | 0.049485 | 0.049486 | 0.049486 | 0.97898 | -0.40312 | 0.97776 | -0.42712 | 13.595
42 | -0.12049 | -0.030527 | 0.12056 | 0.030569 | 6.7509e-05 | 4.2112e-05 | 0.18266 | 0.18266 | 0.18266 | 0.98218 | -0.34073 | 0.98279 | -0.32907 | 12.5456
43 | 0.012532 | 0.0031416 | -0.012529 | -0.0031404 | 2.2798e-06 | 1.2332e-06 | 0.018718 | 0.018718 | 0.018718 | 0.99624 | -0.072248 | 0.99604 | -0.076066 | 5.1423
44 | -0.039132 | -0.0098165 | 0.039141 | 0.0098218 | 8.4342e-06 | 5.3122e-06 | 0.058453 | 0.058453 | 0.058453 | 0.99624 | -0.072248 | 0.99647 | -0.067728 | 16.0584
45 | 0.026601 | 0.0066749 | -0.02659 | -0.0066684 | 1.0517e-05 | 6.4998e-06 | 0.039735 | 0.039735 | 0.039735 | 0.99624 | -0.072248 | 0.99581 | -0.080543 | 10.9162
46 | 0.0082308 | 0.0020631 | -0.0082291 | -0.0020624 | 1.6448e-06 | 6.752e-07 | 0.012296 | 0.012296 | 0.012296 | 0.99604 | -0.076066 | 0.99582 | -0.080261 | 3.3781
47 | -0.079329 | -0.019913 | 0.079586 | 0.020077 | 0.00025717 | 0.00016395 | 0.11847 | 0.11847 | 0.11847 | 0.99647 | -0.067728 | 1 | 0 | 32.5471
48 | 0.040188 | 0.010092 | -0.040142 | -0.010063 | 4.5959e-05 | 2.8971e-05 | 0.060019 | 0.060019 | 0.060019 | 0.99647 | -0.067728 | 0.99523 | -0.091727 | 16.4887
49 | 0.022657 | 0.0056827 | -0.022655 | -0.005681 | 2.7869e-06 | 1.6993e-06 | 0.033858 | 0.033858 | 0.033858 | 0.99581 | -0.080543 | 0.99567 | -0.083123 | 9.3017
50 | 0.33418 | 0.085975 | -0.33333 | -0.085429 | 0.00085663 | 0.00054632 | 0.49806 | 0.49806 | 0.49806 | 1 | 0 | 0.9972 | -0.052869 | 34.2075
51 | 0.031229 | 0.0078363 | -0.031216 | -0.007828 | 1.3315e-05 | 8.3059e-06 | 0.046473 | 0.046473 | 0.046473 | 1 | 0 | 0.99953 | -0.0089455 | 12.7673
52 | 0.021849 | 0.005478 | -0.021843 | -0.0054745 | 5.7178e-06 | 3.4738e-06 | 0.032669 | 0.032669 | 0.032669 | 0.99523 | -0.091727 | 0.99494 | -0.09722 | 8.9749
53 | 0.032514 | 0.0081588 | -0.032512 | -0.0081576 | 1.8311e-06 | 1.1469e-06 | 0.049486 | 0.049486 | 0.049486 | 0.97776 | -0.42712 | 0.9777 | -0.4283 | 13.595
54 | 0.032512 | 0.0081576 | -0.03249 | -0.008144 | 2.1752e-05 | 1.3625e-05 | 0.049486 | 0.049486 | 0.049486 | 0.9777 | -0.4283 | 0.97698 | -0.44234 | 13.595
55 | 0.016566 | 0.004153 | -0.016563 | -0.0041511 | 3.3179e-06 | 1.9495e-06 | 0.025232 | 0.025232 | 0.025232 | 0.97698 | -0.44234 | 0.97677 | -0.44654 | 6.9319
56 | -0.12265 | -0.031094 | 0.12269 | 0.031114 | 3.3016e-05 | 2.0613e-05 | 0.18583 | 0.18583 | 0.18583 | 0.98279 | -0.32907 | 0.98307 | -0.32347 | 12.7634
57 | -0.0042938 | -0.0010761 | 0.0042939 | 0.0010761 | 1.054e-08 | -2.137e-09 | 0.0064161 | 0.0064161 | 0.0064161 | 0.99582 | -0.080313 | 0.99582 | -0.080261 | 1.7627
58 | -0.0021788 | -0.00054605 | 0.0021788 | 0.00054604 | 1.2683e-09 | -3.326e-09 | 0.0032585 | 0.0032585 | 0.0032585 | 0.99495 | -0.097126 | 0.99495 | -0.097113 | 0.89519
59 | -0.0045576 | -0.0011422 | 0.0045576 | 0.0011422 | 1.74e-08 | -1.8345e-09 | 0.0068162 | 0.0068162 | 0.0068162 | 0.99495 | -0.097113 | 0.99495 | -0.097033 | 1.8726
60 | 0.018824 | 0.0047211 | -0.018817 | -0.0047165 | 7.7285e-06 | 4.6078e-06 | 0.028134 | 0.028134 | 0.028134 | 0.99567 | -0.083123 | 0.99523 | -0.091741 | 7.7291
61 | 0.33153 | 0.084978 | -0.33136 | -0.084871 | 0.00016789 | 0.00010707 | 0.49538 | 0.49538 | 0.49538 | 0.9972 | -0.052869 | 0.99665 | -0.063321 | 34.0232
62 | 0.031216 | 0.007828 | -0.03121 | -0.0078243 | 6.0507e-06 | 3.7746e-06 | 0.046473 | 0.046473 | 0.046473 | 0.99953 | -0.0089455 | 0.99932 | -0.013013 | 12.7673
63 | -0.0068753 | -0.0017231 | 0.0068754 | 0.0017231 | 5.1695e-08 | 1.6152e-08 | 0.010282 | 0.010282 | 0.010282 | 0.99495 | -0.097033 | 0.99496 | -0.096875 | 2.8249
64 | -0.0093603 | -0.0023459 | 0.0093621 | 0.0023467 | 1.8105e-06 | 8.3866e-07 | 0.013999 | 0.013999 | 0.013999 | 0.99496 | -0.096875 | 0.99517 | -0.092816 | 3.8458
65 | -0.011633 | -0.0029158 | 0.011633 | 0.0029159 | 2.5296e-07 | 1.3292e-07 | 0.017394 | 0.017394 | 0.017394 | 0.99517 | -0.092816 | 0.9952 | -0.092359 | 4.7785
66 | -0.014013 | -0.0035124 | 0.014013 | 0.0035126 | 3.7909e-07 | 2.127e-07 | 0.020952 | 0.020952 | 0.020952 | 0.9952 | -0.092359 | 0.99523 | -0.091792 | 5.7561
67 | -0.026522 | -0.0066495 | 0.026531 | 0.0066552 | 9.2822e-06 | 5.7504e-06 | 0.040389 | 0.040389 | 0.040389 | 0.97712 | -0.44073 | 0.9775 | -0.43339 | 11.096
68 | 0.023225 | 0.0058232 | -0.023221 | -0.0058207 | 4.0015e-06 | 2.4541e-06 | 0.035369 | 0.035369 | 0.035369 | 0.97712 | -0.44073 | 0.97694 | -0.44435 | 9.7166
69 | -0.02811 | -0.0070509 | 0.02811 | 0.0070512 | 5.5451e-07 | 3.4477e-07 | 0.042792 | 0.042792 | 0.042792 | 0.9775 | -0.43339 | 0.97752 | -0.43298 | 11.7562
70 | 0.013149 | 0.0032964 | -0.013148 | -0.0032955 | 1.5974e-06 | 8.8942e-07 | 0.020029 | 0.020029 | 0.020029 | 0.97694 | -0.44435 | 0.97681 | -0.4469 | 5.5024
71 | 0.010071 | 0.0025243 | -0.01007 | -0.0025235 | 1.508e-06 | 7.5119e-07 | 0.01534 | 0.01534 | 0.01534 | 0.97694 | -0.44435 | 0.97678 | -0.44749 | 4.2143
72 | -0.029687 | -0.0074465 | 0.029698 | 0.0074533 | 1.0885e-05 | 6.7882e-06 | 0.045193 | 0.045193 | 0.045193 | 0.97752 | -0.43298 | 0.97791 | -0.42529 | 12.4157
73 | 0.010237 | 0.002566 | -0.010235 | -0.0025649 | 2.0201e-06 | 1.0156e-06 | 0.015594 | 0.015594 | 0.015594 | 0.97681 | -0.4469 | 0.9766 | -0.45104 | 4.2841
74 | 0.0067873 | 0.0017009 | -0.0067873 | -0.0017009 | 4.301e-08 | 1.4098e-08 | 0.01034 | 0.01034 | 0.01034 | 0.97678 | -0.44749 | 0.97677 | -0.44763 | 2.8406
75 | -0.033371 | -0.0083737 | 0.033374 | 0.0083761 | 3.7352e-06 | 2.342e-06 | 0.050781 | 0.050781 | 0.050781 | 0.97791 | -0.42529 | 0.97803 | -0.42294 | 13.951
76 | 0.0084035 | 0.002106 | -0.0084022 | -0.0021054 | 1.3476e-06 | 5.8823e-07 | 0.012804 | 0.012804 | 0.012804 | 0.9766 | -0.45104 | 0.97643 | -0.45441 | 3.5177
77 | 0.0033243 | 0.00083294 | -0.003324 | -0.00083308 | 2.1444e-07 | -1.4184e-07 | 0.0050641 | 0.0050642 | 0.0050642 | 0.97677 | -0.44763 | 0.97671 | -0.44898 | 1.3913
78 | -0.035218 | -0.0088381 | 0.035238 | 0.0088508 | 2.0218e-05 | 1.2704e-05 | 0.053586 | 0.053586 | 0.053586 | 0.97803 | -0.42294 | 0.97864 | -0.41091 | 14.7215
79 | 0.0068069 | 0.0017056 | -0.0068062 | -0.0017054 | 7.1014e-07 | 2.3438e-07 | 0.010373 | 0.010373 | 0.010373 | 0.97643 | -0.45441 | 0.97632 | -0.4566 | 2.8498
80 | -0.037015 | -0.0092962 | 0.037016 | 0.0092966 | 6.2425e-07 | 3.9292e-07 | 0.056289 | 0.056289 | 0.056289 | 0.97864 | -0.41091 | 0.97866 | -0.41056 | 15.4639
81 | -0.0077735 | -0.0019482 | 0.0077754 | 0.001949 | 1.8837e-06 | 7.467e-07 | 0.011774 | 0.011774 | 0.011774 | 0.98239 | -0.33682 | 0.98265 | -0.33174 | 3.2347
82 | -0.015088 | -0.0037817 | 0.015091 | 0.0037837 | 3.5595e-06 | 2.0477e-06 | 0.022848 | 0.022847 | 0.022848 | 0.98265 | -0.33174 | 0.9829 | -0.32679 | 6.2768
83 | 0.0049199 | 0.0012329 | -0.0049194 | -0.0012329 | 4.2166e-07 | 1.2986e-08 | 0.0074481 | 0.0074482 | 0.0074482 | 0.9829 | -0.32679 | 0.98281 | -0.32859 | 2.0462
84 | -0.020011 | -0.0050166 | 0.020014 | 0.0050186 | 3.1606e-06 | 1.9064e-06 | 0.030296 | 0.030296 | 0.030296 | 0.9829 | -0.32679 | 0.98307 | -0.32347 | 8.323
85 | -0.1427 | -0.036133 | 0.14279 | 0.036187 | 8.653e-05 | 5.4376e-05 | 0.21613 | 0.21613 | 0.21613 | 0.98307 | -0.32347 | 0.98373 | -0.31085 | 14.8441
86 | -0.14462 | -0.036647 | 0.14463 | 0.03665 | 5.3111e-06 | 3.3391e-06 | 0.2189 | 0.2189 | 0.2189 | 0.98373 | -0.31085 | 0.98376 | -0.31009 | 15.0344
87 | -0.1471 | -0.03727 | 0.14717 | 0.037311 | 6.4667e-05 | 4.068e-05 | 0.22265 | 0.22265 | 0.22265 | 0.98376 | -0.31009 | 0.98424 | -0.30094 | 15.2916
88 | 0.10351 | 0.026265 | -0.10343 | -0.02621 | 8.6707e-05 | 5.5371e-05 | 0.15583 | 0.15583 | 0.15583 | 0.98915 | -0.20666 | 0.98825 | -0.22409 | 42.8112
89 | -0.10698 | -0.027133 | 0.10707 | 0.027195 | 9.6786e-05 | 6.1815e-05 | 0.16104 | 0.16104 | 0.16104 | 0.98915 | -0.20666 | 0.99013 | -0.18786 | 44.2423
90 | 0.10061 | 0.025504 | -0.10051 | -0.025438 | 0.00010369 | 6.6206e-05 | 0.15159 | 0.15159 | 0.15159 | 0.98825 | -0.22409 | 0.98713 | -0.24556 | 41.6463
91 | -0.10925 | -0.02774 | 0.10928 | 0.027763 | 3.6e-05 | 2.2995e-05 | 0.16431 | 0.16431 | 0.16431 | 0.99013 | -0.18786 | 0.99049 | -0.18102 | 45.1405
92 | 0.096509 | 0.024436 | -0.096415 | -0.024376 | 9.3612e-05 | 5.9761e-05 | 0.14557 | 0.14557 | 0.14557 | 0.98713 | -0.24556 | 0.98609 | -0.26579 | 39.9909
93 | -0.11145 | -0.028307 | 0.11148 | 0.028326 | 2.9739e-05 | 1.8996e-05 | 0.16757 | 0.16757 | 0.16757 | 0.99049 | -0.18102 | 0.99077 | -0.17548 | 46.0357
94 | 0.091546 | 0.023156 | -0.091378 | -0.023049 | 0.00016818 | 0.00010734 | 0.13822 | 0.13822 | 0.13822 | 0.98609 | -0.26579 | 0.98411 | -0.30415 | 37.9725
95 | 0.089123 | 0.022484 | -0.089101 | -0.022469 | 2.275e-05 | 1.4517e-05 | 0.13481 | 0.13481 | 0.13481 | 0.98411 | -0.30415 | 0.98384 | -0.30949 | 37.036
96 | 0.087426 | 0.02205 | -0.08742 | -0.022046 | 5.7106e-06 | 3.6438e-06 | 0.13228 | 0.13228 | 0.13228 | 0.98384 | -0.30949 | 0.98377 | -0.31085 | 36.3401
97 | 0.011659 | 0.0029222 | -0.011658 | -0.0029218 | 6.3187e-07 | 3.3304e-07 | 0.017473 | 0.017473 | 0.017473 | 0.99283 | -0.13604 | 0.99278 | -0.13718 | 4.8004
98 | -0.016499 | -0.0041356 | 0.016499 | 0.0041356 | 4.013e-08 | 2.3397e-08 | 0.024668 | 0.024668 | 0.024668 | 0.99523 | -0.091792 | 0.99523 | -0.091741 | 6.777
99 | 0.085646 | 0.021601 | -0.085631 | -0.021592 | 1.4685e-05 | 9.369e-06 | 0.12959 | 0.12959 | 0.12959 | 0.98377 | -0.31085 | 0.98358 | -0.31443 | 35.6028
100 | 0.083097 | 0.020957 | -0.082995 | -0.020891 | 0.00010256 | 6.5419e-05 | 0.12576 | 0.12576 | 0.12576 | 0.98358 | -0.31443 | 0.98226 | -0.34025 | 34.5496
101 | 0.059139 | 0.014909 | -0.059107 | -0.014889 | 3.2452e-05 | 2.0633e-05 | 0.089621 | 0.089621 | 0.089621 | 0.98226 | -0.34025 | 0.98167 | -0.35173 | 24.6212
102 | 0.023855 | 0.0059821 | -0.023852 | -0.00598 | 3.3218e-06 | 2.0401e-06 | 0.03614 | 0.03614 | 0.03614 | 0.98226 | -0.34025 | 0.98211 | -0.34317 | 9.9285
103 | -0.14841 | -0.037623 | 0.14842 | 0.03763 | 1.1012e-05 | 6.929e-06 | 0.22453 | 0.22453 | 0.22453 | 0.98424 | -0.30094 | 0.98432 | -0.2994 | 15.4207
104 | -0.14985 | -0.037988 | 0.14988 | 0.03801 | 3.4965e-05 | 2.2008e-05 | 0.22669 | 0.22669 | 0.22669 | 0.98432 | -0.2994 | 0.98457 | -0.29454 | 15.5691
105 | -0.15137 | -0.038381 | 0.15145 | 0.038432 | 8.0706e-05 | 5.0816e-05 | 0.22892 | 0.22892 | 0.22892 | 0.98457 | -0.29454 | 0.98514 | -0.28346 | 15.7228
106 | -0.15294 | -0.038806 | 0.15302 | 0.038858 | 8.2341e-05 | 5.1861e-05 | 0.23118 | 0.23118 | 0.23118 | 0.98514 | -0.28346 | 0.98572 | -0.27227 | 15.8779
107 | 0.01465 | 0.003674 | -0.014643 | -0.0036699 | 7.3477e-06 | 4.1634e-06 | 0.021815 | 0.021816 | 0.021816 | 0.99932 | -0.013013 | 0.99878 | -0.023541 | 5.9933
108 | 0.011576 | 0.0029014 | -0.011576 | -0.0029014 | 3.2632e-08 | 1.731e-08 | 0.017545 | 0.017545 | 0.017545 | 0.98179 | -0.34947 | 0.98178 | -0.34953 | 4.8199
109 | -0.019996 | -0.0050115 | 0.020002 | 0.0050152 | 6.0012e-06 | 3.6204e-06 | 0.030307 | 0.030307 | 0.030307 | 0.98179 | -0.34947 | 0.98211 | -0.34317 | 8.326
110 | 0.0048755 | 0.0012217 | -0.0048746 | -0.0012217 | 9.3542e-07 | 2.1101e-08 | 0.0073894 | 0.0073896 | 0.0073896 | 0.98179 | -0.34947 | 0.98158 | -0.3535 | 2.0301
111 | 0.0090624 | 0.0022715 | -0.0090613 | -0.002271 | 1.1594e-06 | 5.348e-07 | 0.013735 | 0.013735 | 0.013735 | 0.98178 | -0.34953 | 0.98165 | -0.35222 | 3.7735
112 | 0.0026565 | 0.00066576 | -0.0026565 | -0.00066577 | 9.3769e-09 | -1.3489e-08 | 0.004027 | 0.0040271 | 0.0040271 | 0.98158 | -0.3535 | 0.98158 | -0.35357 | 1.1063
113 | 0.05733 | 0.014443 | -0.057284 | -0.014414 | 4.577e-05 | 2.9089e-05 | 0.086927 | 0.086927 | 0.086927 | 0.98167 | -0.35173 | 0.98081 | -0.36843 | 23.8811
114 | 0.053233 | 0.013399 | -0.053189 | -0.013371 | 4.4043e-05 | 2.796e-05 | 0.080781 | 0.080781 | 0.080781 | 0.98081 | -0.36843 | 0.97993 | -0.38576 | 22.1926
115 | 0.048202 | 0.012121 | -0.048176 | -0.012105 | 2.6079e-05 | 1.6527e-05 | 0.073209 | 0.073209 | 0.073209 | 0.97993 | -0.38576 | 0.97935 | -0.39709 | 20.1123
116 | 0.04344 | 0.010908 | -0.043438 | -0.010907 | 2.0415e-06 | 1.2909e-06 | 0.066051 | 0.066051 | 0.066051 | 0.97875 | -0.40887 | 0.9787 | -0.40985 | 18.1458
117 | -0.045214 | -0.011352 | 0.045239 | 0.011368 | 2.5415e-05 | 1.6085e-05 | 0.068747 | 0.068747 | 0.068747 | 0.97875 | -0.40887 | 0.97935 | -0.39709 | 18.8865
118 | 0.041763 | 0.010487 | -0.041762 | -0.010486 | 1.4022e-06 | 8.8577e-07 | 0.063504 | 0.063504 | 0.063504 | 0.9787 | -0.40985 | 0.97866 | -0.41056 | 17.4463
119 | 0.0052471 | 0.0013149 | -0.005247 | -0.0013149 | 1.3751e-07 | 1.1389e-08 | 0.0078656 | 0.0078656 | 0.0078656 | 0.99265 | -0.13969 | 0.99262 | -0.14024 | 2.1609
120 | -0.0067871 | -0.0017009 | 0.0067873 | 0.001701 | 2.1895e-07 | 6.7209e-08 | 0.010174 | 0.010174 | 0.010174 | 0.99265 | -0.13969 | 0.99268 | -0.13901 | 2.7951
121 | 0.0034474 | 0.00086392 | -0.0034474 | -0.00086396 | 5.9695e-08 | -3.8839e-08 | 0.0051679 | 0.005168 | 0.005168 | 0.99262 | -0.14024 | 0.9926 | -0.14061 | 1.4198
122 | -0.0083713 | -0.002098 | 0.0083717 | 0.0020981 | 3.4246e-07 | 1.4419e-07 | 0.012548 | 0.012548 | 0.012548 | 0.99268 | -0.13901 | 0.99273 | -0.13816 | 3.4474
123 | 0.0016619 | 0.00041648 | -0.0016619 | -0.00041652 | 6.8743e-09 | -3.3773e-08 | 0.0024914 | 0.0024914 | 0.0024914 | 0.9926 | -0.14061 | 0.99259 | -0.14069 | 0.68446
124 | -0.0099991 | -0.002506 | 0.0099995 | 0.0025062 | 4.6628e-07 | 2.2685e-07 | 0.014988 | 0.014988 | 0.014988 | 0.99273 | -0.13816 | 0.99278 | -0.13718 | 4.1175
125 | 0.0008657 | 0.00021641 | -0.00086567 | -0.00021696 | 2.8457e-08 | -5.4859e-07 | 0.0013064 | 0.0013066 | 0.0013066 | 0.98586 | -0.26953 | 0.98583 | -0.27023 | 0.35897
126 | 0.00073275 | 0.00018317 | -0.00073273 | -0.00018364 | 1.689e-08 | -4.6747e-07 | 0.0011007 | 0.0011009 | 0.0011009 | 0.9904 | -0.1826 | 0.99038 | -0.18309 | 0.30245

## res_trafo
| p_hv_mw | q_hv_mvar | p_lv_mw | q_lv_mvar | pl_mw | ql_mvar | i_hv_ka | i_lv_ka | vm_hv_pu | va_hv_degree | vm_lv_pu | va_lv_degree | loading_percent
0 | -1.2729e-15 | -1.3162e-15 | 0.00165 | 1.2699e-07 | 0.00165 | 1.2699e-07 | 5.2857e-17 | 0.0023815 | 0.99998 | 149.9956 | 1 | 0 | 0.2619

## res_ext_grid
| p_mw | q_mvar
0 | 0.44665 | 0.11389

## res_load
| p_mw | q_mvar
0 | 0.0089156 | 0.0022345
1 | 0.0025114 | 0.0006294
2 | 0.0089047 | 0.0022317
3 | 0.00052389 | 0.0001313
4 | 0.0063394 | 0.0015888
5 | 0.0021157 | 0.00053025
6 | 0.001693 | 0.0004243
7 | 0.001767 | 0.00044284
8 | 0.0017809 | 0.00044633
9 | 0.0014631 | 0.00036668
10 | 0.0025709 | 0.00064433
11 | 0.0016711 | 0.00041883
12 | 0.0089035 | 0.0022314
13 | 0.0085589 | 0.0021451
14 | 0.0084853 | 0.0021266
15 | 0.017902 | 0.0044868
16 | 0.013213 | 0.0033116
17 | 0.018432 | 0.0046195
18 | 0.016295 | 0.0040839
19 | 0.0042431 | 0.0010634
20 | 0.0042985 | 0.0010773
21 | 0.003933 | 0.00098569
22 | 0.018293 | 0.0045846
23 | 0.015924 | 0.003991
24 | 0.0020943 | 0.00052488
25 | 0.0042938 | 0.0010761
26 | 0.0039353 | 0.00098627
27 | 0.0021788 | 0.00054605
28 | 0.0023788 | 0.00059619
29 | 0.0038303 | 0.00095997
30 | 0.0017987 | 0.0004508
31 | 0.021843 | 0.0054745
32 | 0.0023177 | 0.00058088
33 | 0.0024849 | 0.00062278
34 | 0.0022705 | 0.00056904
35 | 0.00238 | 0.00059648
36 | 0.0032969 | 0.00082629
37 | 0.0015787 | 0.00039566
38 | 0.0015771 | 0.00039526
39 | 0.0029111 | 0.00072958
40 | 0.0032824 | 0.00082266
41 | 0.0036726 | 0.00092045
42 | 0.0018311 | 0.00045891
43 | 0.0034631 | 0.00086792
44 | 0.0018436 | 0.00046204
45 | 0.0015953 | 0.00039983
46 | 0.003324 | 0.00083308
47 | 0.0017772 | 0.00044542
48 | 0.0016747 | 0.00041973
49 | 0.0077735 | 0.0019482
50 | 0.0073125 | 0.0018327
51 | 0.0049194 | 0.0012329
52 | 0.0018323 | 0.00045923
53 | 0.002476 | 0.00062054
54 | 0.0034627 | 0.00086784
55 | 0.0028163 | 0.00070584
56 | 0.0021756 | 0.00054527
57 | 0.0039973 | 0.0010018
58 | 0.0021689 | 0.00054358
59 | 0.0048689 | 0.0012202
60 | 0.002189 | 0.00054861
61 | 0.0022546 | 0.00056507
62 | 0.0016747 | 0.00041971
63 | 0.001664 | 0.00041704
64 | 0.0024855 | 0.00062293
65 | 0.0023177 | 0.00058088
66 | 0.0017743 | 0.00044467
67 | 0.0025341 | 0.00063511
68 | 0.0012434 | 0.00031162
69 | 0.0014288 | 0.0003581
70 | 0.0014808 | 0.00037113
71 | 0.0014953 | 0.00037475
72 | 0.0011438 | 0.00028666
73 | 0.01656 | 0.0041502
74 | 0.014643 | 0.0036699
75 | 0.0018019 | 0.0004516
76 | 0.016563 | 0.0041511
77 | 0.003545 | 0.00088845
78 | 0.0025133 | 0.00062989
79 | 0.0038499 | 0.00096487
80 | 0.0022181 | 0.00055591
81 | 0.0090613 | 0.002271
82 | 0.0026565 | 0.00066577
83 | 0.0017772 | 0.00044542
84 | 0.0040512 | 0.0010153
85 | 0.0049868 | 0.0012498
86 | 0.0017734 | 0.00044447
87 | 0.0016747 | 0.00041971
88 | 0.0029368 | 0.00073602
89 | 0.0047459 | 0.0011894
90 | 0.00154 | 0.00038595
91 | 0.0017995 | 0.000451
92 | 0.0015841 | 0.000397
93 | 0.0017854 | 0.00044747
94 | 0.0016274 | 0.00040786
95 | 0.0016619 | 0.00041652
96 | 0.0016584 | 0.00041564
97 | 0.00086567 | 0.00021696
98 | 0.00032289 | 8.0924e-05
99 | 0.00073273 | 0.00018364

## dtypes
| element | column | dtype
0 | bus | name | object
1 | bus | vn_kv | float64
2 | bus | type | object
3 | bus | zone | object
4 | bus | in_service | bool
5 | load | name | object
6 | load | bus | uint32
7 | load | p_mw | float64
8 | load | q_mvar | float64
9 | load | const_z_percent | float64
10 | load | const_i_percent | float64
11 | load | sn_mva | float64
12 | load | scaling | float64
13 | load | in_service | bool
14 | load | type | object
15 | ext_grid | name | object
16 | ext_grid | bus | uint32
17 | ext_grid | vm_pu | float64
18 | ext_grid | va_degree | float64
19 | ext_grid | slack_weight | float64
20 | ext_grid | in_service | bool
21 | line | name | object
22 | line | std_type | object
23 | line | from_bus | uint32
24 | line | to_bus | uint32
25 | line | length_km | float64
26 | line | r_ohm_per_km | float64
27 | line | x_ohm_per_km | float64
28 | line | c_nf_per_km | float64
29 | line | g_us_per_km | float64
30 | line | max_i_ka | float64
31 | line | df | float64
32 | line | parallel | uint32
33 | line | type | object
34 | line | in_service | bool
35 | trafo | name | object
36 | trafo | std_type | object
37 | trafo | hv_bus | uint32
38 | trafo | lv_bus | uint32
39 | trafo | sn_mva | float64
40 | trafo | vn_hv_kv | float64
41 | trafo | vn_lv_kv | float64
42 | trafo | vk_percent | float64
43 | trafo | vkr_percent | float64
44 | trafo | pfe_kw | float64
45 | trafo | i0_percent | float64
46 | trafo | shift_degree | float64
47 | trafo | tap_side | object
48 | trafo | tap_neutral | int32
49 | trafo | tap_min | int32
50 | trafo | tap_max | int32
51 | trafo | tap_step_percent | float64
52 | trafo | tap_step_degree | float64
53 | trafo | tap_pos | int32
54 | trafo | tap_phase_shifter | bool
55 | trafo | parallel | uint32
56 | trafo | df | float64
57 | trafo | in_service | bool
58 | line_geodata | coords | object
59 | bus_geodata | x | float64
60 | bus_geodata | y | float64
61 | bus_geodata | coords | object
62 | res_bus | vm_pu | float64
63 | res_bus | va_degree | float64
64 | res_bus | p_mw | float64
65 | res_bus | q_mvar | float64
66 | res_line | p_from_mw | float64
67 | res_line | q_from_mvar | float64
68 | res_line | p_to_mw | float64
69 | res_line | q_to_mvar | float64
70 | res_line | pl_mw | float64
71 | res_line | ql_mvar | float64
72 | res_line | i_from_ka | float64
73 | res_line | i_to_ka | float64
74 | res_line | i_ka | float64
75 | res_line | vm_from_pu | float64
76 | res_line | va_from_degree | float64
77 | res_line | vm_to_pu | float64
78 | res_line | va_to_degree | float64
79 | res_line | loading_percent | float64
80 | res_trafo | p_hv_mw | float64
81 | res_trafo | q_hv_mvar | float64
82 | res_trafo | p_lv_mw | float64
83 | res_trafo | q_lv_mvar | float64
84 | res_trafo | pl_mw | float64
85 | res_trafo | ql_mvar | float64
86 | res_trafo | i_hv_ka | float64
87 | res_trafo | i_lv_ka | float64
88 | res_trafo | vm_hv_pu | float64
89 | res_trafo | va_hv_degree | float64
90 | res_trafo | vm_lv_pu | float64
91 | res_trafo | va_lv_degree | float64
92 | res_trafo | loading_percent | float64
93 | res_ext_grid | p_mw | float64
94 | res_ext_grid | q_mvar | float64
95 | res_load | p_mw | float64
96 | res_load | q_mvar | float64

## parameters
| version | format_version | converged | OPF_converged | name | f_hz | sn_mva
0 | 2.14.6 | 2.14.0 | TRUE | FALSE |  | 50 | 1