## bus
| name | vn_kv | type | zone | in_service
0 | bus_LV_1040-11_1_3_node_56 | 0.4 | n |  | TRUE
1 | bus_LV_1040-11_1_3_node_57 | 0.4 | n |  | TRUE
2 | bus_LV_1040-11_1_3_node_127 | 0.4 | n |  | TRUE
3 | bus_LV_1040-11_1_3_node_124 | 0.4 | n |  | TRUE
4 | bus_LV_1040-11_1_3_node_280 | 0.4 | n |  | TRUE
5 | bus_LV_1040-11_1_3_node_61 | 0.4 | n |  | TRUE
6 | bus_LV_1040-11_1_3_node_257 | 0.4 | n |  | TRUE
7 | bus_LV_1040-11_1_3_node_256 | 0.4 | n |  | TRUE
8 | bus_LV_1040-11_1_3_node_62 | 0.4 | n |  | TRUE
9 | bus_LV_1040-11_1_3_node_266 | 0.4 | n |  | TRUE
10 | bus_LV_1040-11_1_3_node_265 | 0.4 | n |  | TRUE
11 | bus_LV_1040-11_1_3_node_93 | 0.4 | n |  | TRUE
12 | bus_LV_1040-11_1_3_node_94 | 0.4 | n |  | TRUE
13 | bus_LV_1040-11_1_3_node_96 | 0.4 | n |  | TRUE
14 | bus_LV_1040-11_1_3_node_106 | 0.4 | n |  | TRUE
15 | bus_LV_1040-11_1_3_node_98 | 0.4 | n |  | TRUE
16 | bus_LV_1040-11_1_3_node_282 | 0.4 | n |  | TRUE
17 | bus_LV_1040-11_1_3_node_301 | 0.4 | n |  | TRUE
18 | bus_LV_1040-11_1_3_node_99 | 0.4 | n |  | TRUE
19 | bus_LV_1040-11_1_3_node_105 | 0.4 | n |  | TRUE
20 | bus_LV_1040-11_1_3_node_254 | 0.4 | n |  | TRUE
21 | bus_LV_1040-11_1_3_node_100 | 0.4 | n |  | TRUE
22 | bus_LV_1040-11_1_3_node_253 | 0.4 | n |  | TRUE
23 | bus_LV_1040-11_1_3_node_101 | 0.4 | n |  | TRUE
24 | bus_LV_1040-11_1_3_node_241 | 0.4 | n |  | TRUE
25 | bus_LV_1040-11_1_3_node_242 | 0.4 | n |  | TRUE
26 | bus_LV_1040-11_1_3_node_102 | 0.4 | n |  | TRUE
27 | bus_LV_1040-11_1_3_node_104 | 0.4 | n |  | TRUE
28 | bus_LV_1040-11_1_3_node_230 | 0.4 | n |  | TRUE
29 | bus_LV_1040-11_1_3_node_103 | 0.4 | n |  | TRUE
30 | bus_LV_1040-11_1_3_node_204 | 0.4 | n |  | TRUE
31 | bus_LV_1040-11_1_3_node_194 | 0.4 | n |  | TRUE
32 | bus_LV_1040-11_1_3_node_239 | 0.4 | n |  | TRUE
33 | bus_LV_1040-11_1_3_node_273 | 0.4 | n |  | TRUE
34 | bus_LV_1040-11_1_3_node_243 | 0.4 | n |  | TRUE
35 | bus_LV_1040-11_1_3_node_121 | 0.4 | n |  | TRUE
36 | bus_LV_1040-11_1_3_node_122 | 0.4 | n |  | TRUE
37 | bus_LV_1040-11_1_3_node_123 | 0.4 | n |  | TRUE
38 | bus_LV_1040-11_1_3_node_125 | 0.4 | n |  | TRUE
39 | bus_LV_1040-11_1_3_node_211 | 0.4 | n |  | TRUE
40 | bus_LV_1040-11_1_3_node_128 | 0.4 | n |  | TRUE
41 | bus_LV_1040-11_1_3_node_129 | 0.4 | n |  | TRUE
42 | bus_LV_1040-11_1_3_node_146 | 0.4 | n |  | TRUE
43 | bus_LV_1040-11_1_3_node_214 | 0.4 | n |  | TRUE
44 | bus_LV_1040-11_1_3_node_143 | 0.4 | n |  | TRUE
45 | bus_LV_1040-11_1_3_node_139 | 0.4 | n |  | TRUE
46 | bus_LV_1040-11_1_3_node_135 | 0.4 | n |  | TRUE
47 | bus_LV_1040-11_1_3_node_247 | 0.4 | n |  | TRUE
48 | bus_LV_1040-11_1_3_node_174 | 0.4 | n |  | TRUE
49 | bus_LV_1040-11_1_3_node_140 | 0.4 | n |  | TRUE
50 | bus_LV_1040-11_1_3_node_141 | 0.4 | n |  | TRUE
51 | bus_LV_1040-11_1_3_node_144 | 0.4 | n |  | TRUE
52 | bus_LV_1040-11_1_3_node_142 | 0.4 | n |  | TRUE
53 | bus_LV_1040-11_1_3_node_147 | 0.4 | n |  | TRUE
54 | bus_LV_1040-11_1_3_node_181 | 0.4 | n |  | TRUE
55 | bus_LV_1040-11_1_3_node_145 | 0.4 | n |  | TRUE
56 | bus_LV_1040-11_1_3_node_179 | 0.4 | n |  | TRUE
57 | bus_LV_1040-11_1_3_node_180 | 0.4 | n |  | TRUE
58 | bus_LV_1040-11_1_3_node_176 | 0.4 | n |  | TRUE
59 | bus_LV_1040-11_1_3_node_148 | 0.4 | n |  | TRUE
60 | bus_LV_1040-11_1_3_node_149 | 0.4 | n |  | TRUE
61 | bus_LV_1040-11_1_3_node_150 | 0.4 | n |  | TRUE
62 | bus_LV_1040-11_1_3_node_151 | 0.4 | n |  | TRUE
63 | bus_LV_1040-11_1_3_node_152 | 0.4 | n |  | TRUE
64 | bus_LV_1040-11_1_3_node_153 | 0.4 | n |  | TRUE
65 | bus_LV_1040-11_1_3_node_154 | 0.4 | n |  | TRUE
66 | bus_LV_1040-11_1_3_node_155 | 0.4 | n |  | TRUE
67 | bus_LV_1040-11_1_3_node_217 | 0.4 | n |  | TRUE
68 | bus_LV_1040-11_1_3_node_226 | 0.4 | n |  | TRUE
69 | bus_LV_1040-11_1_3_node_175 | 0.4 | n |  | TRUE
70 | bus_LV_1040-11_1_3_node_244 | 0.4 | n |  | TRUE
71 | bus_LV_1040-11_1_3_node_177 | 0.4 | n |  | TRUE
72 | bus_LV_1040-11_1_3_node_178 | 0.4 | n |  | TRUE
73 | bus_LV_1040-11_1_3_node_219 | 0.4 | n |  | TRUE
74 | bus_LV_1040-11_1_3_node_218 | 0.4 | n |  | TRUE
75 | bus_LV_1040-11_1_3_node_182 | 0.4 | n |  | TRUE
76 | bus_LV_1040-11_1_3_node_183 | 0.4 | n |  | TRUE
77 | bus_LV_1040-11_1_3_node_224 | 0.4 | n |  | TRUE
78 | bus_LV_1040-11_1_3_node_192 | 0.4 | n |  | TRUE
79 | bus_LV_1040-11_1_3_node_193 | 0.4 | n |  | TRUE
80 | bus_LV_1040-11_1_3_node_202 | 0.4 | n |  | TRUE
81 | bus_LV_1040-11_1_3_node_203 | 0.4 | n |  | TRUE
82 | bus_LV_1040-11_1_3_node_197 | 0.4 | n |  | TRUE
83 | bus_LV_1040-11_1_3_node_195 | 0.4 | n |  | TRUE
84 | bus_LV_1040-11_1_3_node_199 | 0.4 | n |  | TRUE
85 | bus_LV_1040-11_1_3_node_229 | 0.4 | n |  | TRUE
86 | bus_LV_1040-11_1_3_node_196 | 0.4 | n |  | TRUE
87 | bus_LV_1040-11_1_3_node_222 | 0.4 | n |  | TRUE
88 | bus_LV_1040-11_1_3_node_240 | 0.4 | n |  | TRUE
89 | bus_LV_1040-11_1_3_node_314 | 0.4 | n |  | TRUE
90 | bus_LV_1040-11_1_3_node_267 | 0.4 | n |  | TRUE
91 | bus_LV_1040-11_1_3_node_292 | 0.4 | n |  | TRUE
92 | bus_LV_1040-11_1_3_node_275 | 0.4 | n |  | TRUE
93 | bus_LV_1040-11_1_3_node_228 | 0.4 | n |  | TRUE
94 | bus_LV_1040-11_1_3_node_208 | 0.4 | n |  | TRUE
95 | bus_LV_1040-11_1_3_node_209 | 0.4 | n |  | TRUE
96 | bus_LV_1040-11_1_3_node_210 | 0.4 | n |  | TRUE
97 | bus_LV_1040-11_1_3_node_212 | 0.4 | n |  | TRUE
98 | bus_LV_1040-11_1_3_node_213 | 0.4 | n |  | TRUE
99 | bus_LV_1040-11_1_3_node_215 | 0.4 | n |  | TRUE
100 | bus_LV_1040-11_1_3_node_216 | 0.4 | n |  | TRUE
101 | bus_LV_1040-11_1_3_node_220 | 0.4 | n |  | TRUE
102 | bus_LV_1040-11_1_3_node_221 | 0.4 | n |  | TRUE
103 | bus_LV_1040-11_1_3_node_223 | 0.4 | n |  | TRUE
104 | bus_LV_1040-11_1_3_node_287 | 0.4 | n |  | TRUE
105 | bus_LV_1040-11_1_3_node_225 | 0.4 | n |  | TRUE
106 | bus_LV_1040-11_1_3_node_227 | 0.4 | n |  | TRUE
107 | bus_LV_1040-11_1_3_node_272 | 0.4 | n |  | TRUE
108 | bus_LV_1040-11_1_3_node_252 | 0.4 | n |  | TRUE
109 | bus_LV_1040-11_1_3_node_245 | 0.4 | n |  | TRUE
110 | bus_LV_1040-11_1_3_node_246 | 0.4 | n |  | TRUE
111 | bus_LV_1040-11_1_3_node_284 | 0.4 | n |  | TRUE
112 | bus_LV_1040-11_1_3_node_276 | 0.4 | n |  | TRUE
113 | bus_LV_1040-11_1_3_node_268 | 0.4 | n |  | TRUE
114 | bus_LV_1040-11_1_3_node_255 | 0.4 | n |  | TRUE
115 | bus_LV_1040-11_1_3_node_269 | 0.4 | n |  | TRUE
116 | bus_LV_1040-11_1_3_node_270 | 0.4 | n |  | TRUE
117 | bus_LV_1040-11_1_3_node_271 | 0.4 | n |  | TRUE
118 | bus_LV_1040-11_1_3_node_274 | 0.4 | n |  | TRUE
119 | bus_LV_1040-11_1_3_node_294 | 0.4 | n |  | TRUE
120 | bus_LV_1040-11_1_3_node_310 | 0.4 | n |  | TRUE
121 | bus_LV_1040-11_1_3_node_309 | 0.4 | n |  | TRUE
122 | bus_LV_1040-11_1_3_node_277 | 0.4 | n |  | TRUE
123 | bus_LV_1040-11_1_3_node_278 | 0.4 | n |  | TRUE
124 | bus_LV_1040-11_1_3_node_279 | 0.4 | n |  | TRUE
125 | bus_LV_1040-11_1_3_node_283 | 0.4 | n |  | TRUE
126 | bus_LV_1040-11_1_3_node_313 | 0.4 | n |  | TRUE
127 | bus_LV_1040-11_1_3_node_285 | 0.4 | n |  | TRUE
128 | bus_LV_1040-11_1_3_node_286 | 0.4 | n |  | TRUE
129 | bus_LV_1040-11_1_3_node_288 | 0.4 | n |  | TRUE
130 | bus_LV_1040-11_1_3_node_289 | 0.4 | n |  | TRUE
131 | bus_LV_1040-11_1_3_node_290 | 0.4 | n |  | TRUE
132 | bus_LV_1040-11_1_3_node_291 | 0.4 | n |  | TRUE
133 | bus_LV_1040-11_1_3_node_305 | 0.4 | n |  | TRUE
134 | bus_LV_1040-11_1_3_node_293 | 0.4 | n |  | TRUE
135 | bus_LV_1040-11_1_3_node_302 | 0.4 | n |  | TRUE
136 | bus_LV_1040-11_1_3_node_303 | 0.4 | n |  | TRUE
137 | bus_LV_1040-11_1_3_node_304 | 0.4 | n |  | TRUE
138 | bus_LV_1040-11_1_3_node_312 | 0.4 | n |  | TRUE
139 | bus_LV_1040-11_1_3_node_306 | 0.4 | n |  | TRUE
140 | bus_LV_1040-11_1_3_node_307 | 0.4 | n |  | TRUE
141 | bus_LV_1040-11_1_3_node_308 | 0.4 | n |  | TRUE
142 | bus_LV_1040-11_1_3_node_311 | 0.4 | n |  | TRUE
143 | bus_MV_214_1_node_48 | 20 | n |  | TRUE

## load
| name | bus | p_mw | q_mvar | const_z_percent | const_i_percent | sn_mva | scaling | in_service | type
0 | LV_1040-11_1_3_load_124 | 3 | 0.0044957 | 0.0011267 | 0 | 0 |  | 1 | TRUE | wye
1 | LV_1040-11_1_3_load_280 | 4 | 0.0010543 | 0.00026424 | 0 | 0 |  | 1 | TRUE | wye
2 | LV_1040-11_1_3_load_257 | 6 | 0.0095866 | 0.0024026 | 0 | 0 |  | 1 | TRUE | wye
3 | LV_1040-11_1_3_load_266 | 9 | 0.0045337 | 0.0011363 | 0 | 0 |  | 1 | TRUE | wye
4 | LV_1040-11_1_3_load_265 | 10 | 0.012442 | 0.0031182 | 0 | 0 |  | 1 | TRUE | wye
5 | LV_1040-11_1_3_load_93 | 11 | 5.7194e-05 | 1.4334e-05 | 0 | 0 |  | 1 | TRUE | wye
6 | LV_1040-11_1_3_load_94 | 12 | 4.8022e-05 | 1.2036e-05 | 0 | 0 |  | 1 | TRUE | wye
7 | LV_1040-11_1_3_load_96 | 13 | 0.00048264 | 0.00012096 | 0 | 0 |  | 1 | TRUE | wye
8 | LV_1040-11_1_3_load_301 | 17 | 0.002221 | 0.00055664 | 0 | 0 |  | 1 | TRUE | wye
9 | LV_1040-11_1_3_load_254 | 20 | 0.0018935 | 0.00047455 | 0 | 0 |  | 1 | TRUE | wye
10 | LV_1040-11_1_3_load_253 | 22 | 0.0017043 | 0.00042715 | 0 | 0 |  | 1 | TRUE | wye
11 | LV_1040-11_1_3_load_241 | 24 | 0.0022155 | 0.00055527 | 0 | 0 |  | 1 | TRUE | wye
12 | LV_1040-11_1_3_load_242 | 25 | 0.0011189 | 0.00028043 | 0 | 0 |  | 1 | TRUE | wye
13 | LV_1040-11_1_3_load_230 | 28 | 0.0041559 | 0.0010416 | 0 | 0 |  | 1 | TRUE | wye
14 | LV_1040-11_1_3_load_204 | 30 | 0.0020528 | 0.00051448 | 0 | 0 |  | 1 | TRUE | wye
15 | LV_1040-11_1_3_load_239 | 32 | 0.0019317 | 0.00048413 | 0 | 0 |  | 1 | TRUE | wye
16 | LV_1040-11_1_3_load_273 | 33 | 0.00093741 | 0.00023494 | 0 | 0 |  | 1 | TRUE | wye
17 | LV_1040-11_1_3_load_243 | 34 | 5.3387e-05 | 1.338e-05 | 0 | 0 |  | 1 | TRUE | wye
18 | LV_1040-11_1_3_load_121 | 35 | 0.0039014 | 0.00097778 | 0 | 0 |  | 1 | TRUE | wye
19 | LV_1040-11_1_3_load_122 | 36 | 0.0048844 | 0.0012241 | 0 | 0 |  | 1 | TRUE | wye
20 | LV_1040-11_1_3_load_123 | 37 | 0.0040542 | 0.0010161 | 0 | 0 |  | 1 | TRUE | wye
21 | LV_1040-11_1_3_load_125 | 38 | 0.0036059 | 0.00090372 | 0 | 0 |  | 1 | TRUE | wye
22 | LV_1040-11_1_3_load_211 | 39 | 0.0019267 | 0.00048288 | 0 | 0 |  | 1 | TRUE | wye
23 | LV_1040-11_1_3_load_214 | 43 | 0.0028959 | 0.00072579 | 0 | 0 |  | 1 | TRUE | wye
24 | LV_1040-11_1_3_load_143 | 44 | 0.0020394 | 0.00051113 | 0 | 0 |  | 1 | TRUE | wye
25 | LV_1040-11_1_3_load_139 | 45 | 0.00086004 | 0.00021555 | 0 | 0 |  | 1 | TRUE | wye
26 | LV_1040-11_1_3_load_247 | 47 | 0.0029675 | 0.00074372 | 0 | 0 |  | 1 | TRUE | wye
27 | LV_1040-11_1_3_load_140 | 49 | 0.0016064 | 0.0004026 | 0 | 0 |  | 1 | TRUE | wye
28 | LV_1040-11_1_3_load_141 | 50 | 0.0015722 | 0.00039403 | 0 | 0 |  | 1 | TRUE | wye
29 | LV_1040-11_1_3_load_144 | 51 | 0.00085963 | 0.00021544 | 0 | 0 |  | 1 | TRUE | wye
30 | LV_1040-11_1_3_load_147 | 53 | 0.0028315 | 0.00070964 | 0 | 0 |  | 1 | TRUE | wye
31 | LV_1040-11_1_3_load_181 | 54 | 0.0016055 | 0.00040238 | 0 | 0 |  | 1 | TRUE | wye
32 | LV_1040-11_1_3_load_145 | 55 | 0.0023957 | 0.00060043 | 0 | 0 |  | 1 | TRUE | wye
33 | LV_1040-11_1_3_load_179 | 56 | 0.0037165 | 0.00093145 | 0 | 0 |  | 1 | TRUE | wye
34 | LV_1040-11_1_3_load_180 | 57 | 0.0042389 | 0.0010624 | 0 | 0 |  | 1 | TRUE | wye
35 | LV_1040-11_1_3_load_176 | 58 | 0.00057191 | 0.00014333 | 0 | 0 |  | 1 | TRUE | wye
36 | LV_1040-11_1_3_load_148 | 59 | 0.0044897 | 0.0011252 | 0 | 0 |  | 1 | TRUE | wye
37 | LV_1040-11_1_3_load_149 | 60 | 0.0041408 | 0.0010378 | 0 | 0 |  | 1 | TRUE | wye
38 | LV_1040-11_1_3_load_152 | 63 | 0.0034839 | 0.00087314 | 0 | 0 |  | 1 | TRUE | wye
39 | LV_1040-11_1_3_load_153 | 64 | 0.0028473 | 0.00071359 | 0 | 0 |  | 1 | TRUE | wye
40 | LV_1040-11_1_3_load_154 | 65 | 0.0029145 | 0.00073044 | 0 | 0 |  | 1 | TRUE | wye
41 | LV_1040-11_1_3_load_155 | 66 | 0.0031759 | 0.00079596 | 0 | 0 |  | 1 | TRUE | wye
42 | LV_1040-11_1_3_load_217 | 67 | 0.0017323 | 0.00043416 | 0 | 0 |  | 1 | TRUE | wye
43 | LV_1040-11_1_3_load_226 | 68 | 0.0039241 | 0.00098346 | 0 | 0 |  | 1 | TRUE | wye
44 | LV_1040-11_1_3_load_175 | 69 | 9.5006e-05 | 2.3811e-05 | 0 | 0 |  | 1 | TRUE | wye
45 | LV_1040-11_1_3_load_177 | 71 | 0.0036591 | 0.00091705 | 0 | 0 |  | 1 | TRUE | wye
46 | LV_1040-11_1_3_load_219 | 73 | 0.0059127 | 0.0014819 | 0 | 0 |  | 1 | TRUE | wye
47 | LV_1040-11_1_3_load_218 | 74 | 0.0029468 | 0.00073853 | 0 | 0 |  | 1 | TRUE | wye
48 | LV_1040-11_1_3_load_182 | 75 | 0.002043 | 0.00051201 | 0 | 0 |  | 1 | TRUE | wye
49 | LV_1040-11_1_3_load_183 | 76 | 0.0013628 | 0.00034155 | 0 | 0 |  | 1 | TRUE | wye
50 | LV_1040-11_1_3_load_192 | 78 | 0.014363 | 0.0035998 | 0 | 0 |  | 1 | TRUE | wye
51 | LV_1040-11_1_3_load_229 | 85 | 0.0078176 | 0.0019593 | 0 | 0 |  | 1 | TRUE | wye
52 | LV_1040-11_1_3_load_222 | 87 | 0.006462 | 0.0016195 | 0 | 0 |  | 1 | TRUE | wye
53 | LV_1040-11_1_3_load_240 | 88 | 0.0039682 | 0.00099453 | 0 | 0 |  | 1 | TRUE | wye
54 | LV_1040-11_1_3_load_314 | 89 | 0.0021899 | 0.00054884 | 0 | 0 |  | 1 | TRUE | wye
55 | LV_1040-11_1_3_load_267 | 90 | 0.0078087 | 0.001957 | 0 | 0 |  | 1 | TRUE | wye
56 | LV_1040-11_1_3_load_292 | 91 | 0.0060158 | 0.0015077 | 0 | 0 |  | 1 | TRUE | wye
57 | LV_1040-11_1_3_load_275 | 92 | 0.0062281 | 0.0015609 | 0 | 0 |  | 1 | TRUE | wye
58 | LV_1040-11_1_3_load_208 | 94 | 0.001606 | 0.00040249 | 0 | 0 |  | 1 | TRUE | wye
59 | LV_1040-11_1_3_load_209 | 95 | 0.00085934 | 0.00021537 | 0 | 0 |  | 1 | TRUE | wye
60 | LV_1040-11_1_3_load_210 | 96 | 0.0015731 | 0.00039426 | 0 | 0 |  | 1 | TRUE | wye
61 | LV_1040-11_1_3_load_212 | 97 | 0.00085903 | 0.00021529 | 0 | 0 |  | 1 | TRUE | wye
62 | LV_1040-11_1_3_load_213 | 98 | 0.0016054 | 0.00040236 | 0 | 0 |  | 1 | TRUE | wye
63 | LV_1040-11_1_3_load_216 | 100 | 0.0036084 | 0.00090435 | 0 | 0 |  | 1 | TRUE | wye
64 | LV_1040-11_1_3_load_221 | 102 | 0.0017924 | 0.00044922 | 0 | 0 |  | 1 | TRUE | wye
65 | LV_1040-11_1_3_load_223 | 103 | 0.00081153 | 0.00020339 | 0 | 0 |  | 1 | TRUE | wye
66 | LV_1040-11_1_3_load_225 | 105 | 0.0013187 | 0.00033049 | 0 | 0 |  | 1 | TRUE | wye
67 | LV_1040-11_1_3_load_227 | 106 | 0.002999 | 0.00075161 | 0 | 0 |  | 1 | TRUE | wye
68 | LV_1040-11_1_3_load_272 | 107 | 0.0030191 | 0.00075665 | 0 | 0 |  | 1 | TRUE | wye
69 | LV_1040-11_1_3_load_252 | 108 | 0.001373 | 0.00034411 | 0 | 0 |  | 1 | TRUE | wye
70 | LV_1040-11_1_3_load_245 | 109 | 0.00013356 | 3.3473e-05 | 0 | 0 |  | 1 | TRUE | wye
71 | LV_1040-11_1_3_load_246 | 110 | 0.00022121 | 5.544e-05 | 0 | 0 |  | 1 | TRUE | wye
72 | LV_1040-11_1_3_load_284 | 111 | 0.00029596 | 7.4175e-05 | 0 | 0 |  | 1 | TRUE | wye
73 | LV_1040-11_1_3_load_268 | 113 | 0.0015031 | 0.00037671 | 0 | 0 |  | 1 | TRUE | wye
74 | LV_1040-11_1_3_load_255 | 114 | 0.0081456 | 0.0020415 | 0 | 0 |  | 1 | TRUE | wye
75 | LV_1040-11_1_3_load_269 | 115 | 0.0016027 | 0.00040167 | 0 | 0 |  | 1 | TRUE | wye
76 | LV_1040-11_1_3_load_270 | 116 | 0.00080163 | 0.00020091 | 0 | 0 |  | 1 | TRUE | wye
77 | LV_1040-11_1_3_load_271 | 117 | 0.00072117 | 0.00018074 | 0 | 0 |  | 1 | TRUE | wye
78 | LV_1040-11_1_3_load_274 | 118 | 0.0035505 | 0.00088984 | 0 | 0 |  | 1 | TRUE | wye
79 | LV_1040-11_1_3_load_294 | 119 | 0.0012301 | 0.00030829 | 0 | 0 |  | 1 | TRUE | wye
80 | LV_1040-11_1_3_load_310 | 120 | 0.00086898 | 0.00021779 | 0 | 0 |  | 1 | TRUE | wye
81 | LV_1040-11_1_3_load_309 | 121 | 0.00078316 | 0.00019628 | 0 | 0 |  | 1 | TRUE | wye
82 | LV_1040-11_1_3_load_277 | 122 | 0.00085963 | 0.00021544 | 0 | 0 |  | 1 | TRUE | wye
83 | LV_1040-11_1_3_load_278 | 123 | 0.0015731 | 0.00039426 | 0 | 0 |  | 1 | TRUE | wye
84 | LV_1040-11_1_3_load_279 | 124 | 0.0016071 | 0.00040279 | 0 | 0 |  | 1 | TRUE | wye
85 | LV_1040-11_1_3_load_283 | 125 | 0.0023127 | 0.00057962 | 0 | 0 |  | 1 | TRUE | wye
86 | LV_1040-11_1_3_load_313 | 126 | 0.0022544 | 0.000565 | 0 | 0 |  | 1 | TRUE | wye
87 | LV_1040-11_1_3_load_285 | 127 | 0.0005722 | 0.00014341 | 0 | 0 |  | 1 | TRUE | wye
88 | LV_1040-11_1_3_load_286 | 128 | 0.002169 | 0.0005436 | 0 | 0 |  | 1 | TRUE | wye
89 | LV_1040-11_1_3_load_288 | 129 | 0.0021684 | 0.00054346 | 0 | 0 |  | 1 | TRUE | wye
90 | LV_1040-11_1_3_load_289 | 130 | 0.00080042 | 0.0002006 | 0 | 0 |  | 1 | TRUE | wye
91 | LV_1040-11_1_3_load_290 | 131 | 0.0021223 | 0.00053189 | 0 | 0 |  | 1 | TRUE | wye
92 | LV_1040-11_1_3_load_291 | 132 | 0.00087107 | 0.00021831 | 0 | 0 |  | 1 | TRUE | wye
93 | LV_1040-11_1_3_load_305 | 133 | 0.00078151 | 0.00019587 | 0 | 0 |  | 1 | TRUE | wye
94 | LV_1040-11_1_3_load_293 | 134 | 0.0060775 | 0.0015232 | 0 | 0 |  | 1 | TRUE | wye
95 | LV_1040-11_1_3_load_302 | 135 | 0.0021981 | 0.0005509 | 0 | 0 |  | 1 | TRUE | wye
96 | LV_1040-11_1_3_load_303 | 136 | 0.0022366 | 0.00056055 | 0 | 0 |  | 1 | TRUE | wye
97 | LV_1040-11_1_3_load_304 | 137 | 0.0020575 | 0.00051565 | 0 | 0 |  | 1 | TRUE | wye
98 | LV_1040-11_1_3_load_312 | 138 | 0.00089119 | 0.00022335 | 0 | 0 |  | 1 | TRUE | wye
99 | LV_1040-11_1_3_load_306 | 139 | 0.0009099 | 0.00022804 | 0 | 0 |  | 1 | TRUE | wye
100 | LV_1040-11_1_3_load_307 | 140 | 0.00078167 | 0.00019591 | 0 | 0 |  | 1 | TRUE | wye
101 | LV_1040-11_1_3_load_308 | 141 | 0.00089858 | 0.00022521 | 0 | 0 |  | 1 | TRUE | wye
102 | LV_1040-11_1_3_load_311 | 142 | 0.00088847 | 0.00022267 | 0 | 0 |  | 1 | TRUE | wye

## ext_grid
| name | bus | vm_pu | va_degree | slack_weight | in_service
0 |  | 102 | 1 | 0 | 1 | TRUE

## line
| name | std_type | from_bus | to_bus | length_km | r_ohm_per_km | x_ohm_per_km | c_nf_per_km | g_us_per_km | max_i_ka | df | parallel | type | in_service
0 | LV_1040-11_1_3_line_0 |  | 0 | 1 | 0.018219 | 0.125 | 0.08 | 261 | 0 | 0.364 | 1 | 1 | cs | TRUE
1 | LV_1040-11_1_3_line_1 |  | 0 | 2 | 0.022335 | 0.125 | 0.08 | 261 | 0 | 0.364 | 1 | 1 | cs | TRUE
2 | LV_1040-11_1_3_line_2 |  | 0 | 3 | 0.015574 | 0.125 | 0.08 | 261 | 0 | 0.364 | 1 | 1 | cs | TRUE
3 | LV_1040-11_1_3_line_3 |  | 1 | 4 | 0.010402 | 0.125 | 0.08 | 261 | 0 | 0.364 | 1 | 1 | cs | TRUE
4 | LV_1040-11_1_3_line_4 |  | 2 | 39 | 0.015692 | 0.125 | 0.08 | 261 | 0 | 0.364 | 1 | 1 | cs | TRUE
5 | LV_1040-11_1_3_line_5 |  | 3 | 36 | 0.0076594 | 0.125 | 0.08 | 261 | 0 | 0.364 | 1 | 1 | cs | TRUE
6 | LV_1040-11_1_3_line_6 |  | 4 | 123 | 0.016542 | 0.125 | 0.08 | 261 | 0 | 0.364 | 1 | 1 | cs | TRUE
7 | LV_1040-11_1_3_line_7 |  | 5 | 6 | 0.007195 | 0.125 | 0.08 | 261 | 0 | 0.364 | 1 | 1 | cs | TRUE
8 | LV_1040-11_1_3_line_8 |  | 5 | 7 | 0.006383 | 0.125 | 0.08 | 261 | 0 | 0.364 | 1 | 1 | cs | TRUE
9 | LV_1040-11_1_3_line_9 |  | 6 | 90 | 0.02929 | 0.125 | 0.08 | 261 | 0 | 0.364 | 1 | 1 | cs | TRUE
10 | LV_1040-11_1_3_line_10 |  | 6 | 8 | 0.019555 | 0.125 | 0.08 | 261 | 0 | 0.364 | 1 | 1 | cs | TRUE
11 | LV_1040-11_1_3_line_11 |  | 7 | 86 | 0.01811 | 0.125 | 0.08 | 261 | 0 | 0.364 | 1 | 1 | cs | TRUE
12 | LV_1040-11_1_3_line_12 |  | 7 | 114 | 0.0054427 | 0.125 | 0.08 | 261 | 0 | 0.364 | 1 | 1 | cs | TRUE
13 | LV_1040-11_1_3_line_13 |  | 8 | 9 | 0.039342 | 0.125 | 0.08 | 261 | 0 | 0.364 | 1 | 1 | cs | TRUE
14 | LV_1040-11_1_3_line_14 |  | 8 | 10 | 0.012062 | 0.125 | 0.08 | 261 | 0 | 0.364 | 1 | 1 | cs | TRUE
15 | LV_1040-11_1_3_line_15 |  | 11 | 12 | 0.0073724 | 0.125 | 0.08 | 261 | 0 | 0.364 | 1 | 1 | cs | TRUE
16 | LV_1040-11_1_3_line_16 |  | 12 | 13 | 0.01707 | 0.125 | 0.08 | 261 | 0 | 0.364 | 1 | 1 | cs | TRUE
17 | LV_1040-11_1_3_line_17 |  | 13 | 14 | 0.054629 | 0.125 | 0.08 | 261 | 0 | 0.364 | 1 | 1 | cs | TRUE
18 | LV_1040-11_1_3_line_18 |  | 14 | 34 | 0.11034 | 0.125 | 0.08 | 261 | 0 | 0.364 | 1 | 1 | cs | TRUE
19 | LV_1040-11_1_3_line_19 |  | 15 | 16 | 0.030589 | 0.125 | 0.08 | 261 | 0 | 0.364 | 1 | 1 | cs | TRUE
20 | LV_1040-11_1_3_line_20 |  | 15 | 17 | 0.052307 | 0.125 | 0.08 | 261 | 0 | 0.364 | 1 | 1 | cs | TRUE
21 | LV_1040-11_1_3_line_21 |  | 16 | 125 | 0.0089177 | 0.125 | 0.08 | 261 | 0 | 0.364 | 1 | 1 | cs | TRUE
22 | LV_1040-11_1_3_line_22 |  | 16 | 18 | 0.050592 | 0.125 | 0.08 | 261 | 0 | 0.364 | 1 | 1 | cs | TRUE
23 | LV_1040-11_1_3_line_23 |  | 18 | 19 | 0.051284 | 0.125 | 0.08 | 261 | 0 | 0.364 | 1 | 1 | cs | TRUE
24 | LV_1040-11_1_3_line_24 |  | 18 | 20 | 0.020391 | 0.125 | 0.08 | 261 | 0 | 0.364 | 1 | 1 | cs | TRUE
25 | LV_1040-11_1_3_line_25 |  | 19 | 33 | 0.048919 | 0.125 | 0.08 | 261 | 0 | 0.364 | 1 | 1 | cs | TRUE
26 | LV_1040-11_1_3_line_26 |  | 20 | 21 | 0.020527 | 0.125 | 0.08 | 261 | 0 | 0.364 | 1 | 1 | cs | TRUE
27 | LV_1040-11_1_3_line_27 |  | 21 | 22 | 0.040533 | 0.125 | 0.08 | 261 | 0 | 0.364 | 1 | 1 | cs | TRUE
28 | LV_1040-11_1_3_line_28 |  | 22 | 113 | 0.015705 | 0.125 | 0.08 | 261 | 0 | 0.364 | 1 | 1 | cs | TRUE
29 | LV_1040-11_1_3_line_29 |  | 23 | 24 | 0.018438 | 0.125 | 0.08 | 261 | 0 | 0.364 | 1 | 1 | cs | TRUE
30 | LV_1040-11_1_3_line_30 |  | 23 | 25 | 0.050772 | 0.125 | 0.08 | 261 | 0 | 0.364 | 1 | 1 | cs | TRUE
31 | LV_1040-11_1_3_line_31 |  | 23 | 26 | 0.013171 | 0.125 | 0.08 | 261 | 0 | 0.364 | 1 | 1 | cs | TRUE
32 | LV_1040-11_1_3_line_32 |  | 23 | 27 | 0.009265 | 0.125 | 0.08 | 261 | 0 | 0.364 | 1 | 1 | cs | TRUE
33 | LV_1040-11_1_3_line_33 |  | 25 | 108 | 0.019563 | 0.125 | 0.08 | 261 | 0 | 0.364 | 1 | 1 | cs | TRUE
34 | LV_1040-11_1_3_line_34 |  | 26 | 28 | 0.017159 | 0.125 | 0.08 | 261 | 0 | 0.364 | 1 | 1 | cs | TRUE
35 | LV_1040-11_1_3_line_35 |  | 26 | 29 | 0.03206 | 0.125 | 0.08 | 261 | 0 | 0.364 | 1 | 1 | cs | TRUE
36 | LV_1040-11_1_3_line_36 |  | 27 | 32 | 0.015167 | 0.125 | 0.08 | 261 | 0 | 0.364 | 1 | 1 | cs | TRUE
37 | LV_1040-11_1_3_line_37 |  | 28 | 107 | 0.034852 | 0.125 | 0.08 | 261 | 0 | 0.364 | 1 | 1 | cs | TRUE
38 | LV_1040-11_1_3_line_38 |  | 29 | 30 | 0.030853 | 0.125 | 0.08 | 261 | 0 | 0.364 | 1 | 1 | cs | TRUE
39 | LV_1040-11_1_3_line_39 |  | 29 | 31 | 0.031607 | 0.125 | 0.08 | 261 | 0 | 0.364 | 1 | 1 | cs | TRUE
40 | LV_1040-11_1_3_line_40 |  | 30 | 93 | 0.0069532 | 0.125 | 0.08 | 261 | 0 | 0.364 | 1 | 1 | cs | TRUE
41 | LV_1040-11_1_3_line_41 |  | 31 | 82 | 0.024794 | 0.125 | 0.08 | 261 | 0 | 0.364 | 1 | 1 | cs | TRUE
42 | LV_1040-11_1_3_line_42 |  | 31 | 78 | 0.025967 | 0.125 | 0.08 | 261 | 0 | 0.364 | 1 | 1 | cs | TRUE
43 | LV_1040-11_1_3_line_43 |  | 33 | 118 | 0.02485 | 0.125 | 0.08 | 261 | 0 | 0.364 | 1 | 1 | cs | TRUE
44 | LV_1040-11_1_3_line_44 |  | 34 | 70 | 0.017185 | 0.125 | 0.08 | 261 | 0 | 0.364 | 1 | 1 | cs | TRUE
45 | LV_1040-11_1_3_line_45 |  | 35 | 36 | 0.017301 | 0.125 | 0.08 | 261 | 0 | 0.364 | 1 | 1 | cs | TRUE
46 | LV_1040-11_1_3_line_46 |  | 35 | 37 | 0.0075785 | 0.125 | 0.08 | 261 | 0 | 0.364 | 1 | 1 | cs | TRUE
47 | LV_1040-11_1_3_line_47 |  | 37 | 38 | 0.026311 | 0.125 | 0.08 | 261 | 0 | 0.364 | 1 | 1 | cs | TRUE
48 | LV_1040-11_1_3_line_48 |  | 39 | 95 | 0.0088044 | 0.125 | 0.08 | 261 | 0 | 0.364 | 1 | 1 | cs | TRUE
49 | LV_1040-11_1_3_line_49 |  | 40 | 41 | 0.028238 | 0.125 | 0.08 | 261 | 0 | 0.364 | 1 | 1 | cs | TRUE
50 | LV_1040-11_1_3_line_50 |  | 40 | 42 | 0.006816 | 0.125 | 0.08 | 261 | 0 | 0.364 | 1 | 1 | cs | TRUE
51 | LV_1040-11_1_3_line_51 |  | 40 | 43 | 0.018681 | 0.125 | 0.08 | 261 | 0 | 0.364 | 1 | 1 | cs | TRUE
52 | LV_1040-11_1_3_line_52 |  | 41 | 44 | 0.0047992 | 0.125 | 0.08 | 261 | 0 | 0.364 | 1 | 1 | cs | TRUE
53 | LV_1040-11_1_3_line_53 |  | 41 | 45 | 0.014828 | 0.125 | 0.08 | 261 | 0 | 0.364 | 1 | 1 | cs | TRUE
54 | LV_1040-11_1_3_line_54 |  | 42 | 57 | 0.013802 | 0.125 | 0.08 | 261 | 0 | 0.364 | 1 | 1 | cs | TRUE
55 | LV_1040-11_1_3_line_55 |  | 42 | 52 | 0.004149 | 0.125 | 0.08 | 261 | 0 | 0.364 | 1 | 1 | cs | TRUE
56 | LV_1040-11_1_3_line_56 |  | 43 | 99 | 0.019111 | 0.125 | 0.08 | 261 | 0 | 0.364 | 1 | 1 | cs | TRUE
57 | LV_1040-11_1_3_line_57 |  | 45 | 49 | 0.0078001 | 0.125 | 0.08 | 261 | 0 | 0.364 | 1 | 1 | cs | TRUE
58 | LV_1040-11_1_3_line_58 |  | 46 | 47 | 0.013611 | 0.125 | 0.08 | 261 | 0 | 0.364 | 1 | 1 | cs | TRUE
59 | LV_1040-11_1_3_line_59 |  | 46 | 48 | 0.19165 | 0.125 | 0.08 | 261 | 0 | 0.364 | 1 | 1 | cs | TRUE
60 | LV_1040-11_1_3_line_60 |  | 47 | 112 | 0.024266 | 0.125 | 0.08 | 261 | 0 | 0.364 | 1 | 1 | cs | TRUE
61 | LV_1040-11_1_3_line_61 |  | 48 | 69 | 0.19334 | 0.125 | 0.08 | 261 | 0 | 0.364 | 1 | 1 | cs | TRUE
62 | LV_1040-11_1_3_line_62 |  | 49 | 50 | 0.015184 | 0.125 | 0.08 | 261 | 0 | 0.364 | 1 | 1 | cs | TRUE
63 | LV_1040-11_1_3_line_63 |  | 50 | 51 | 0.0077505 | 0.125 | 0.08 | 261 | 0 | 0.364 | 1 | 1 | cs | TRUE
64 | LV_1040-11_1_3_line_64 |  | 51 | 54 | 0.0074998 | 0.125 | 0.08 | 261 | 0 | 0.364 | 1 | 1 | cs | TRUE
65 | LV_1040-11_1_3_line_65 |  | 52 | 53 | 0.013303 | 0.125 | 0.08 | 261 | 0 | 0.364 | 1 | 1 | cs | TRUE
66 | LV_1040-11_1_3_line_66 |  | 53 | 58 | 0.024269 | 0.125 | 0.08 | 261 | 0 | 0.364 | 1 | 1 | cs | TRUE
67 | LV_1040-11_1_3_line_67 |  | 54 | 75 | 0.015776 | 0.125 | 0.08 | 261 | 0 | 0.364 | 1 | 1 | cs | TRUE
68 | LV_1040-11_1_3_line_68 |  | 55 | 56 | 0.0080559 | 0.125 | 0.08 | 261 | 0 | 0.364 | 1 | 1 | cs | TRUE
69 | LV_1040-11_1_3_line_69 |  | 56 | 74 | 0.0029582 | 0.125 | 0.08 | 261 | 0 | 0.364 | 1 | 1 | cs | TRUE
70 | LV_1040-11_1_3_line_70 |  | 57 | 74 | 0.011584 | 0.125 | 0.08 | 261 | 0 | 0.364 | 1 | 1 | cs | TRUE
71 | LV_1040-11_1_3_line_71 |  | 58 | 71 | 0.0014645 | 0.125 | 0.08 | 261 | 0 | 0.364 | 1 | 1 | cs | TRUE
72 | LV_1040-11_1_3_line_72 |  | 59 | 60 | 0.015207 | 0.125 | 0.08 | 261 | 0 | 0.364 | 1 | 1 | cs | TRUE
73 | LV_1040-11_1_3_line_73 |  | 60 | 61 | 0.022971 | 0.125 | 0.08 | 261 | 0 | 0.364 | 1 | 1 | cs | TRUE
74 | LV_1040-11_1_3_line_74 |  | 60 | 62 | 0.003786 | 0.125 | 0.08 | 261 | 0 | 0.364 | 1 | 1 | cs | TRUE
75 | LV_1040-11_1_3_line_75 |  | 61 | 63 | 0.010873 | 0.125 | 0.08 | 261 | 0 | 0.364 | 1 | 1 | cs | TRUE
76 | LV_1040-11_1_3_line_76 |  | 61 | 64 | 0.0064574 | 0.125 | 0.08 | 261 | 0 | 0.364 | 1 | 1 | cs | TRUE
77 | LV_1040-11_1_3_line_77 |  | 62 | 65 | 0.013408 | 0.125 | 0.08 | 261 | 0 | 0.364 | 1 | 1 | cs | TRUE
78 | LV_1040-11_1_3_line_78 |  | 62 | 66 | 0.0058591 | 0.125 | 0.08 | 261 | 0 | 0.364 | 1 | 1 | cs | TRUE
79 | LV_1040-11_1_3_line_79 |  | 64 | 67 | 0.011635 | 0.125 | 0.08 | 261 | 0 | 0.364 | 1 | 1 | cs | TRUE
80 | LV_1040-11_1_3_line_80 |  | 65 | 68 | 0.018099 | 0.125 | 0.08 | 261 | 0 | 0.364 | 1 | 1 | cs | TRUE
81 | LV_1040-11_1_3_line_81 |  | 67 | 99 | 0.0058761 | 0.125 | 0.08 | 261 | 0 | 0.364 | 1 | 1 | cs | TRUE
82 | LV_1040-11_1_3_line_82 |  | 68 | 106 | 0.012667 | 0.125 | 0.08 | 261 | 0 | 0.364 | 1 | 1 | cs | TRUE
83 | LV_1040-11_1_3_line_83 |  | 69 | 70 | 0.021793 | 0.125 | 0.08 | 261 | 0 | 0.364 | 1 | 1 | cs | TRUE
84 | LV_1040-11_1_3_line_84 |  | 70 | 109 | 0.010174 | 0.125 | 0.08 | 261 | 0 | 0.364 | 1 | 1 | cs | TRUE
85 | LV_1040-11_1_3_line_85 |  | 71 | 72 | 0.022285 | 0.125 | 0.08 | 261 | 0 | 0.364 | 1 | 1 | cs | TRUE
86 | LV_1040-11_1_3_line_86 |  | 72 | 73 | 0.027498 | 0.125 | 0.08 | 261 | 0 | 0.364 | 1 | 1 | cs | TRUE
87 | LV_1040-11_1_3_line_87 |  | 73 | 101 | 0.0087234 | 0.125 | 0.08 | 261 | 0 | 0.364 | 1 | 1 | cs | TRUE
88 | LV_1040-11_1_3_line_88 |  | 75 | 76 | 0.0078096 | 0.125 | 0.08 | 261 | 0 | 0.364 | 1 | 1 | cs | TRUE
89 | LV_1040-11_1_3_line_89 |  | 76 | 77 | 0.010063 | 0.125 | 0.08 | 261 | 0 | 0.364 | 1 | 1 | cs | TRUE
90 | LV_1040-11_1_3_line_90 |  | 77 | 105 | 0.00041463 | 0.125 | 0.08 | 261 | 0 | 0.364 | 1 | 1 | cs | TRUE
91 | LV_1040-11_1_3_line_91 |  | 77 | 98 | 0.020622 | 0.125 | 0.08 | 261 | 0 | 0.364 | 1 | 1 | cs | TRUE
92 | LV_1040-11_1_3_line_92 |  | 79 | 80 | 0.063883 | 0.125 | 0.08 | 261 | 0 | 0.364 | 1 | 1 | cs | TRUE
93 | LV_1040-11_1_3_line_93 |  | 79 | 81 | 0.047134 | 0.125 | 0.08 | 261 | 0 | 0.364 | 1 | 1 | cs | TRUE
94 | LV_1040-11_1_3_line_94 |  | 80 | 90 | 0.0012993 | 0.125 | 0.08 | 261 | 0 | 0.364 | 1 | 1 | cs | TRUE
95 | LV_1040-11_1_3_line_95 |  | 80 | 91 | 0.031626 | 0.125 | 0.08 | 261 | 0 | 0.364 | 1 | 1 | cs | TRUE
96 | LV_1040-11_1_3_line_96 |  | 81 | 92 | 0.016456 | 0.125 | 0.08 | 261 | 0 | 0.364 | 1 | 1 | cs | TRUE
97 | LV_1040-11_1_3_line_97 |  | 82 | 88 | 0.011315 | 0.125 | 0.08 | 261 | 0 | 0.364 | 1 | 1 | cs | TRUE
98 | LV_1040-11_1_3_line_98 |  | 82 | 86 | 0.014701 | 0.125 | 0.08 | 261 | 0 | 0.364 | 1 | 1 | cs | TRUE
99 | LV_1040-11_1_3_line_99 |  | 83 | 84 | 0.10679 | 0.125 | 0.08 | 261 | 0 | 0.364 | 1 | 1 | cs | TRUE
100 | LV_1040-11_1_3_line_100 |  | 83 | 85 | 0.093605 | 0.125 | 0.08 | 261 | 0 | 0.364 | 1 | 1 | cs | TRUE
101 | LV_1040-11_1_3_line_101 |  | 84 | 89 | 0.010827 | 0.125 | 0.08 | 261 | 0 | 0.364 | 1 | 1 | cs | TRUE
102 | LV_1040-11_1_3_line_102 |  | 85 | 93 | 0.021364 | 0.125 | 0.08 | 261 | 0 | 0.364 | 1 | 1 | cs | TRUE
103 | LV_1040-11_1_3_line_103 |  | 86 | 87 | 0.029475 | 0.125 | 0.08 | 261 | 0 | 0.364 | 1 | 1 | cs | TRUE
104 | LV_1040-11_1_3_line_104 |  | 87 | 101 | 0.011769 | 0.125 | 0.08 | 261 | 0 | 0.364 | 1 | 1 | cs | TRUE
105 | LV_1040-11_1_3_line_105 |  | 91 | 134 | 0.020204 | 0.125 | 0.08 | 261 | 0 | 0.364 | 1 | 1 | cs | TRUE
106 | LV_1040-11_1_3_line_106 |  | 94 | 95 | 0.0078092 | 0.125 | 0.08 | 261 | 0 | 0.364 | 1 | 1 | cs | TRUE
107 | LV_1040-11_1_3_line_107 |  | 94 | 96 | 0.017131 | 0.125 | 0.08 | 261 | 0 | 0.364 | 1 | 1 | cs | TRUE
108 | LV_1040-11_1_3_line_108 |  | 96 | 97 | 0.0077441 | 0.125 | 0.08 | 261 | 0 | 0.364 | 1 | 1 | cs | TRUE
109 | LV_1040-11_1_3_line_109 |  | 97 | 98 | 0.0076793 | 0.125 | 0.08 | 261 | 0 | 0.364 | 1 | 1 | cs | TRUE
110 | LV_1040-11_1_3_line_110 |  | 99 | 100 | 0.013927 | 0.125 | 0.08 | 261 | 0 | 0.364 | 1 | 1 | cs | TRUE
111 | LV_1040-11_1_3_line_111 |  | 101 | 102 | 0.019171 | 0.125 | 0.08 | 261 | 0 | 0.364 | 1 | 2 | cs | TRUE
112 | LV_1040-11_1_3_line_112 |  | 102 | 103 | 0.012264 | 0.125 | 0.08 | 261 | 0 | 0.364 | 1 | 1 | cs | TRUE
113 | LV_1040-11_1_3_line_113 |  | 103 | 104 | 0.057357 | 0.125 | 0.08 | 261 | 0 | 0.364 | 1 | 1 | cs | TRUE
114 | LV_1040-11_1_3_line_114 |  | 104 | 130 | 0.014003 | 0.125 | 0.08 | 261 | 0 | 0.364 | 1 | 1 | cs | TRUE
115 | LV_1040-11_1_3_line_115 |  | 104 | 127 | 0.029202 | 0.125 | 0.08 | 261 | 0 | 0.364 | 1 | 1 | cs | TRUE
116 | LV_1040-11_1_3_line_116 |  | 107 | 117 | 0.016457 | 0.125 | 0.08 | 261 | 0 | 0.364 | 1 | 1 | cs | TRUE
117 | LV_1040-11_1_3_line_117 |  | 109 | 110 | 0.012333 | 0.125 | 0.08 | 261 | 0 | 0.364 | 1 | 1 | cs | TRUE
118 | LV_1040-11_1_3_line_118 |  | 110 | 111 | 0.033918 | 0.125 | 0.08 | 261 | 0 | 0.364 | 1 | 1 | cs | TRUE
119 | LV_1040-11_1_3_line_119 |  | 112 | 120 | 0.029956 | 0.125 | 0.08 | 261 | 0 | 0.364 | 1 | 1 | cs | TRUE
120 | LV_1040-11_1_3_line_120 |  | 112 | 121 | 0.023972 | 0.125 | 0.08 | 261 | 0 | 0.364 | 1 | 1 | cs | TRUE
121 | LV_1040-11_1_3_line_121 |  | 113 | 115 | 0.016099 | 0.125 | 0.08 | 261 | 0 | 0.364 | 1 | 1 | cs | TRUE
122 | LV_1040-11_1_3_line_122 |  | 116 | 117 | 0.0096817 | 0.125 | 0.08 | 261 | 0 | 0.364 | 1 | 1 | cs | TRUE
123 | LV_1040-11_1_3_line_123 |  | 118 | 119 | 0.016092 | 0.125 | 0.08 | 261 | 0 | 0.364 | 1 | 1 | cs | TRUE
124 | LV_1040-11_1_3_line_124 |  | 120 | 142 | 0.033123 | 0.125 | 0.08 | 261 | 0 | 0.364 | 1 | 1 | cs | TRUE
125 | LV_1040-11_1_3_line_125 |  | 121 | 141 | 0.020657 | 0.125 | 0.08 | 261 | 0 | 0.364 | 1 | 1 | cs | TRUE
126 | LV_1040-11_1_3_line_126 |  | 122 | 123 | 0.0077503 | 0.125 | 0.08 | 261 | 0 | 0.364 | 1 | 1 | cs | TRUE
127 | LV_1040-11_1_3_line_127 |  | 122 | 124 | 0.0027771 | 0.125 | 0.08 | 261 | 0 | 0.364 | 1 | 1 | cs | TRUE
128 | LV_1040-11_1_3_line_128 |  | 125 | 126 | 0.029789 | 0.125 | 0.08 | 261 | 0 | 0.364 | 1 | 1 | cs | TRUE
129 | LV_1040-11_1_3_line_129 |  | 126 | 131 | 0.034071 | 0.125 | 0.08 | 261 | 0 | 0.364 | 1 | 1 | cs | TRUE
130 | LV_1040-11_1_3_line_130 |  | 127 | 128 | 0.02377 | 0.125 | 0.08 | 261 | 0 | 0.364 | 1 | 1 | cs | TRUE
131 | LV_1040-11_1_3_line_131 |  | 128 | 129 | 0.016439 | 0.125 | 0.08 | 261 | 0 | 0.364 | 1 | 1 | cs | TRUE
132 | LV_1040-11_1_3_line_132 |  | 129 | 131 | 0.021763 | 0.125 | 0.08 | 261 | 0 | 0.364 | 1 | 1 | cs | TRUE
133 | LV_1040-11_1_3_line_133 |  | 130 | 132 | 0.0096407 | 0.125 | 0.08 | 261 | 0 | 0.364 | 1 | 1 | cs | TRUE
134 | LV_1040-11_1_3_line_134 |  | 132 | 133 | 0.01611 | 0.125 | 0.08 | 261 | 0 | 0.364 | 1 | 1 | cs | TRUE
135 | LV_1040-11_1_3_line_135 |  | 133 | 139 | 0.0094127 | 0.125 | 0.08 | 261 | 0 | 0.364 | 1 | 1 | cs | TRUE
136 | LV_1040-11_1_3_line_136 |  | 135 | 136 | 0.031375 | 0.125 | 0.08 | 261 | 0 | 0.364 | 1 | 1 | cs | TRUE
137 | LV_1040-11_1_3_line_137 |  | 136 | 137 | 0.0012389 | 0.125 | 0.08 | 261 | 0 | 0.364 | 1 | 1 | cs | TRUE
138 | LV_1040-11_1_3_line_138 |  | 137 | 138 | 0.023668 | 0.125 | 0.08 | 261 | 0 | 0.364 | 1 | 1 | cs | TRUE
139 | LV_1040-11_1_3_line_139 |  | 138 | 142 | 0.0067503 | 0.125 | 0.08 | 261 | 0 | 0.364 | 1 | 1 | cs | TRUE
140 | LV_1040-11_1_3_line_140 |  | 139 | 140 | 0.015008 | 0.125 | 0.08 | 261 | 0 | 0.364 | 1 | 1 | cs | TRUE
141 | LV_1040-11_1_3_line_141 |  | 140 | 141 | 0.0085339 | 0.125 | 0.08 | 261 | 0 | 0.364 | 1 | 1 | cs | TRUE

## trafo
| name | std_type | hv_bus | lv_bus | sn_mva | vn_hv_kv | vn_lv_kv | vk_percent | vkr_percent | pfe_kw | i0_percent | shift_degree | tap_side | tap_neutral | tap_min | tap_max | tap_step_percent | tap_step_degree | tap_pos | tap_phase_shifter | parallel | df | in_service
0 | LV_1040-11_1_3_trafo_221 | 0.63 MVA 20/0.4 kV | 143 | 102 | 0.63 | 20 | 0.4 | 6 | 1.206 | 1.65 | 0.2619 | 150 | hv | 0 | -2 | 2 | 2.5 | 0 | 0 | FALSE | 1 | 1 | TRUE

## line_geodata
| x0 | y0 | x1 | y1 | x2 | y2 | x3 | y3 | x4 | y4 | x5 | y5 | x6 | y6 | x7 | y7 | x8 | y8 | x9 | y9 | x10 | y10 | x11 | y11 | x12 | y12
0 | 2662817.6405 | 1217096.9531 | 2662821.3911 | 1217099.0828 | 2662809.8909 | 1217106.8999
1 | 2662789.4049 | 1217110.8643 | 2662793.5488 | 1217113.1316 | 2662802.1807 | 1217110.9434 | 2662805.8755 | 1217109.0033 | 2662809.8909 | 1217106.8999
2 | 2662809.8909 | 1217106.8999 | 2662821.7648 | 1217116.9769
3 | 2662817.6405 | 1217096.9531 | 2662808.5924 | 1217091.8207
4 | 2662789.4049 | 1217110.8643 | 2662775.6379 | 1217103.333
5 | 2662827.6046 | 1217121.933 | 2662821.7648 | 1217116.9769
6 | 2662808.5924 | 1217091.8207 | 2662794.2039 | 1217083.659
7 | 2662661.4156 | 1217047.5562 | 2662661.5975 | 1217040.3647
8 | 2662661.4156 | 1217047.5562 | 2662661.2574 | 1217053.9363
9 | 2662661.5975 | 1217040.3647 | 2662657.1003 | 1217039.9172 | 2662653.4571 | 1217038.4002 | 2662649.1708 | 1217034.4972 | 2662643.1705 | 1217031.8769 | 2662640.8051 | 1217030.1288 | 2662637.3208 | 1217025.8236
10 | 2662661.5975 | 1217040.3647 | 2662681.1533 | 1217041.849
11 | 2662661.2574 | 1217053.9363 | 2662654.1592 | 1217054.651 | 2662647.6694 | 1217058.8854 | 2662644.6276 | 1217060.0876
12 | 2662661.2574 | 1217053.9363 | 2662666.6949 | 1217053.6973
13 | 2662681.1533 | 1217041.849 | 2662689.6222 | 1217042.1716 | 2662701.1321 | 1217041.3699 | 2662716.3223 | 1217041.4408 | 2662720.4452 | 1217041.7977
14 | 2662681.1533 | 1217041.849 | 2662690.0306 | 1217033.6831
15 | 2662501.5736 | 1217682.9446 | 2662506.7933 | 1217677.7382
16 | 2662518.879 | 1217665.6832 | 2662506.7933 | 1217677.7382
17 | 2662557.5569 | 1217627.1038 | 2662518.879 | 1217665.6832
18 | 2662557.5569 | 1217627.1038 | 2662542.7031 | 1217612.4833 | 2662509.8935 | 1217580.7861 | 2662474.1268 | 1217555.3735
19 | 2662492.5315 | 1217274.0466 | 2662470.6109 | 1217295.4413
20 | 2662470.6109 | 1217295.4413 | 2662513.3061 | 1217325.6597
21 | 2662492.5315 | 1217274.0466 | 2662498.9136 | 1217267.8182
22 | 2662492.5315 | 1217274.0466 | 2662452.8399 | 1217242.5333
23 | 2662423.6693 | 1217257.4371 | 2662430.1809 | 1217259.0618 | 2662434.2469 | 1217260.0717 | 2662440.182 | 1217251.5063 | 2662442.8441 | 1217260.4398 | 2662445.5402 | 1217257.4328 | 2662446.687 | 1217255.2101 | 2662450.0219 | 1217247.7515 | 2662452.8399 | 1217242.5333
24 | 2662452.8399 | 1217242.5333 | 2662457.2298 | 1217236.5423 | 2662465.4724 | 1217226.5366
25 | 2662423.6693 | 1217257.4371 | 2662386.0911 | 1217248.0713 | 2662375.9962 | 1217246.6746
26 | 2662479.2288 | 1217211.3015 | 2662465.6112 | 1217226.3682 | 2662465.4724 | 1217226.5366
27 | 2662479.2288 | 1217211.3015 | 2662491.052 | 1217221.8542 | 2662499.1656 | 1217229.2439 | 2662506.6516 | 1217229.1667 | 2662511.0818 | 1217224.794
28 | 2662522.2591 | 1217213.7615 | 2662511.0818 | 1217224.794
29 | 2662571.0815 | 1217115.5609 | 2662572.1423 | 1217116.4726 | 2662585.1287 | 1217127.5038
30 | 2662571.0815 | 1217115.5609 | 2662535.9318 | 1217152.1983
31 | 2662567.5433 | 1217106.9295 | 2662571.0462 | 1217109.5234 | 2662567.8611 | 1217112.8142 | 2662571.0815 | 1217115.5609
32 | 2662577.5059 | 1217108.8686 | 2662571.0815 | 1217115.5609
33 | 2662522.388 | 1217166.3154 | 2662535.9318 | 1217152.1983
34 | 2662567.5433 | 1217106.9295 | 2662561.7321 | 1217113.0612 | 2662555.7887 | 1217119.4295
35 | 2662589.9297 | 1217083.9279 | 2662580.4866 | 1217093.2346 | 2662567.5433 | 1217106.9295
36 | 2662577.5059 | 1217108.8686 | 2662588.7278 | 1217098.6655
37 | 2662531.8212 | 1217144.7296 | 2662535.0992 | 1217141.4216 | 2662546.6065 | 1217129.2681 | 2662555.7887 | 1217119.4295
38 | 2662589.9297 | 1217083.9279 | 2662585.0709 | 1217079.6076 | 2662577.3853 | 1217077.7035 | 2662567.7234 | 1217078.2135 | 2662561.6677 | 1217081.2132
39 | 2662589.9297 | 1217083.9279 | 2662595.284 | 1217078.6586 | 2662609.7043 | 1217066.7471 | 2662613.6983 | 1217063.0534
40 | 2662555.437 | 1217084.2995 | 2662561.6677 | 1217081.2132
41 | 2662613.6983 | 1217063.0534 | 2662617.127 | 1217067.6478 | 2662626.5794 | 1217059.631 | 2662630.8299 | 1217064.7677
42 | 2662613.6983 | 1217063.0534 | 2662598.2049 | 1217042.2155
43 | 2662375.9962 | 1217246.6746 | 2662351.3804 | 1217243.2689
44 | 2662460.118 | 1217545.4202 | 2662474.1268 | 1217555.3735
45 | 2662840.7956 | 1217133.1279 | 2662827.6046 | 1217121.933
46 | 2662840.7956 | 1217133.1279 | 2662846.5738 | 1217138.0317
47 | 2662867.2945 | 1217154.1809 | 2662859.3704 | 1217148.8919 | 2662846.5738 | 1217138.0317
48 | 2662775.6379 | 1217103.333 | 2662767.9138 | 1217099.1075
49 | 2662758.1449 | 1217123.6209 | 2662761.3215 | 1217125.4666 | 2662747.4583 | 1217145.7444
50 | 2662743.4299 | 1217151.2499 | 2662747.4583 | 1217145.7444
51 | 2662747.4583 | 1217145.7444 | 2662763.3979 | 1217155.4858
52 | 2662758.1449 | 1217123.6209 | 2662761.4078 | 1217120.8758 | 2662761.889 | 1217120.6416
53 | 2662758.1449 | 1217123.6209 | 2662745.3249 | 1217116.1699
54 | 2662743.4299 | 1217151.2499 | 2662735.2887 | 1217162.3954
55 | 2662739.8847 | 1217149.0779 | 2662743.4299 | 1217151.2499
56 | 2662779.7046 | 1217165.4517 | 2662763.3979 | 1217155.4858
57 | 2662738.5811 | 1217112.2504 | 2662745.3249 | 1217116.1699
58 | 2662713.07 | 1217271.0939 | 2662707.0515 | 1217259.4122 | 2662706.6115 | 1217259.2463
59 | 2662713.07 | 1217271.0939 | 2662681.1441 | 1217280.8642 | 2662658.4612 | 1217292.3885 | 2662632.0004 | 1217302.9615 | 2662622.5413 | 1217308.043 | 2662615.1194 | 1217313.5908 | 2662612.1358 | 1217356.9531 | 2662613.3134 | 1217398.0354
60 | 2662683.906 | 1217250.6856 | 2662706.6115 | 1217259.2463
61 | 2662613.3134 | 1217398.0354 | 2662599.8007 | 1217406.7323 | 2662569.4305 | 1217436.8655 | 2662535.4712 | 1217457.4887 | 2662503.1848 | 1217487.2687 | 2662479.3389 | 1217514.2577 | 2662471.5586 | 1217526.8717
62 | 2662738.5811 | 1217112.2504 | 2662725.4532 | 1217104.6205
63 | 2662718.7522 | 1217100.7259 | 2662725.4532 | 1217104.6205
64 | 2662712.1831 | 1217097.1099 | 2662716.3356 | 1217099.3214 | 2662718.7522 | 1217100.7259
65 | 2662739.8847 | 1217149.0779 | 2662728.5432 | 1217142.1255
66 | 2662728.5432 | 1217142.1255 | 2662707.8525 | 1217129.4421
67 | 2662712.1831 | 1217097.1099 | 2662703.3659 | 1217092.414 | 2662703.1278 | 1217091.233 | 2662705.3601 | 1217087.2322
68 | 2662725.813 | 1217170.4209 | 2662725.813 | 1217170.4209 | 2662730.2473 | 1217163.6952
69 | 2662725.813 | 1217170.4209 | 2662728.4561 | 1217171.7495 | 2662728.4561 | 1217171.7495
70 | 2662728.4561 | 1217171.7495 | 2662735.2887 | 1217162.3954
71 | 2662706.6039 | 1217128.6767 | 2662707.8525 | 1217129.4421
72 | 2662818.6459 | 1217191.6893 | 2662827.3102 | 1217179.1916
73 | 2662818.6459 | 1217191.6893 | 2662799.9066 | 1217178.328
74 | 2662821.7352 | 1217193.8899 | 2662818.6459 | 1217191.6893
75 | 2662799.9066 | 1217178.328 | 2662794.7195 | 1217187.8904
76 | 2662799.9066 | 1217178.328 | 2662794.6472 | 1217174.5814
77 | 2662821.7352 | 1217193.8899 | 2662829.1732 | 1217182.7341
78 | 2662821.7352 | 1217193.8899 | 2662826.5063 | 1217197.2907
79 | 2662794.6472 | 1217174.5814 | 2662784.7189 | 1217168.5153
80 | 2662829.1732 | 1217182.7341 | 2662833.3363 | 1217176.4902 | 2662835.3416 | 1217174.2321 | 2662837.3427 | 1217173.0747 | 2662839.7566 | 1217173.1002 | 2662842.1936 | 1217174.5757
81 | 2662779.7046 | 1217165.4517 | 2662784.7189 | 1217168.5153
82 | 2662852.3327 | 1217182.16 | 2662843.0832 | 1217175.1143 | 2662842.1936 | 1217174.5757
83 | 2662460.118 | 1217545.4202 | 2662471.5586 | 1217526.8717
84 | 2662460.118 | 1217545.4202 | 2662451.2659 | 1217540.4052
85 | 2662687.6048 | 1217117.0302 | 2662706.6039 | 1217128.6767
86 | 2662687.6048 | 1217117.0302 | 2662676.5921 | 1217110.2769 | 2662663.6485 | 1217103.5674
87 | 2662655.9038 | 1217099.5528 | 2662663.6485 | 1217103.5674
88 | 2662705.3601 | 1217087.2322 | 2662709.1654 | 1217080.4124
89 | 2662714.0688 | 1217071.6248 | 2662709.1654 | 1217080.4124
90 | 2662713.7142 | 1217071.4098 | 2662714.0688 | 1217071.6248
91 | 2662714.0688 | 1217071.6248 | 2662714.6662 | 1217071.8423 | 2662716.4558 | 1217071.3164 | 2662732.4712 | 1217079.7942
92 | 2662594.1295 | 1216986.2113 | 2662596.6878 | 1216984.059 | 2662615.5195 | 1217008.95 | 2662628.2233 | 1217023.8483 | 2662633.703 | 1217026.8855 | 2662636.5034 | 1217024.8136
93 | 2662559.4685 | 1216962.0658 | 2662562.8936 | 1216961.9461 | 2662572.8391 | 1216966.2643 | 2662574.8725 | 1216967.0973 | 2662577.9409 | 1216964.8058 | 2662580.8684 | 1216968.7057 | 2662588.4013 | 1216978.6465 | 2662590.131 | 1216980.9327 | 2662594.1295 | 1216986.2113
94 | 2662636.5034 | 1217024.8136 | 2662637.3208 | 1217025.8236
95 | 2662636.5034 | 1217024.8136 | 2662617.3195 | 1216999.6704
96 | 2662559.4685 | 1216962.0658 | 2662554.5775 | 1216962.248 | 2662544.4379 | 1216956.6927
97 | 2662630.8299 | 1217064.7677 | 2662622.3372 | 1217072.2443
98 | 2662644.6276 | 1217060.0876 | 2662638.0877 | 1217061.1417 | 2662630.8299 | 1217064.7677
99 | 2662468.257 | 1217034.0987 | 2662468.5278 | 1217030.7216 | 2662467.8186 | 1217007.8444 | 2662457.8016 | 1217008.9068 | 2662443.7327 | 1217011.2164 | 2662436.8595 | 1217006.397 | 2662438.3737 | 1217005.3456 | 2662445.1542 | 1216999.4462 | 2662452.3111 | 1216990.9604 | 2662455.4313 | 1216987.3353 | 2662457.683 | 1216984.735 | 2662462.4522 | 1216986.0302 | 2662475.0622 | 1216984.5725
100 | 2662468.257 | 1217034.0987 | 2662481.0142 | 1217034.5215 | 2662494.3183 | 1217036.3732 | 2662512.1273 | 1217040.0955 | 2662525.554 | 1217042.549 | 2662534.7967 | 1217047.2711 | 2662540.7334 | 1217052.3365 | 2662541.7676 | 1217058.6846 | 2662541.3163 | 1217066.2401 | 2662541.2134 | 1217069.6203
101 | 2662475.0622 | 1216984.5725 | 2662485.8481 | 1216983.3181
102 | 2662555.437 | 1217084.2995 | 2662541.1309 | 1217072.3308 | 2662541.2134 | 1217069.6203
103 | 2662644.6276 | 1217060.0876 | 2662644.7453 | 1217061.1673 | 2662648.1548 | 1217069.7529 | 2662649.9598 | 1217082.2018 | 2662652.0898 | 1217088.4193
104 | 2662655.9038 | 1217099.5528 | 2662652.0898 | 1217088.4193
105 | 2662617.3195 | 1216999.6704 | 2662605.0641 | 1216983.6079
106 | 2662761.0627 | 1217095.3596 | 2662767.9138 | 1217099.1075
107 | 2662746.0336 | 1217087.1379 | 2662761.0627 | 1217095.3596
108 | 2662746.0336 | 1217087.1379 | 2662739.2397 | 1217083.4213
109 | 2662732.4712 | 1217079.7942 | 2662736.7491 | 1217082.0588 | 2662739.2397 | 1217083.4213
110 | 2662779.7046 | 1217165.4517 | 2662772.6394 | 1217177.4625
111 | 2662655.9038 | 1217099.5528 | 2662655.705 | 1217111.9584 | 2662654.4509 | 1217118.6049
112 | 2662642.3759 | 1217120.7478 | 2662654.4509 | 1217118.6049
113 | 2662608.2775 | 1217161.3465 | 2662628.2489 | 1217123.2548 | 2662642.3759 | 1217120.7478
114 | 2662608.2775 | 1217161.3465 | 2662617.0486 | 1217172.2627
115 | 2662608.2775 | 1217161.3465 | 2662585.0291 | 1217179.0178
116 | 2662531.8212 | 1217144.7296 | 2662524.7408 | 1217151.875 | 2662520.2392 | 1217156.4216
117 | 2662440.0129 | 1217535.3912 | 2662449.1609 | 1217539.2126 | 2662451.2659 | 1217540.4052
118 | 2662440.0129 | 1217535.3912 | 2662408.7163 | 1217522.3173
119 | 2662683.906 | 1217250.6856 | 2662656.2454 | 1217262.187
120 | 2662683.906 | 1217250.6856 | 2662673.7609 | 1217242.307 | 2662666.6153 | 1217234.1901
121 | 2662522.2591 | 1217213.7615 | 2662533.7169 | 1217202.4523
122 | 2662513.4272 | 1217163.3014 | 2662520.2392 | 1217156.4216
123 | 2662335.6462 | 1217239.9575 | 2662347.4915 | 1217242.7308 | 2662351.3804 | 1217243.2689
124 | 2662625.6607 | 1217274.9043 | 2662656.2454 | 1217262.187
125 | 2662666.6153 | 1217234.1901 | 2662652.9658 | 1217218.6849 | 2662652.9658 | 1217218.6849
126 | 2662787.4626 | 1217079.8351 | 2662794.2039 | 1217083.659
127 | 2662785.0471 | 1217078.4649 | 2662787.4626 | 1217079.8351
128 | 2662519.7785 | 1217246.5612 | 2662505.4936 | 1217261.3968 | 2662498.9136 | 1217267.8182
129 | 2662543.4108 | 1217222.0177 | 2662519.7785 | 1217246.5612
130 | 2662585.0291 | 1217179.0178 | 2662566.105 | 1217193.4021
131 | 2662558.5056 | 1217206.3409 | 2662558.5056 | 1217206.3409 | 2662559.0941 | 1217198.7312 | 2662566.105 | 1217193.4021
132 | 2662558.5056 | 1217206.3409 | 2662543.4108 | 1217222.0177
133 | 2662617.0486 | 1217172.2627 | 2662623.087 | 1217179.7781
134 | 2662633.1778 | 1217192.3369 | 2662623.087 | 1217179.7781
135 | 2662633.1778 | 1217192.3369 | 2662636.8727 | 1217196.9356 | 2662638.9626 | 1217199.76
136 | 2662597.5892 | 1217289.2834 | 2662571.9962 | 1217307.4324
137 | 2662597.5892 | 1217289.2834 | 2662598.5998 | 1217288.5668
138 | 2662619.4278 | 1217277.4961 | 2662616.3354 | 1217278.7819 | 2662604.0358 | 1217284.712 | 2662598.5998 | 1217288.5668
139 | 2662625.6607 | 1217274.9043 | 2662619.4278 | 1217277.4961
140 | 2662647.8897 | 1217211.8248 | 2662638.9626 | 1217199.76
141 | 2662647.8897 | 1217211.8248 | 2662652.9658 | 1217218.6849

## bus_geodata
| x | y | coords
0 | 2662809.8909 | 1217106.8999
1 | 2662817.6405 | 1217096.9531
2 | 2662789.4049 | 1217110.8643
3 | 2662821.7648 | 1217116.9769
4 | 2662808.5924 | 1217091.8207
5 | 2662661.4156 | 1217047.5562
6 | 2662661.5975 | 1217040.3648
7 | 2662661.2574 | 1217053.9363
8 | 2662681.1533 | 1217041.849
9 | 2662720.4452 | 1217041.7977
10 | 2662690.0306 | 1217033.6831
11 | 2662501.5736 | 1217682.9446
12 | 2662506.7933 | 1217677.7382
13 | 2662518.879 | 1217665.6832
14 | 2662557.5569 | 1217627.1038
15 | 2662470.6109 | 1217295.4413
16 | 2662492.5315 | 1217274.0466
17 | 2662513.3061 | 1217325.6597
18 | 2662452.8399 | 1217242.5333
19 | 2662423.6693 | 1217257.4371
20 | 2662465.4724 | 1217226.5366
21 | 2662479.2288 | 1217211.3015
22 | 2662511.0818 | 1217224.794
23 | 2662571.0815 | 1217115.5609
24 | 2662585.1287 | 1217127.5038
25 | 2662535.9318 | 1217152.1983
26 | 2662567.5433 | 1217106.9295
27 | 2662577.5059 | 1217108.8686
28 | 2662555.7887 | 1217119.4295
29 | 2662589.9297 | 1217083.9279
30 | 2662561.6677 | 1217081.2132
31 | 2662613.6983 | 1217063.0534
32 | 2662588.7278 | 1217098.6655
33 | 2662375.9962 | 1217246.6746
34 | 2662474.1268 | 1217555.3735
35 | 2662840.7956 | 1217133.1279
36 | 2662827.6046 | 1217121.933
37 | 2662846.5738 | 1217138.0317
38 | 2662867.2945 | 1217154.1809
39 | 2662775.6379 | 1217103.333
40 | 2662747.4583 | 1217145.7444
41 | 2662758.1449 | 1217123.6209
42 | 2662743.4299 | 1217151.2499
43 | 2662763.3979 | 1217155.4858
44 | 2662761.889 | 1217120.6416
45 | 2662745.3249 | 1217116.1699
46 | 2662713.07 | 1217271.0939
47 | 2662706.6115 | 1217259.2463
48 | 2662613.3134 | 1217398.0354
49 | 2662738.5811 | 1217112.2504
50 | 2662725.4532 | 1217104.6205
51 | 2662718.7522 | 1217100.7259
52 | 2662739.8847 | 1217149.0779
53 | 2662728.5432 | 1217142.1255
54 | 2662712.1831 | 1217097.1099
55 | 2662730.2473 | 1217163.6952
56 | 2662725.813 | 1217170.4209
57 | 2662735.2887 | 1217162.3954
58 | 2662707.8525 | 1217129.4421
59 | 2662827.3102 | 1217179.1916
60 | 2662818.6459 | 1217191.6893
61 | 2662799.9066 | 1217178.328
62 | 2662821.7352 | 1217193.8899
63 | 2662794.7195 | 1217187.8904
64 | 2662794.6472 | 1217174.5814
65 | 2662829.1732 | 1217182.7341
66 | 2662826.5063 | 1217197.2907
67 | 2662784.7189 | 1217168.5153
68 | 2662842.1936 | 1217174.5757
69 | 2662471.5586 | 1217526.8717
70 | 2662460.118 | 1217545.4202
71 | 2662706.6039 | 1217128.6767
72 | 2662687.6048 | 1217117.0302
73 | 2662663.6485 | 1217103.5674
74 | 2662728.4561 | 1217171.7495
75 | 2662705.3601 | 1217087.2322
76 | 2662709.1654 | 1217080.4124
77 | 2662714.0688 | 1217071.6248
78 | 2662598.2049 | 1217042.2155
79 | 2662594.1295 | 1216986.2113
80 | 2662636.5034 | 1217024.8136
81 | 2662559.4685 | 1216962.0658
82 | 2662630.8299 | 1217064.7677
83 | 2662468.257 | 1217034.0987
84 | 2662475.0622 | 1216984.5725
85 | 2662541.2134 | 1217069.6203
86 | 2662644.6276 | 1217060.0876
87 | 2662652.0898 | 1217088.4193
88 | 2662622.3372 | 1217072.2443
89 | 2662485.8481 | 1216983.3181
90 | 2662637.3208 | 1217025.8236
91 | 2662617.3195 | 1216999.6704
92 | 2662544.4379 | 1216956.6927
93 | 2662555.437 | 1217084.2995
94 | 2662761.0627 | 1217095.3596
95 | 2662767.9138 | 1217099.1075
96 | 2662746.0336 | 1217087.1379
97 | 2662739.2397 | 1217083.4213
98 | 2662732.4712 | 1217079.7942
99 | 2662779.7046 | 1217165.4517
100 | 2662772.6394 | 1217177.4625
101 | 2662655.9038 | 1217099.5528
102 | 2662654.4509 | 1217118.6049
103 | 2662642.3759 | 1217120.7478
104 | 2662608.2775 | 1217161.3465
105 | 2662713.7142 | 1217071.4098
106 | 2662852.3327 | 1217182.16
107 | 2662531.8212 | 1217144.7296
108 | 2662522.388 | 1217166.3154
109 | 2662451.2659 | 1217540.4052
110 | 2662440.0129 | 1217535.3912
111 | 2662408.7163 | 1217522.3173
112 | 2662683.906 | 1217250.6856
113 | 2662522.2591 | 1217213.7615
114 | 2662666.6949 | 1217053.6973
115 | 2662533.7169 | 1217202.4523
116 | 2662513.4272 | 1217163.3014
117 | 2662520.2392 | 1217156.4216
118 | 2662351.3804 | 1217243.2689
119 | 2662335.6462 | 1217239.9575
120 | 2662656.2454 | 1217262.187
121 | 2662666.6153 | 1217234.1901
122 | 2662787.4626 | 1217079.8351
123 | 2662794.2039 | 1217083.659
124 | 2662785.0471 | 1217078.4649
125 | 2662498.9136 | 1217267.8182
126 | 2662519.7785 | 1217246.5612
127 | 2662585.0291 | 1217179.0178
128 | 2662566.105 | 1217193.4021
129 | 2662558.5056 | 1217206.3409
130 | 2662617.0486 | 1217172.2627
131 | 2662543.4108 | 1217222.0177
132 | 2662623.087 | 1217179.7781
133 | 2662633.1778 | 1217192.3369
134 | 2662605.0641 | 1216983.6079
135 | 2662571.9962 | 1217307.4324
136 | 2662597.5892 | 1217289.2834
137 | 2662598.5998 | 1217288.5668
138 | 2662619.4278 | 1217277.4961
139 | 2662638.9626 | 1217199.76
140 | 2662647.8897 | 1217211.8248
141 | 2662652.9658 | 1217218.6849
142 | 2662625.6607 | 1217274.9043
143 | 2662655.9038 | 1217099.5528

## line_std_types
| c_nf_per_km | r_ohm_per_km | x_ohm_per_km | max_i_ka | type | q_mm2 | alpha | voltage_rating
NAYY 4x50 SE | 210 | 0.642 | 0.083 | 0.142 | cs | 50 | 0.00403 | LV
NAYY 4x120 SE | 264 | 0.225 | 0.08 | 0.242 | cs | 120 | 0.00403 | LV
NAYY 4x150 SE | 261 | 0.208 | 0.08 | 0.27 | cs | 150 | 0.00403 | LV
NA2XS2Y 1x95 RM/25 12/20 kV | 216 | 0.313 | 0.132 | 0.252 | cs | 95 | 0.00403 | MV
NA2XS2Y 1x185 RM/25 12/20 kV | 273 | 0.161 | 0.117 | 0.362 | cs | 185 | 0.00403 | MV
NA2XS2Y 1x240 RM/25 12/20 kV | 304 | 0.122 | 0.112 | 0.421 | cs | 240 | 0.00403 | MV
NA2XS2Y 1x95 RM/25 6/10 kV | 315 | 0.313 | 0.123 | 0.249 | cs | 95 | 0.00403 | MV
NA2XS2Y 1x185 RM/25 6/10 kV | 406 | 0.161 | 0.11 | 0.358 | cs | 185 | 0.00403 | MV
NA2XS2Y 1x240 RM/25 6/10 kV | 456 | 0.122 | 0.105 | 0.416 | cs | 240 | 0.00403 | MV
NA2XS2Y 1x150 RM/25 12/20 kV | 250 | 0.206 | 0.116 | 0.319 | cs | 150 | 0.00403 | MV
NA2XS2Y 1x120 RM/25 12/20 kV | 230 | 0.253 | 0.119 | 0.283 | cs | 120 | 0.00403 | MV
NA2XS2Y 1x70 RM/25 12/20 kV | 190 | 0.443 | 0.132 | 0.22 | cs | 70 | 0.00403 | MV
NA2XS2Y 1x150 RM/25 6/10 kV | 360 | 0.206 | 0.11 | 0.315 | cs | 150 | 0.00403 | MV
NA2XS2Y 1x120 RM/25 6/10 kV | 340 | 0.253 | 0.113 | 0.28 | cs | 120 | 0.00403 | MV
NA2XS2Y 1x70 RM/25 6/10 kV | 280 | 0.443 | 0.123 | 0.217 | cs | 70 | 0.00403 | MV
N2XS(FL)2Y 1x120 RM/35 64/110 kV | 112 | 0.153 | 0.166 | 0.366 | cs | 120 | 0.00393 | HV
N2XS(FL)2Y 1x185 RM/35 64/110 kV | 125 | 0.099 | 0.156 | 0.457 | cs | 185 | 0.00393 | HV
N2XS(FL)2Y 1x240 RM/35 64/110 kV | 135 | 0.075 | 0.149 | 0.526 | cs | 240 | 0.00393 | HV
N2XS(FL)2Y 1x300 RM/35 64/110 kV | 144 | 0.06 | 0.144 | 0.588 | cs | 300 | 0.00393 | HV
15-AL1/3-ST1A 0.4 | 11 | 1.8769 | 0.35 | 0.105 | ol | 16 | 0.00403 | LV
24-AL1/4-ST1A 0.4 | 11.25 | 1.2012 | 0.335 | 0.14 | ol | 24 | 0.00403 | LV
48-AL1/8-ST1A 0.4 | 12.2 | 0.5939 | 0.3 | 0.21 | ol | 48 | 0.00403 | LV
94-AL1/15-ST1A 0.4 | 13.2 | 0.306 | 0.29 | 0.35 | ol | 94 | 0.00403 | LV
34-AL1/6-ST1A 10.0 | 9.7 | 0.8342 | 0.36 | 0.17 | ol | 34 | 0.00403 | MV
48-AL1/8-ST1A 10.0 | 10.1 | 0.5939 | 0.35 | 0.21 | ol | 48 | 0.00403 | MV
70-AL1/11-ST1A 10.0 | 10.4 | 0.4132 | 0.339 | 0.29 | ol | 70 | 0.00403 | MV
94-AL1/15-ST1A 10.0 | 10.75 | 0.306 | 0.33 | 0.35 | ol | 94 | 0.00403 | MV
122-AL1/20-ST1A 10.0 | 11.1 | 0.2376 | 0.323 | 0.41 | ol | 122 | 0.00403 | MV
149-AL1/24-ST1A 10.0 | 11.25 | 0.194 | 0.315 | 0.47 | ol | 149 | 0.00403 | MV
34-AL1/6-ST1A 20.0 | 9.15 | 0.8342 | 0.382 | 0.17 | ol | 34 | 0.00403 | MV
48-AL1/8-ST1A 20.0 | 9.5 | 0.5939 | 0.372 | 0.21 | ol | 48 | 0.00403 | MV
70-AL1/11-ST1A 20.0 | 9.7 | 0.4132 | 0.36 | 0.29 | ol | 70 | 0.00403 | MV
94-AL1/15-ST1A 20.0 | 10 | 0.306 | 0.35 | 0.35 | ol | 94 | 0.00403 | MV
122-AL1/20-ST1A 20.0 | 10.3 | 0.2376 | 0.344 | 0.41 | ol | 122 | 0.00403 | MV
149-AL1/24-ST1A 20.0 | 10.5 | 0.194 | 0.337 | 0.47 | ol | 149 | 0.00403 | MV
184-AL1/30-ST1A 20.0 | 10.75 | 0.1571 | 0.33 | 0.535 | ol | 184 | 0.00403 | MV
243-AL1/39-ST1A 20.0 | 11 | 0.1188 | 0.32 | 0.645 | ol | 243 | 0.00403 | MV
48-AL1/8-ST1A 110.0 | 8 | 0.5939 | 0.46 | 0.21 | ol | 48 | 0.00403 | HV
70-AL1/11-ST1A 110.0 | 8.4 | 0.4132 | 0.45 | 0.29 | ol | 70 | 0.00403 | HV
94-AL1/15-ST1A 110.0 | 8.65 | 0.306 | 0.44 | 0.35 | ol | 94 | 0.00403 | HV
122-AL1/20-ST1A 110.0 | 8.5 | 0.2376 | 0.43 | 0.41 | ol | 122 | 0.00403 | HV
149-AL1/24-ST1A 110.0 | 8.75 | 0.194 | 0.41 | 0.47 | ol | 149 | 0.00403 | HV
184-AL1/30-ST1A 110.0 | 8.8 | 0.1571 | 0.4 | 0.535 | ol | 184 | 0.00403 | HV
243-AL1/39-ST1A 110.0 | 9 | 0.1188 | 0.39 | 0.645 | ol | 243 | 0.00403 | HV
305-AL1/39-ST1A 110.0 | 9.2 | 0.0949 | 0.38 | 0.74 | ol | 305 | 0.00403 | HV
490-AL1/64-ST1A 110.0 | 9.75 | 0.059 | 0.37 | 0.96 | ol | 490 | 0.00403 | HV
679-AL1/86-ST1A 110.0 | 9.95 | 0.042 | 0.36 | 1.15 | ol | 679 | 0.00403 | HV
490-AL1/64-ST1A 220.0 | 10 | 0.059 | 0.285 | 0.96 | ol | 490 | 0.00403 | HV
679-AL1/86-ST1A 220.0 | 11.7 | 0.042 | 0.275 | 1.15 | ol | 679 | 0.00403 | HV
490-AL1/64-ST1A 380.0 | 11 | 0.059 | 0.253 | 0.96 | ol | 490 | 0.00403 | HV
679-AL1/86-ST1A 380.0 | 14.6 | 0.042 | 0.25 | 1.15 | ol | 679 | 0.00403 | HV

## trafo_std_types
| i0_percent | pfe_kw | vkr_percent | sn_mva | vn_lv_kv | vn_hv_kv | vk_percent | shift_degree | vector_group | tap_side | tap_neutral | tap_min | tap_max | tap_step_degree | tap_step_percent | tap_phase_shifter
160 MVA 380/110 kV | 0.06 | 60 | 0.25 | 160 | 110 | 380 | 12.2 | 0 | Yy0 | hv | 0 | -9 | 9 | 0 | 1.5 | FALSE
100 MVA 220/110 kV | 0.06 | 55 | 0.26 | 100 | 110 | 220 | 12 | 0 | Yy0 | hv | 0 | -9 | 9 | 0 | 1.5 | FALSE
63 MVA 110/20 kV | 0.04 | 22 | 0.32 | 63 | 20 | 110 | 18 | 150 | YNd5 | hv | 0 | -9 | 9 | 0 | 1.5 | FALSE
40 MVA 110/20 kV | 0.05 | 18 | 0.34 | 40 | 20 | 110 | 16.2 | 150 | YNd5 | hv | 0 | -9 | 9 | 0 | 1.5 | FALSE
25 MVA 110/20 kV | 0.07 | 14 | 0.41 | 25 | 20 | 110 | 12 | 150 | YNd5 | hv | 0 | -9 | 9 | 0 | 1.5 | FALSE
63 MVA 110/10 kV | 0.04 | 22 | 0.32 | 63 | 10 | 110 | 18 | 150 | YNd5 | hv | 0 | -9 | 9 | 0 | 1.5 | FALSE
40 MVA 110/10 kV | 0.05 | 18 | 0.34 | 40 | 10 | 110 | 16.2 | 150 | YNd5 | hv | 0 | -9 | 9 | 0 | 1.5 | FALSE
25 MVA 110/10 kV | 0.07 | 14 | 0.41 | 25 | 10 | 110 | 12 | 150 | YNd5 | hv | 0 | -9 | 9 | 0 | 1.5 | FALSE
0.25 MVA 20/0.4 kV | 0.32 | 0.8 | 1.44 | 0.25 | 0.4 | 20 | 6 | 150 | Yzn5 | hv | 0 | -2 | 2 | 0 | 2.5 | FALSE
0.4 MVA 20/0.4 kV | 0.3375 | 1.35 | 1.425 | 0.4 | 0.4 | 20 | 6 | 150 | Dyn5 | hv | 0 | -2 | 2 | 0 | 2.5 | FALSE
0.63 MVA 20/0.4 kV | 0.2619 | 1.65 | 1.206 | 0.63 | 0.4 | 20 | 6 | 150 | Dyn5 | hv | 0 | -2 | 2 | 0 | 2.5 | FALSE
0.25 MVA 10/0.4 kV | 0.24 | 0.6 | 1.2 | 0.25 | 0.4 | 10 | 4 | 150 | Dyn5 | hv | 0 | -2 | 2 | 0 | 2.5 | FALSE
0.4 MVA 10/0.4 kV | 0.2375 | 0.95 | 1.325 | 0.4 | 0.4 | 10 | 4 | 150 | Dyn5 | hv | 0 | -2 | 2 | 0 | 2.5 | FALSE
0.63 MVA 10/0.4 kV | 0.1873 | 1.18 | 1.0794 | 0.63 | 0.4 | 10 | 4 | 150 | Dyn5 | hv | 0 | -2 | 2 | 0 | 2.5 | FALSE

## trafo3w_std_types
| sn_hv_mva | sn_mv_mva | sn_lv_mva | vn_hv_kv | vn_mv_kv | vn_lv_kv | vk_hv_percent | vk_mv_percent | vk_lv_percent | vkr_hv_percent | vkr_mv_percent | vkr_lv_percent | pfe_kw | i0_percent | shift_mv_degree | shift_lv_degree | vector_group | tap_side | tap_neutral | tap_min | tap_max | tap_step_percent
63/25/38 MVA 110/20/10 kV | 63 | 25 | 38 | 110 | 20 | 10 | 10.4 | 10.4 | 10.4 | 0.28 | 0.32 | 0.35 | 35 | 0.89 | 0 | 0 | YN0yn0yn0 | hv | 0 | -10 | 10 | 1.2
63/25/38 MVA 110/10/10 kV | 63 | 25 | 38 | 110 | 10 | 10 | 10.4 | 10.4 | 10.4 | 0.28 | 0.32 | 0.35 | 35 | 0.89 | 0 | 0 | YN0yn0yn0 | hv | 0 | -10 | 10 | 1.2

## fuse_std_types
| fuse_type | i_rated_a | t_avg | t_min | t_total | x_avg | x_min | x_total
HV 100A | HV 100A | 100 | 0 | [10.0, 3.64, 0.854, 0.281, 0.1, 0.0531, 0.022, 0.01] | [10.0, 4.267, 1.21, 0.403, 0.1, 0.058, 0.022, 0.01] | 0 | [300.0, 350.0, 450.0, 550.0, 700.0, 850.0, 1200.0, 1752.0] | [600.0, 700.0, 900.0, 1150.0, 1665.0, 2000.0, 3000.0, 4313.0]
HV 10A | HV 10A | 10 | 0 | [10.0, 1675.0, 0.344, 0.156, 0.1, 0.0417, 0.0171, 0.01] | [10.0, 1.3, 0.3, 0.155, 0.1, 0.0555, 0.023, 0.01] | 0 | [30.0, 32.0, 35.0, 37.0, 39.0, 50.0, 70.0, 88.0] | [60.0, 70.0, 80.0, 87.0, 94.0, 110.0, 150.0, 216.0]
HV 125A | HV 125A | 125 | 0 | [10.0, 1.82, 0.344, 0.1, 0.0467, 0.0269, 0.01] | [10.0, 2.478, 0.426, 0.1, 0.0427, 0.0211, 0.01] | 0 | [375.0, 500.0, 700.0, 925.0, 1200.0, 1500.0, 2341.0] | [750.0, 1000.0, 1500.0, 2200.0, 3000.0, 4000.0, 5765.0]
HV 160A | HV 160A | 160 | 0 | [10.0, 4.15, 1.03, 0.198, 0.1, 0.051, 0.0172, 0.01] | [10.0, 2.3, 0.734, 0.274, 0.1, 0.046, 0.0177, 0.01] | 0 | [480.0, 550.0, 700.0, 1000.0, 1260.0, 1600.0, 2500.0, 3227.0] | [960.0, 1300.0, 1700.0, 2200.0, 2996.0, 4000.0, 6000.0, 7946.0]
HV 16A | HV 16A | 16 | 0 | [10.0, 0.352, 0.164, 0.1, 0.0649, 0.0342, 0.01] | [10.0, 2.34, 0.722, 0.181, 0.1, 0.055, 0.0296, 0.01] | 0 | [48.0, 60.0, 65.0, 71.0, 80.0, 100.0, 162.0] | [96.0, 110.0, 125.0, 150.0, 168.0, 200.0, 250.0, 398.0]
HV 200A | HV 200A | 200 | 0 | [10.0, 4.267, 1.21, 0.403, 0.1, 0.058, 0.022, 0.01] | [10.0, 3.73, 1.654, 0.328, 0.1, 0.0531, 0.019, 0.01] | 0 | [600.0, 700.0, 900.0, 1150.0, 1665.0, 2000.0, 3000.0, 4313.0] | [1200.0, 1500.0, 1800.0, 2700.0, 3960.0, 5000.0, 7500.0, 10620.0]
HV 20A | HV 20A | 20 | 0 | [10.0, 1.3, 0.3, 0.155, 0.1, 0.0555, 0.023, 0.01] | [10.0, 1.3, 0.161, 0.1, 0.0611, 0.0399, 0.0141, 0.01] | 0 | [60.0, 70.0, 80.0, 87.0, 94.0, 110.0, 150.0, 216.0] | [120.0, 150.0, 200.0, 223.0, 260.0, 300.0, 450.0, 532.0]
HV 25A | HV 25A | 25 | 0 | [10.0, 2.512, 0.833, 0.299, 0.1, 0.0372, 0.0223, 0.01] | [10.0, 3.125, 0.597, 0.198, 0.1, 0.0378, 0.022, 0.01] | 0 | [75.0, 82.0, 90.0, 100.0, 124.0, 170.0, 200.0, 289.0] | [150.0, 170.0, 210.0, 250.0, 294.0, 400.0, 500.0, 711.0]
HV 31.5A | HV 31.5A | 31.5 | 0 | [10.0, 2.34, 0.722, 0.181, 0.1, 0.055, 0.0296, 0.01] | [10.0, 2.84, 0.368, 0.164, 0.1, 0.0621, 0.0378, 0.0195, 0.01] | 0 | [95.0, 110.0, 125.0, 150.0, 165.0, 200.0, 250.0, 390.0] | [189.0, 220.0, 300.0, 350.0, 393.0, 450.0, 530.0, 700.0, 960.0]
HV 40A | HV 40A | 40 | 0 | [10.0, 1.3, 0.161, 0.1, 0.0611, 0.0399, 0.0141, 0.01] | [10.0, 2.05, 0.369, 0.198, 0.1, 0.051, 0.0298, 0.01] | 0 | [120.0, 150.0, 200.0, 223.0, 260.0, 300.0, 450.0, 532.0] | [240.0, 300.0, 400.0, 450.0, 530.0, 650.0, 800.0, 1311.0]
HV 50A | HV 50A | 50 | 0 | [10.0, 3.215, 0.597, 0.198, 0.1, 0.0378, 0.022, 0.01] | [10.0, 3.64, 0.854, 0.281, 0.1, 0.0531, 0.022, 0.01] | 0 | [150.0, 170.0, 210.0, 250.0, 294.0, 400.0, 500.0, 711.0] | [300.0, 350.0, 450.0, 550.0, 700.0, 850.0, 1200.0, 1752.0]
HV 6.3A | HV 6.3A | 6.3 | 0 | [10.0, 1.39, 0.344, 0.168, 0.1, 0.056, 0.0263, 0.01] | [10.0, 1.711, 0.516, 0.198, 0.1, 0.0634, 0.0303, 0.01] | 0 | [19.0, 19.5, 20.4, 20.8, 22.0, 25.0, 32.0, 48.0] | [38.0, 40.0, 43.0, 48.0, 53.0, 60.0, 75.0, 118.0]
HV 63A | HV 63A | 63 | 0 | [10.0, 2.84, 0.368, 0.164, 0.1, 0.0621, 0.0378, 0.0195, 0.01] | [10.0, 1.82, 0.344, 0.1, 0.0467, 0.0269, 0.01] | 0 | [189.0, 220.0, 300.0, 350.0, 393.0, 450.0, 530.0, 700.0, 961.0] | [378.0, 500.0, 700.0, 934.0, 1200.0, 1500.0, 2366.0]
HV 80A | HV 80A | 80 | 0 | [10.0, 2.05, 0.369, 0.198, 0.1, 0.051, 0.0298, 0.01] | [10.0, 4.15, 1.03, 0.198, 0.1, 0.051, 0.0172, 0.01] | 0 | [240.0, 300.0, 400.0, 450.0, 530.0, 650.0, 800.0, 1311.0] | [480.0, 550.0, 700.0, 1000.0, 1260.0, 1600.0, 2500.0, 3227.0]
Siemens NH-1-100 | Siemens NH-1-100 | 100 | [5400.0, 2000.0, 400.0, 20.0, 1.0, 0.2, 0.012, 0.004] | 0 | 0 | [150.0, 190.0, 250.0, 430.0, 900.0, 1250.0, 2700.0, 3600.0] | 0 | 0
Siemens NH-1-125 | Siemens NH-1-125 | 125 | [4800.0, 120.0, 7.0, 0.1, 0.004] | 0 | 0 | [180.0, 400.0, 740.0, 2000.0, 4250.0] | 0 | 0
Siemens NH-1-16 | Siemens NH-1-16 | 16 | [4000.0, 400.0, 2.0, 0.1, 0.04, 0.01] | 0 | 0 | [26.0, 35.0, 75.0, 150.0, 200.0, 300.0] | 0 | 0
Siemens NH-1-160 | Siemens NH-1-160 | 160 | [4800.0, 120.0, 7.0, 0.1, 0.004] | 0 | 0 | [210.0, 500.0, 900.0, 2300.0, 5000.0] | 0 | 0
Siemens NH-1-25 | Siemens NH-1-25 | 25 | [4000.0, 1000.0, 10.0, 0.2, 0.02, 0.01] | 0 | 0 | [40.0, 50.0, 100.0, 210.0, 400.0, 500.0] | 0 | 0
Siemens NH-1-50 | Siemens NH-1-50 | 50 | [4000.0, 40.0, 4.0, 1.0, 0.02, 0.01] | 0 | 0 | [86.0, 200.0, 300.0, 400.0, 1000.0, 1280.0] | 0 | 0
Siemens NH-1-63 | Siemens NH-1-63 | 63 | [4000.0, 100.0, 10.0, 2.0, 0.04, 0.01] | 0 | 0 | [100.0, 200.0, 300.0, 400.0, 1000.0, 1500.0] | 0 | 0
Siemens NH-1-80 | Siemens NH-1-80 | 80 | [4800.0, 120.0, 7.0, 0.1, 0.01] | 0 | 0 | [150.58, 250.0, 450.0, 1150.0, 2470.0] | 0 | 0
Siemens NH-2-1000 | Siemens NH-2-1000 | 1000 | [4800.0, 120.0, 7.0, 0.1, 0.004] | 0 | 0 | [1900.0, 3500.0, 8400.0, 24000.0, 52000.0] | 0 | 0
Siemens NH-2-200 | Siemens NH-2-200 | 200 | [4800.0, 120.0, 7.0, 0.1, 0.004] | 0 | 0 | [280.0, 650.0, 1200.0, 3000.0, 7000.0] | 0 | 0
Siemens NH-2-224 | Siemens NH-2-224 | 224 | [4800.0, 120.0, 7.0, 0.2, 0.04, 0.004] | 0 | 0 | [400.0, 750.0, 1453.0, 3025.0, 4315.0, 7600.0] | 0 | 0
Siemens NH-2-250 | Siemens NH-2-250 | 250 | [4800.0, 120.0, 7.0, 0.1, 0.004] | 0 | 0 | [450.0, 800.0, 1650.0, 4000.0, 8500.0] | 0 | 0
Siemens NH-2-315 | Siemens NH-2-315 | 315 | [4800.0, 120.0, 7.0, 0.1, 0.004] | 0 | 0 | [550.0, 920.0, 1900.0, 5000.0, 11000.0] | 0 | 0
Siemens NH-2-355 | Siemens NH-2-355 | 355 | [4800.0, 120.0, 6.0, 0.1, 0.004] | 0 | 0 | [650.0, 1116.27, 2350.0, 5840.0, 12790.0] | 0 | 0
Siemens NH-2-400 | Siemens NH-2-400 | 400 | [4800.0, 120.0, 7.0, 0.1, 0.004] | 0 | 0 | [720.0, 1350.0, 2800.0, 6500.0, 15000.0] | 0 | 0
Siemens NH-2-425 | Siemens NH-2-425 | 425 | [4800.0, 120.0, 7.0, 0.1, 0.004] | 0 | 0 | [850.0, 1500.0, 3050.0, 7500.0, 16500.0] | 0 | 0
Siemens NH-2-630 | Siemens NH-2-630 | 630 | [4800.0, 120.0, 7.0, 0.1, 0.004] | 0 | 0 | [1200.0, 2000.0, 4800.0, 12000.0, 26000.0] | 0 | 0

## res_bus
| vm_pu | va_degree | p_mw | q_mvar
0 | 0.98039 | -0.37806 | 0 | 0
1 | 0.9803 | -0.37974 | 0 | 0
2 | 0.98093 | -0.36752 | 0 | 0
3 | 0.98009 | -0.38398 | 0.0044957 | 0.0011267
4 | 0.98025 | -0.3807 | 0.0010543 | 0.00026424
5 | 0.99263 | -0.14137 | 0 | 0
6 | 0.99229 | -0.14808 | 0.0095866 | 0.0024026
7 | 0.99294 | -0.13542 | 0 | 0
8 | 0.99198 | -0.15396 | 0 | 0
9 | 0.99182 | -0.15712 | 0.0045337 | 0.0011363
10 | 0.99184 | -0.15662 | 0.012442 | 0.0031182
11 | 0.99466 | -0.10293 | 5.7194e-05 | 1.4334e-05
12 | 0.99466 | -0.10292 | 4.8022e-05 | 1.2036e-05
13 | 0.99466 | -0.10289 | 0.00048264 | 0.00012096
14 | 0.99469 | -0.10232 | 0 | 0
15 | 0.99383 | -0.11879 | 0 | 0
16 | 0.99389 | -0.11759 | 0 | 0
17 | 0.99372 | -0.12084 | 0.002221 | 0.00055664
18 | 0.99332 | -0.12869 | 0 | 0
19 | 0.99305 | -0.13388 | 0 | 0
20 | 0.99319 | -0.13111 | 0.0018935 | 0.00047455
21 | 0.9931 | -0.13286 | 0 | 0
22 | 0.99292 | -0.1363 | 0.0017043 | 0.00042715
23 | 0.99106 | -0.17178 | 0 | 0
24 | 0.99103 | -0.1725 | 0.0022155 | 0.00055527
25 | 0.99095 | -0.17402 | 0.0011189 | 0.00028043
26 | 0.99114 | -0.17022 | 0 | 0
27 | 0.99105 | -0.17209 | 0 | 0
28 | 0.99101 | -0.17287 | 0.0041559 | 0.0010416
29 | 0.99159 | -0.1615 | 0 | 0
30 | 0.99125 | -0.1681 | 0.0020528 | 0.00051448
31 | 0.99238 | -0.14615 | 0 | 0
32 | 0.99102 | -0.17261 | 0.0019317 | 0.00048413
33 | 0.99279 | -0.13883 | 0.00093741 | 0.00023494
34 | 0.99475 | -0.10117 | 5.3387e-05 | 1.338e-05
35 | 0.97978 | -0.38989 | 0.0039014 | 0.00097778
36 | 0.97997 | -0.38626 | 0.0048844 | 0.0012241
37 | 0.97973 | -0.39095 | 0.0040542 | 0.0010161
38 | 0.97964 | -0.39267 | 0.0036059 | 0.00090372
39 | 0.9813 | -0.36012 | 0.0019267 | 0.00048288
40 | 0.9879 | -0.23186 | 0 | 0
41 | 0.98665 | -0.25597 | 0 | 0
42 | 0.98842 | -0.22165 | 0 | 0
43 | 0.98728 | -0.24395 | 0.0028959 | 0.00072579
44 | 0.98664 | -0.25614 | 0.0020394 | 0.00051113
45 | 0.98603 | -0.26811 | 0.00086004 | 0.00021555
46 | 0.99527 | -0.090964 | 0 | 0
47 | 0.99529 | -0.090627 | 0.0029675 | 0.00074372
48 | 0.99503 | -0.095707 | 0 | 0
49 | 0.9857 | -0.27438 | 0.0016064 | 0.0004026
50 | 0.9851 | -0.28617 | 0.0015722 | 0.00039403
51 | 0.9848 | -0.29197 | 0.00085963 | 0.00021544
52 | 0.9888 | -0.21445 | 0 | 0
53 | 0.98999 | -0.19141 | 0.0028315 | 0.00070964
54 | 0.98451 | -0.29747 | 0.0016055 | 0.00040238
55 | 0.98813 | -0.22746 | 0.0023957 | 0.00060043
56 | 0.98814 | -0.22712 | 0.0037165 | 0.00093145
57 | 0.98826 | -0.22492 | 0.0042389 | 0.0010624
58 | 0.99223 | -0.14831 | 0.00057191 | 0.00014333
59 | 0.98556 | -0.27735 | 0.0044897 | 0.0011252
60 | 0.98562 | -0.27613 | 0.0041408 | 0.0010378
61 | 0.98608 | -0.26721 | 0 | 0
62 | 0.98558 | -0.27701 | 0 | 0
63 | 0.98605 | -0.26789 | 0.0034839 | 0.00087314
64 | 0.98623 | -0.2643 | 0.0028473 | 0.00071359
65 | 0.98546 | -0.27938 | 0.0029145 | 0.00073044
66 | 0.98556 | -0.27735 | 0.0031759 | 0.00079596
67 | 0.98653 | -0.25847 | 0.0017323 | 0.00043416
68 | 0.98534 | -0.28163 | 0.0039241 | 0.00098346
69 | 0.99479 | -0.10047 | 9.5006e-05 | 2.3811e-05
70 | 0.99476 | -0.10097 | 0 | 0
71 | 0.99236 | -0.1457 | 0.0036591 | 0.00091705
72 | 0.99451 | -0.10464 | 0 | 0
73 | 0.99715 | -0.054223 | 0.0059127 | 0.0014819
74 | 0.98816 | -0.2268 | 0.0029468 | 0.00073853
75 | 0.98394 | -0.3086 | 0.002043 | 0.00051201
76 | 0.98367 | -0.31382 | 0.0013628 | 0.00034155
77 | 0.98334 | -0.32031 | 0 | 0
78 | 0.99204 | -0.15276 | 0.014363 | 0.0035998
79 | 0.9912 | -0.16913 | 0 | 0
80 | 0.99156 | -0.16207 | 0 | 0
81 | 0.99093 | -0.17434 | 0 | 0
82 | 0.99333 | -0.12784 | 0 | 0
83 | 0.99081 | -0.17678 | 0 | 0
84 | 0.99059 | -0.18094 | 0 | 0
85 | 0.99099 | -0.17313 | 0.0078176 | 0.0019593
86 | 0.99395 | -0.11596 | 0 | 0
87 | 0.99682 | -0.060691 | 0.006462 | 0.0016195
88 | 0.99329 | -0.12863 | 0.0039682 | 0.00099453
89 | 0.99057 | -0.18136 | 0.0021899 | 0.00054884
90 | 0.99159 | -0.16164 | 0.0078087 | 0.001957
91 | 0.99121 | -0.16885 | 0.0060158 | 0.0015077
92 | 0.99084 | -0.17616 | 0.0062281 | 0.0015609
93 | 0.99119 | -0.16934 | 0 | 0
94 | 0.98174 | -0.35159 | 0.001606 | 0.00040249
95 | 0.98153 | -0.35566 | 0.00085934 | 0.00021537
96 | 0.98222 | -0.34217 | 0.0015731 | 0.00039426
97 | 0.98245 | -0.33769 | 0.00085903 | 0.00021529
98 | 0.98268 | -0.33313 | 0.0016054 | 0.00040236
99 | 0.98669 | -0.25535 | 0 | 0
100 | 0.98664 | -0.25625 | 0.0036084 | 0.00090435
101 | 0.99804 | -0.03738 | 0 | 0
102 | 1 | 0 | -0.27385 | -0.069182
103 | 0.99948 | -0.0099288 | 0.00081153 | 0.00020339
104 | 0.9971 | -0.055686 | 0 | 0
105 | 0.98334 | -0.32032 | 0.0013187 | 0.00033049
106 | 0.98531 | -0.28231 | 0.002999 | 0.00075161
107 | 0.99086 | -0.17568 | 0.0030191 | 0.00075665
108 | 0.99092 | -0.1745 | 0.001373 | 0.00034411
109 | 0.99476 | -0.10109 | 0.00013356 | 3.3473e-05
110 | 0.99475 | -0.1012 | 0.00022121 | 5.544e-05
111 | 0.99474 | -0.10138 | 0.00029596 | 7.4175e-05
112 | 0.99539 | -0.088758 | 0 | 0
113 | 0.99288 | -0.13717 | 0.0015031 | 0.00037671
114 | 0.9929 | -0.13621 | 0.0081456 | 0.0020415
115 | 0.99285 | -0.13762 | 0.0016027 | 0.00040167
116 | 0.99083 | -0.17627 | 0.00080163 | 0.00020091
117 | 0.99084 | -0.17613 | 0.00072117 | 0.00018074
118 | 0.99268 | -0.14093 | 0.0035505 | 0.00088984
119 | 0.99267 | -0.14128 | 0.0012301 | 0.00030829
120 | 0.99514 | -0.093578 | 0.00086898 | 0.00021779
121 | 0.99568 | -0.083057 | 0.00078316 | 0.00019628
122 | 0.98017 | -0.38226 | 0.00085963 | 0.00021544
123 | 0.98019 | -0.38192 | 0.0015731 | 0.00039426
124 | 0.98017 | -0.38235 | 0.0016071 | 0.00040279
125 | 0.99401 | -0.11528 | 0.0023127 | 0.00057962
126 | 0.99447 | -0.10637 | 0.0022544 | 0.000565
127 | 0.9964 | -0.069139 | 0.0005722 | 0.00014341
128 | 0.99584 | -0.079864 | 0.002169 | 0.0005436
129 | 0.99549 | -0.08666 | 0.0021684 | 0.00054346
130 | 0.99685 | -0.060438 | 0.00080042 | 0.0002006
131 | 0.99507 | -0.094835 | 0.0021223 | 0.00053189
132 | 0.99669 | -0.063576 | 0.00087107 | 0.00021831
133 | 0.99643 | -0.068575 | 0.00078151 | 0.00019587
134 | 0.9911 | -0.17103 | 0.0060775 | 0.0015232
135 | 0.99463 | -0.1033 | 0.0021981 | 0.0005509
136 | 0.9947 | -0.10208 | 0.0022366 | 0.00056055
137 | 0.9947 | -0.10199 | 0.0020575 | 0.00051565
138 | 0.99484 | -0.099281 | 0.00089119 | 0.00022335
139 | 0.99629 | -0.071368 | 0.0009099 | 0.00022804
140 | 0.99607 | -0.075582 | 0.00078167 | 0.00019591
141 | 0.99595 | -0.077862 | 0.00089858 | 0.00022521
142 | 0.99489 | -0.098403 | 0.00088847 | 0.00022267
143 | 0.99998 | 149.9956 | 0 | 0

## res_line
| p_from_mw | q_from_mvar | p_to_mw | q_to_mvar | pl_mw | ql_mvar | i_from_ka | i_to_ka | i_ka | vm_from_pu | va_from_degree | vm_to_pu | va_to_degree | loading_percent
0 | 0.0050951 | 0.0012766 | -0.0050947 | -0.0012766 | 4.0857e-07 | 3.1773e-08 | 0.0077332 | 0.0077332 | 0.0077332 | 0.98039 | -0.37806 | 0.9803 | -0.37974 | 2.1245
1 | -0.026047 | -0.0065308 | 0.02606 | 0.0065389 | 1.3091e-05 | 8.0964e-06 | 0.039535 | 0.039535 | 0.039535 | 0.98039 | -0.37806 | 0.98093 | -0.36752 | 10.8612
2 | 0.020952 | 0.0052542 | -0.020946 | -0.0052506 | 5.9064e-06 | 3.5837e-06 | 0.031802 | 0.031802 | 0.031802 | 0.98039 | -0.37806 | 0.98009 | -0.38398 | 8.7367
3 | 0.0050947 | 0.0012766 | -0.0050945 | -0.0012766 | 2.3329e-07 | 1.8162e-08 | 0.0077332 | 0.0077333 | 0.0077333 | 0.9803 | -0.37974 | 0.98025 | -0.3807 | 2.1245
4 | -0.02606 | -0.0065389 | 0.026069 | 0.0065446 | 9.1976e-06 | 5.6883e-06 | 0.039535 | 0.039535 | 0.039535 | 0.98093 | -0.36752 | 0.9813 | -0.36012 | 10.8612
5 | 0.01645 | 0.0041238 | -0.016449 | -0.0041228 | 1.7918e-06 | 1.0502e-06 | 0.024976 | 0.024976 | 0.024976 | 0.98009 | -0.38398 | 0.97997 | -0.38626 | 6.8616
6 | 0.0040402 | 0.0010123 | -0.0040399 | -0.0010124 | 2.3332e-07 | -5.9197e-08 | 0.0061328 | 0.0061329 | 0.0061329 | 0.98025 | -0.3807 | 0.98019 | -0.38192 | 1.6849
7 | 0.052742 | 0.013234 | -0.052725 | -0.013223 | 1.6868e-05 | 1.0703e-05 | 0.079069 | 0.079069 | 0.079069 | 0.99263 | -0.14137 | 0.99229 | -0.14808 | 21.7223
8 | -0.052742 | -0.013234 | 0.052757 | 0.013244 | 1.4965e-05 | 9.4949e-06 | 0.079069 | 0.079069 | 0.079069 | 0.99263 | -0.14137 | 0.99294 | -0.13542 | 21.7223
9 | 0.026156 | 0.0065627 | -0.026139 | -0.0065523 | 1.69e-05 | 1.0438e-05 | 0.039226 | 0.039226 | 0.039226 | 0.99229 | -0.14808 | 0.99159 | -0.16164 | 10.7764
10 | 0.016983 | 0.004258 | -0.016978 | -0.0042552 | 4.7562e-06 | 2.7914e-06 | 0.025467 | 0.025467 | 0.025467 | 0.99229 | -0.14808 | 0.99198 | -0.15396 | 6.9966
11 | -0.060903 | -0.015285 | 0.06096 | 0.015321 | 5.6581e-05 | 3.5977e-05 | 0.091277 | 0.091277 | 0.091277 | 0.99294 | -0.13542 | 0.99395 | -0.11596 | 25.076
12 | 0.0081459 | 0.0020416 | -0.0081456 | -0.0020415 | 3.0416e-07 | 1.2427e-07 | 0.012208 | 0.012208 | 0.012208 | 0.99294 | -0.13542 | 0.9929 | -0.13621 | 3.3537
13 | 0.0045344 | 0.0011362 | -0.0045337 | -0.0011363 | 6.8255e-07 | -7.0976e-08 | 0.0068017 | 0.0068019 | 0.0068019 | 0.99198 | -0.15396 | 0.99182 | -0.15712 | 1.8687
14 | 0.012443 | 0.0031191 | -0.012442 | -0.0031182 | 1.5759e-06 | 8.529e-07 | 0.018666 | 0.018666 | 0.018666 | 0.99198 | -0.15396 | 0.99184 | -0.15662 | 5.128
15 | -5.7194e-05 | -1.4334e-05 | 5.7194e-05 | 1.4238e-05 | 2.0235e-11 | -9.5678e-08 | 8.5562e-05 | 8.5528e-05 | 8.5562e-05 | 0.99466 | -0.10293 | 0.99466 | -0.10292 | 0.023506
16 | -0.00010522 | -2.6274e-05 | 0.00010522 | 2.6052e-05 | 1.5844e-10 | -2.2146e-07 | 0.00015737 | 0.00015729 | 0.00015737 | 0.99466 | -0.10292 | 0.99466 | -0.10289 | 0.043233
17 | -0.00058786 | -0.00014701 | 0.00058787 | 0.00014631 | 1.5835e-08 | -6.9896e-07 | 0.00087932 | 0.00087907 | 0.00087932 | 0.99466 | -0.10289 | 0.99469 | -0.10232 | 0.24157
18 | -0.00058787 | -0.00014631 | 0.00058791 | 0.0001449 | 3.1956e-08 | -1.4119e-06 | 0.00087907 | 0.00087857 | 0.00087907 | 0.99469 | -0.10232 | 0.99475 | -0.10117 | 0.2415
19 | -0.0022212 | -0.0005561 | 0.0022214 | 0.00055579 | 1.2686e-07 | -3.152e-07 | 0.0033256 | 0.0033254 | 0.0033256 | 0.99383 | -0.11879 | 0.99389 | -0.11759 | 0.91362
20 | 0.0022212 | 0.0005561 | -0.002221 | -0.00055664 | 2.1695e-07 | -5.3887e-07 | 0.0033256 | 0.0033258 | 0.0033258 | 0.99383 | -0.11879 | 0.99372 | -0.12084 | 0.91368
21 | -0.014655 | -0.0036726 | 0.014657 | 0.0036736 | 1.6098e-06 | 9.1472e-07 | 0.021941 | 0.021941 | 0.021941 | 0.99389 | -0.11759 | 0.99401 | -0.11528 | 6.0277
22 | 0.012434 | 0.0031168 | -0.012427 | -0.0031133 | 6.5744e-06 | 3.5524e-06 | 0.018615 | 0.018616 | 0.018616 | 0.99389 | -0.11759 | 0.99332 | -0.12869 | 5.1142
23 | 0.0057213 | 0.0014333 | -0.0057199 | -0.0014331 | 1.4126e-06 | 2.4042e-07 | 0.0085704 | 0.0085707 | 0.0085707 | 0.99332 | -0.12869 | 0.99305 | -0.13388 | 2.3546
24 | 0.0067057 | 0.00168 | -0.0067049 | -0.0016797 | 7.7158e-07 | 2.2989e-07 | 0.010045 | 0.010045 | 0.010045 | 0.99332 | -0.12869 | 0.99319 | -0.13111 | 2.7597
25 | 0.0057199 | 0.0014331 | -0.0057185 | -0.0014329 | 1.3476e-06 | 2.2972e-07 | 0.0085707 | 0.0085709 | 0.0085709 | 0.99305 | -0.13388 | 0.99279 | -0.13883 | 2.3546
26 | 0.0048114 | 0.0012052 | -0.004811 | -0.0012052 | 3.9997e-07 | -9.6357e-09 | 0.0072084 | 0.0072084 | 0.0072084 | 0.99319 | -0.13111 | 0.9931 | -0.13286 | 1.9803
27 | 0.004811 | 0.0012052 | -0.0048103 | -0.0012052 | 7.8983e-07 | -1.8866e-08 | 0.0072084 | 0.0072086 | 0.0072086 | 0.9931 | -0.13286 | 0.99292 | -0.1363 | 1.9804
28 | 0.0031059 | 0.00077807 | -0.0031058 | -0.00077819 | 1.2759e-07 | -1.2147e-07 | 0.0046545 | 0.0046545 | 0.0046545 | 0.99292 | -0.1363 | 0.99288 | -0.13717 | 1.2787
29 | 0.0022156 | 0.00055508 | -0.0022155 | -0.00055527 | 7.6513e-08 | -1.8861e-07 | 0.0033265 | 0.0033266 | 0.0033266 | 0.99106 | -0.17178 | 0.99103 | -0.1725 | 0.9139
30 | 0.0024922 | 0.00062383 | -0.002492 | -0.00062431 | 2.6657e-07 | -4.8356e-07 | 0.0037417 | 0.0037419 | 0.0037419 | 0.99106 | -0.17178 | 0.99095 | -0.17402 | 1.028
31 | -0.0066396 | -0.0016628 | 0.0066401 | 0.0016629 | 4.9081e-07 | 1.4438e-07 | 0.0099685 | 0.0099685 | 0.0099685 | 0.99106 | -0.17178 | 0.99114 | -0.17022 | 2.7386
32 | 0.0019318 | 0.00048386 | -0.0019317 | -0.00048396 | 2.9227e-08 | -1.0068e-07 | 0.0029003 | 0.0029004 | 0.0029004 | 0.99106 | -0.17178 | 0.99105 | -0.17209 | 0.79681
33 | 0.0013731 | 0.00034388 | -0.001373 | -0.00034411 | 3.1185e-08 | -2.3207e-07 | 0.0020617 | 0.0020618 | 0.0020618 | 0.99095 | -0.17402 | 0.99092 | -0.1745 | 0.56643
34 | 0.0086995 | 0.00218 | -0.0086984 | -0.0021795 | 1.0976e-06 | 4.8135e-07 | 0.013061 | 0.013061 | 0.013061 | 0.99114 | -0.17022 | 0.99101 | -0.17287 | 3.5881
35 | -0.01534 | -0.0038429 | 0.015346 | 0.0038465 | 6.3759e-06 | 3.6672e-06 | 0.023029 | 0.023029 | 0.023029 | 0.99114 | -0.17022 | 0.99159 | -0.1615 | 6.3266
36 | 0.0019317 | 0.00048396 | -0.0019317 | -0.00048413 | 4.7846e-08 | -1.648e-07 | 0.0029004 | 0.0029004 | 0.0029004 | 0.99105 | -0.17209 | 0.99102 | -0.17261 | 0.79683
37 | 0.0045425 | 0.0011379 | -0.0045419 | -0.001138 | 6.0799e-07 | -5.9864e-08 | 0.0068205 | 0.0068206 | 0.0068206 | 0.99101 | -0.17287 | 0.99086 | -0.17568 | 1.8738
38 | 0.012067 | 0.0030236 | -0.012064 | -0.0030216 | 3.794e-06 | 2.0303e-06 | 0.018108 | 0.018109 | 0.018109 | 0.99159 | -0.1615 | 0.99125 | -0.1681 | 4.9749
39 | -0.027413 | -0.0068702 | 0.027433 | 0.0068826 | 2.0058e-05 | 1.2429e-05 | 0.041137 | 0.041137 | 0.041137 | 0.99159 | -0.1615 | 0.99238 | -0.14615 | 11.3014
40 | 0.010011 | 0.0025071 | -0.01001 | -0.0025068 | 5.8879e-07 | 2.872e-07 | 0.015027 | 0.015027 | 0.015027 | 0.99125 | -0.1681 | 0.99119 | -0.16934 | 4.1283
41 | -0.041801 | -0.010485 | 0.041838 | 0.010508 | 3.6531e-05 | 2.3059e-05 | 0.062681 | 0.062681 | 0.062681 | 0.99238 | -0.14615 | 0.99333 | -0.12784 | 17.2202
42 | 0.014368 | 0.0036024 | -0.014363 | -0.0035998 | 4.5198e-06 | 2.5573e-06 | 0.021544 | 0.021544 | 0.021544 | 0.99238 | -0.14615 | 0.99204 | -0.15276 | 5.9188
43 | 0.0047811 | 0.0011979 | -0.0047806 | -0.0011979 | 4.7853e-07 | -1.5041e-08 | 0.0071659 | 0.007166 | 0.007166 | 0.99279 | -0.13883 | 0.99268 | -0.14093 | 1.9687
44 | -0.00064129 | -0.00015828 | 0.0006413 | 0.00015806 | 5.9192e-09 | -2.1931e-07 | 0.00095843 | 0.00095836 | 0.00095843 | 0.99475 | -0.10117 | 0.99476 | -0.10097 | 0.26331
45 | -0.011562 | -0.0028976 | 0.011564 | 0.0028987 | 2.0005e-06 | 1.0624e-06 | 0.01756 | 0.01756 | 0.01756 | 0.97978 | -0.38989 | 0.97997 | -0.38626 | 4.8241
46 | 0.0076608 | 0.0019198 | -0.0076604 | -0.0019197 | 3.8469e-07 | 1.5076e-07 | 0.011635 | 0.011635 | 0.011635 | 0.97978 | -0.38989 | 0.97973 | -0.39095 | 3.1963
47 | 0.0036062 | 0.00090358 | -0.0036059 | -0.00090372 | 2.9598e-07 | -1.4187e-07 | 0.005477 | 0.0054771 | 0.0054771 | 0.97973 | -0.39095 | 0.97964 | -0.39267 | 1.5047
48 | -0.027996 | -0.0070274 | 0.028002 | 0.0070311 | 5.9513e-06 | 3.6976e-06 | 0.042456 | 0.042456 | 0.042456 | 0.9813 | -0.36012 | 0.98153 | -0.35566 | 11.6638
49 | 0.048011 | 0.012136 | -0.047955 | -0.012101 | 5.5434e-05 | 3.5117e-05 | 0.072353 | 0.072353 | 0.072353 | 0.9879 | -0.23186 | 0.98665 | -0.25597 | 19.8773
50 | -0.08429 | -0.021252 | 0.084331 | 0.021279 | 4.123e-05 | 2.63e-05 | 0.12701 | 0.12701 | 0.12701 | 0.9879 | -0.23186 | 0.98842 | -0.22165 | 34.8919
51 | 0.036279 | 0.0091161 | -0.036258 | -0.009103 | 2.0925e-05 | 1.3153e-05 | 0.054653 | 0.054653 | 0.054653 | 0.9879 | -0.23186 | 0.98728 | -0.24395 | 15.0146
52 | 0.0020394 | 0.00051108 | -0.0020394 | -0.00051113 | 1.7026e-08 | -5.0395e-08 | 0.0030758 | 0.0030758 | 0.0030758 | 0.98665 | -0.25597 | 0.98664 | -0.25614 | 0.84499
53 | 0.045916 | 0.01159 | -0.045889 | -0.011573 | 2.6687e-05 | 1.689e-05 | 0.069278 | 0.069278 | 0.069278 | 0.98665 | -0.25597 | 0.98603 | -0.26811 | 19.0323
54 | 0.013301 | 0.0033342 | -0.013299 | -0.0033331 | 2.0753e-06 | 1.1513e-06 | 0.020024 | 0.020024 | 0.020024 | 0.98842 | -0.22165 | 0.98826 | -0.22492 | 5.5011
55 | -0.097632 | -0.024613 | 0.097665 | 0.024634 | 3.3635e-05 | 2.1473e-05 | 0.14703 | 0.14703 | 0.14703 | 0.98842 | -0.22165 | 0.9888 | -0.21445 | 40.393
56 | 0.033362 | 0.0083772 | -0.033344 | -0.0083658 | 1.8124e-05 | 1.1355e-05 | 0.050289 | 0.050289 | 0.050289 | 0.98728 | -0.24395 | 0.98669 | -0.25535 | 13.8156
57 | 0.045029 | 0.011358 | -0.045016 | -0.011349 | 1.3517e-05 | 8.5516e-06 | 0.06798 | 0.06798 | 0.06798 | 0.98603 | -0.26811 | 0.9857 | -0.27438 | 18.6758
58 | -0.0013877 | -0.00033937 | 0.0013877 | 0.00033921 | 2.1908e-08 | -1.6287e-07 | 0.0020718 | 0.0020717 | 0.0020718 | 0.99527 | -0.090964 | 0.99529 | -0.090627 | 0.56917
59 | 0.0013877 | 0.00033937 | -0.0013874 | -0.00034166 | 3.0861e-07 | -2.2925e-06 | 0.0020718 | 0.0020726 | 0.0020726 | 0.99527 | -0.090964 | 0.99503 | -0.095707 | 0.56941
60 | -0.0043552 | -0.0010829 | 0.0043556 | 0.0010829 | 3.8543e-07 | -6.8715e-08 | 0.0065082 | 0.0065081 | 0.0065082 | 0.99529 | -0.090627 | 0.99539 | -0.088758 | 1.788
61 | 0.0013874 | 0.00034166 | -0.0013871 | -0.00034397 | 3.1159e-07 | -2.3113e-06 | 0.0020726 | 0.0020735 | 0.0020735 | 0.99503 | -0.095707 | 0.99479 | -0.10047 | 0.56965
62 | 0.043409 | 0.010947 | -0.043385 | -0.010931 | 2.447e-05 | 1.5467e-05 | 0.065555 | 0.065555 | 0.065555 | 0.9857 | -0.27438 | 0.9851 | -0.28617 | 18.0096
63 | 0.041813 | 0.010537 | -0.041801 | -0.01053 | 1.1602e-05 | 7.3264e-06 | 0.06318 | 0.06318 | 0.06318 | 0.9851 | -0.28617 | 0.9848 | -0.29197 | 17.3571
64 | 0.040941 | 0.010314 | -0.040931 | -0.010307 | 1.077e-05 | 6.7971e-06 | 0.061881 | 0.061881 | 0.061881 | 0.9848 | -0.29197 | 0.98451 | -0.29747 | 17.0003
65 | -0.097665 | -0.024634 | 0.097773 | 0.024703 | 0.00010784 | 6.8848e-05 | 0.14703 | 0.14703 | 0.14703 | 0.9888 | -0.21445 | 0.98999 | -0.19141 | 40.393
66 | -0.1006 | -0.025413 | 0.10081 | 0.025546 | 0.00020829 | 0.000133 | 0.15129 | 0.15129 | 0.15129 | 0.98999 | -0.19141 | 0.99223 | -0.14831 | 41.5621
67 | 0.039325 | 0.0099051 | -0.039304 | -0.0098919 | 2.0912e-05 | 1.3183e-05 | 0.059455 | 0.059455 | 0.059455 | 0.98451 | -0.29747 | 0.98394 | -0.3086 | 16.3337
68 | -0.0023957 | -0.00060043 | 0.0023958 | 0.00060035 | 3.9319e-08 | -7.803e-08 | 0.0036077 | 0.0036077 | 0.0036077 | 0.98813 | -0.22746 | 0.98814 | -0.22712 | 0.99113
69 | -0.0061123 | -0.0015318 | 0.0061124 | 0.0015318 | 9.3981e-08 | 2.2252e-08 | 0.0092043 | 0.0092043 | 0.0092043 | 0.98814 | -0.22712 | 0.98816 | -0.2268 | 2.5287
70 | 0.00906 | 0.0022707 | -0.0090592 | -0.0022703 | 8.0838e-07 | 3.6895e-07 | 0.013642 | 0.013642 | 0.013642 | 0.98826 | -0.22492 | 0.98816 | -0.2268 | 3.7477
71 | -0.10139 | -0.025689 | 0.1014 | 0.025697 | 1.2713e-05 | 8.1173e-06 | 0.15214 | 0.15214 | 0.15214 | 0.99223 | -0.14831 | 0.99236 | -0.1457 | 41.7977
72 | -0.0044897 | -0.0011252 | 0.00449 | 0.0011252 | 2.6204e-07 | -2.6097e-08 | 0.0067786 | 0.0067786 | 0.0067786 | 0.98556 | -0.27735 | 0.98562 | -0.27613 | 1.8623
73 | -0.021647 | -0.0054254 | 0.021656 | 0.005431 | 9.2001e-06 | 5.5951e-06 | 0.032681 | 0.032681 | 0.032681 | 0.98562 | -0.27613 | 0.98608 | -0.26721 | 8.9782
74 | 0.013016 | 0.0032624 | -0.013015 | -0.0032621 | 5.4823e-07 | 3.0262e-07 | 0.019651 | 0.019651 | 0.019651 | 0.98562 | -0.27613 | 0.98558 | -0.27701 | 5.3985
75 | 0.003484 | 0.00087307 | -0.0034839 | -0.00087314 | 1.127e-07 | -6.657e-08 | 0.0052574 | 0.0052574 | 0.0052574 | 0.98608 | -0.26721 | 0.98605 | -0.26789 | 1.4443
76 | -0.02514 | -0.0063041 | 0.025143 | 0.0063062 | 3.4853e-06 | 2.1482e-06 | 0.037938 | 0.037938 | 0.037938 | 0.98608 | -0.26721 | 0.98623 | -0.2643 | 10.4225
77 | 0.0098395 | 0.0024662 | -0.0098384 | -0.0024657 | 1.1096e-06 | 5.3932e-07 | 0.014856 | 0.014856 | 0.014856 | 0.98558 | -0.27701 | 0.98546 | -0.27938 | 4.0812
78 | 0.003176 | 0.00079592 | -0.0031759 | -0.00079596 | 5.0518e-08 | -4.2333e-08 | 0.004795 | 0.0047951 | 0.0047951 | 0.98558 | -0.27701 | 0.98556 | -0.27735 | 1.3173
79 | -0.027991 | -0.0070198 | 0.027998 | 0.0070246 | 7.7824e-06 | 4.8322e-06 | 0.042234 | 0.042234 | 0.042234 | 0.98623 | -0.2643 | 0.98653 | -0.25847 | 11.6027
80 | 0.0069239 | 0.0017352 | -0.0069231 | -0.001735 | 7.4187e-07 | 2.4423e-07 | 0.010455 | 0.010455 | 0.010455 | 0.98546 | -0.27938 | 0.98534 | -0.28163 | 2.8722
81 | -0.029731 | -0.0074588 | 0.029735 | 0.0074616 | 4.4318e-06 | 2.7613e-06 | 0.044847 | 0.044847 | 0.044847 | 0.98653 | -0.25847 | 0.98669 | -0.25535 | 12.3205
82 | 0.0029991 | 0.00075151 | -0.002999 | -0.00075161 | 9.7438e-08 | -9.8984e-08 | 0.004529 | 0.0045291 | 0.0045291 | 0.98534 | -0.28163 | 0.98531 | -0.28231 | 1.2442
83 | 0.0012921 | 0.00032016 | -0.001292 | -0.00032043 | 3.0487e-08 | -2.6342e-07 | 0.0019314 | 0.0019315 | 0.0019315 | 0.99479 | -0.10047 | 0.99476 | -0.10097 | 0.53063
84 | 0.00065074 | 0.00016236 | -0.00065074 | -0.00016249 | 3.6133e-09 | -1.2977e-07 | 0.00097315 | 0.0009732 | 0.0009732 | 0.99476 | -0.10097 | 0.99476 | -0.10109 | 0.26736
85 | -0.10506 | -0.026614 | 0.10526 | 0.026747 | 0.00020764 | 0.0001326 | 0.15763 | 0.15763 | 0.15763 | 0.99236 | -0.1457 | 0.99451 | -0.10464 | 43.305
86 | -0.10526 | -0.026747 | 0.10552 | 0.026911 | 0.00025622 | 0.00016362 | 0.15763 | 0.15763 | 0.15763 | 0.99451 | -0.10464 | 0.99715 | -0.054223 | 43.305
87 | -0.11143 | -0.028393 | 0.11152 | 0.02845 | 9.0637e-05 | 5.7893e-05 | 0.16645 | 0.16645 | 0.16645 | 0.99715 | -0.054223 | 0.99804 | -0.03738 | 45.729
88 | 0.037261 | 0.0093799 | -0.037252 | -0.009374 | 9.3042e-06 | 5.8555e-06 | 0.056365 | 0.056365 | 0.056365 | 0.98394 | -0.3086 | 0.98367 | -0.31382 | 15.4849
89 | 0.035889 | 0.0090325 | -0.035878 | -0.0090255 | 1.1128e-05 | 6.9942e-06 | 0.054304 | 0.054304 | 0.054304 | 0.98367 | -0.31382 | 0.98334 | -0.32031 | 14.9186
90 | 0.0013187 | 0.00033049 | -0.0013187 | -0.00033049 | 6.1924e-10 | -4.8639e-09 | 0.0019955 | 0.0019955 | 0.0019955 | 0.98334 | -0.32031 | 0.98334 | -0.32032 | 0.54821
91 | 0.034559 | 0.008695 | -0.034538 | -0.0086817 | 2.1159e-05 | 1.3281e-05 | 0.052308 | 0.052308 | 0.052308 | 0.98334 | -0.32031 | 0.98268 | -0.33313 | 14.3704
92 | -0.0062302 | -0.0015614 | 0.0062323 | 0.0015619 | 2.0955e-06 | 5.1742e-07 | 0.0093529 | 0.0093526 | 0.0093529 | 0.9912 | -0.16913 | 0.99156 | -0.16207 | 2.5695
93 | 0.0062302 | 0.0015614 | -0.0062286 | -0.001561 | 1.5462e-06 | 3.8221e-07 | 0.0093529 | 0.0093531 | 0.0093531 | 0.9912 | -0.16913 | 0.99093 | -0.17434 | 2.5695
94 | -0.01833 | -0.004595 | 0.01833 | 0.0045953 | 3.6869e-07 | 2.192e-07 | 0.027508 | 0.027508 | 0.027508 | 0.99156 | -0.16207 | 0.99159 | -0.16164 | 7.5571
95 | 0.012098 | 0.0030331 | -0.012094 | -0.003031 | 3.9092e-06 | 2.0941e-06 | 0.018155 | 0.018155 | 0.018155 | 0.99156 | -0.16207 | 0.99121 | -0.16885 | 4.9878
96 | 0.0062286 | 0.001561 | -0.0062281 | -0.0015609 | 5.3985e-07 | 1.3353e-07 | 0.0093531 | 0.0093532 | 0.0093532 | 0.99093 | -0.17434 | 0.99084 | -0.17616 | 2.5696
97 | 0.0039684 | 0.00099448 | -0.0039682 | -0.00099453 | 1.4994e-07 | -5.0499e-08 | 0.0059446 | 0.0059447 | 0.0059447 | 0.99333 | -0.12784 | 0.99329 | -0.12863 | 1.6331
98 | -0.045806 | -0.011503 | 0.045832 | 0.011519 | 2.5963e-05 | 1.6426e-05 | 0.068626 | 0.068626 | 0.068626 | 0.99333 | -0.12784 | 0.99395 | -0.11596 | 18.8533
99 | 0.0021904 | 0.00054764 | -0.00219 | -0.00054873 | 4.333e-07 | -1.0978e-06 | 0.0032891 | 0.0032896 | 0.0032896 | 0.99081 | -0.17678 | 0.99059 | -0.18094 | 0.90374
100 | -0.0021904 | -0.00054764 | 0.0021908 | 0.00054667 | 3.7969e-07 | -9.6278e-07 | 0.0032891 | 0.0032887 | 0.0032891 | 0.99081 | -0.17678 | 0.99099 | -0.17313 | 0.9036
101 | 0.00219 | 0.00054873 | -0.0021899 | -0.00054884 | 4.3937e-08 | -1.1126e-07 | 0.0032896 | 0.0032897 | 0.0032897 | 0.99059 | -0.18094 | 0.99057 | -0.18136 | 0.90375
102 | -0.010008 | -0.0025059 | 0.01001 | 0.0025068 | 1.8091e-06 | 8.8252e-07 | 0.015027 | 0.015027 | 0.015027 | 0.99099 | -0.17313 | 0.99119 | -0.16934 | 4.1283
103 | -0.10679 | -0.02684 | 0.10707 | 0.027021 | 0.00028262 | 0.00018049 | 0.1599 | 0.1599 | 0.1599 | 0.99395 | -0.11596 | 0.99682 | -0.060691 | 43.9292
104 | -0.11354 | -0.02864 | 0.11366 | 0.028721 | 0.00012687 | 8.1041e-05 | 0.16955 | 0.16955 | 0.16955 | 0.99682 | -0.060691 | 0.99804 | -0.03738 | 46.5793
105 | 0.0060781 | 0.0015233 | -0.0060775 | -0.0015232 | 6.308e-07 | 1.4331e-07 | 0.0091245 | 0.0091246 | 0.0091246 | 0.99121 | -0.16885 | 0.9911 | -0.17103 | 2.5067
106 | 0.028867 | 0.00725 | -0.028861 | -0.0072465 | 5.6075e-06 | 3.4901e-06 | 0.043759 | 0.043759 | 0.043759 | 0.98174 | -0.35159 | 0.98153 | -0.35566 | 12.0217
107 | -0.030473 | -0.0076525 | 0.030487 | 0.007661 | 1.3708e-05 | 8.5563e-06 | 0.046193 | 0.046193 | 0.046193 | 0.98174 | -0.35159 | 0.98222 | -0.34217 | 12.6904
108 | -0.03206 | -0.0080553 | 0.032067 | 0.0080596 | 6.8525e-06 | 4.2876e-06 | 0.048576 | 0.048576 | 0.048576 | 0.98222 | -0.34217 | 0.98245 | -0.33769 | 13.3451
109 | -0.032926 | -0.0082749 | 0.032933 | 0.0082794 | 7.164e-06 | 4.4877e-06 | 0.049877 | 0.049877 | 0.049877 | 0.98245 | -0.33769 | 0.98268 | -0.33313 | 13.7025
110 | 0.0036086 | 0.00090427 | -0.0036084 | -0.00090435 | 1.5467e-07 | -7.8883e-08 | 0.005442 | 0.0054421 | 0.0054421 | 0.98669 | -0.25535 | 0.98664 | -0.25625 | 1.4951
111 | -0.22519 | -0.057172 | 0.22559 | 0.057431 | 0.00040582 | 0.00025922 | 0.336 | 0.336 | 0.336 | 0.99804 | -0.03738 | 1 | 0 | 46.1541
112 | 0.046607 | 0.011751 | -0.046584 | -0.011737 | 2.2134e-05 | 1.4005e-05 | 0.069376 | 0.069376 | 0.069376 | 1 | 0 | 0.99948 | -0.0099288 | 19.0594
113 | 0.045773 | 0.011533 | -0.045673 | -0.01147 | 9.995e-05 | 6.3218e-05 | 0.068168 | 0.068168 | 0.068168 | 0.99948 | -0.0099288 | 0.9971 | -0.055686 | 18.7275
114 | 0.019354 | 0.0048506 | -0.019349 | -0.004848 | 4.3806e-06 | 2.621e-06 | 0.028882 | 0.028883 | 0.028883 | 0.9971 | -0.055686 | 0.99685 | -0.060438 | 7.9348
115 | 0.026319 | 0.0066194 | -0.026302 | -0.0066089 | 1.6901e-05 | 1.0436e-05 | 0.039286 | 0.039286 | 0.039286 | 0.9971 | -0.055686 | 0.9964 | -0.069139 | 10.7928
116 | 0.0015228 | 0.00038134 | -0.0015228 | -0.00038153 | 3.2275e-08 | -1.9132e-07 | 0.0022868 | 0.0022869 | 0.0022869 | 0.99086 | -0.17568 | 0.99084 | -0.17613 | 0.62826
117 | 0.00051718 | 0.00012902 | -0.00051717 | -0.00012918 | 2.7668e-09 | -1.5834e-07 | 0.00077341 | 0.00077347 | 0.00077347 | 0.99476 | -0.10109 | 0.99475 | -0.1012 | 0.21249
118 | 0.00029596 | 7.3736e-05 | -0.00029596 | -7.4175e-05 | 2.4921e-09 | -4.3872e-07 | 0.00044257 | 0.00044272 | 0.00044272 | 0.99475 | -0.1012 | 0.99474 | -0.10138 | 0.12163
119 | 0.0091462 | 0.0022927 | -0.0091441 | -0.0022917 | 2.1001e-06 | 9.5479e-07 | 0.013673 | 0.013673 | 0.013673 | 0.99539 | -0.088758 | 0.99514 | -0.093578 | 3.7563
120 | -0.013502 | -0.0033755 | 0.013505 | 0.0033776 | 3.6611e-06 | 2.0314e-06 | 0.020181 | 0.020181 | 0.020181 | 0.99539 | -0.088758 | 0.99568 | -0.083057 | 5.5442
121 | 0.0016027 | 0.00040148 | -0.0016027 | -0.00040167 | 3.483e-08 | -1.8591e-07 | 0.0024019 | 0.002402 | 0.002402 | 0.99288 | -0.13717 | 0.99285 | -0.13762 | 0.65988
122 | -0.00080163 | -0.00020091 | 0.00080164 | 0.00020079 | 5.2618e-09 | -1.2133e-07 | 0.0012039 | 0.0012038 | 0.0012039 | 0.99083 | -0.17627 | 0.99084 | -0.17613 | 0.33074
123 | 0.0012301 | 0.0003081 | -0.0012301 | -0.00030829 | 2.0517e-08 | -1.949e-07 | 0.0018439 | 0.0018439 | 0.0018439 | 0.99268 | -0.14093 | 0.99267 | -0.14128 | 0.50658
124 | 0.0082751 | 0.0020739 | -0.0082732 | -0.0020731 | 1.9018e-06 | 7.8692e-07 | 0.012374 | 0.012374 | 0.012374 | 0.99514 | -0.093578 | 0.99489 | -0.098403 | 3.3994
125 | -0.014289 | -0.0035738 | 0.014292 | 0.0035758 | 3.5314e-06 | 1.9914e-06 | 0.021351 | 0.021351 | 0.021351 | 0.99568 | -0.083057 | 0.99595 | -0.077862 | 5.8657
126 | -0.0024668 | -0.0006182 | 0.0024668 | 0.00061813 | 4.0758e-08 | -7.1603e-08 | 0.0037448 | 0.0037448 | 0.0037448 | 0.98017 | -0.38226 | 0.98019 | -0.38192 | 1.0288
127 | 0.0016071 | 0.00040276 | -0.0016071 | -0.00040279 | 6.1993e-09 | -3.1035e-08 | 0.0024398 | 0.0024398 | 0.0024398 | 0.98017 | -0.38226 | 0.98017 | -0.38235 | 0.67029
128 | -0.016969 | -0.0042532 | 0.016976 | 0.0042574 | 7.2086e-06 | 4.2272e-06 | 0.025403 | 0.025403 | 0.025403 | 0.99401 | -0.11528 | 0.99447 | -0.10637 | 6.9788
129 | -0.019231 | -0.0048224 | 0.019241 | 0.0048287 | 1.058e-05 | 6.3287e-06 | 0.028776 | 0.028776 | 0.028776 | 0.99447 | -0.10637 | 0.99507 | -0.094835 | 7.9055
130 | 0.02573 | 0.0064655 | -0.025717 | -0.0064574 | 1.3166e-05 | 8.1165e-06 | 0.038431 | 0.038431 | 0.038431 | 0.9964 | -0.069139 | 0.99584 | -0.079864 | 10.5581
131 | 0.023548 | 0.0059138 | -0.02354 | -0.0059091 | 7.6339e-06 | 4.6719e-06 | 0.03519 | 0.03519 | 0.03519 | 0.99584 | -0.079864 | 0.99549 | -0.08666 | 9.6677
132 | 0.021372 | 0.0053657 | -0.021364 | -0.0053606 | 8.3304e-06 | 5.0487e-06 | 0.031949 | 0.031949 | 0.031949 | 0.99549 | -0.08666 | 0.99507 | -0.094835 | 8.7773
133 | 0.018549 | 0.0046474 | -0.018546 | -0.0046457 | 2.7715e-06 | 1.6481e-06 | 0.027688 | 0.027688 | 0.027688 | 0.99685 | -0.060438 | 0.99669 | -0.063576 | 7.6065
134 | 0.017675 | 0.0044274 | -0.017671 | -0.004425 | 4.2066e-06 | 2.4823e-06 | 0.026387 | 0.026387 | 0.026387 | 0.99669 | -0.063576 | 0.99643 | -0.068575 | 7.2493
135 | 0.016889 | 0.0042291 | -0.016887 | -0.0042278 | 2.2451e-06 | 1.3143e-06 | 0.02522 | 0.02522 | 0.02522 | 0.99643 | -0.068575 | 0.99629 | -0.071368 | 6.9287
136 | -0.0021981 | -0.0005509 | 0.0021983 | 0.00055058 | 1.2723e-07 | -3.2581e-07 | 0.0032885 | 0.0032884 | 0.0032885 | 0.99463 | -0.1033 | 0.9947 | -0.10208 | 0.90343
137 | -0.0044349 | -0.0011111 | 0.0044349 | 0.0011111 | 2.0448e-08 | -2.995e-09 | 0.0066342 | 0.0066342 | 0.0066342 | 0.9947 | -0.10208 | 0.9947 | -0.10199 | 1.8226
138 | -0.0064924 | -0.0016268 | 0.0064932 | 0.001627 | 8.3715e-07 | 2.2851e-07 | 0.0097121 | 0.009712 | 0.0097121 | 0.9947 | -0.10199 | 0.99484 | -0.099281 | 2.6682
139 | -0.0073844 | -0.0018504 | 0.0073847 | 0.0018505 | 3.088e-07 | 1.0998e-07 | 0.011045 | 0.011045 | 0.011045 | 0.99484 | -0.099281 | 0.99489 | -0.098403 | 3.0343
140 | 0.015977 | 0.0039997 | -0.015974 | -0.0039979 | 3.2045e-06 | 1.8555e-06 | 0.023861 | 0.023861 | 0.023861 | 0.99629 | -0.071368 | 0.99607 | -0.075582 | 6.5553
141 | 0.015192 | 0.003802 | -0.015191 | -0.003801 | 1.6481e-06 | 9.4373e-07 | 0.022694 | 0.022694 | 0.022694 | 0.99607 | -0.075582 | 0.99595 | -0.077862 | 6.2345

## res_trafo
| p_hv_mw | q_hv_mvar | p_lv_mw | q_lv_mvar | pl_mw | ql_mvar | i_hv_ka | i_lv_ka | vm_hv_pu | va_hv_degree | vm_lv_pu | va_lv_degree | loading_percent
0 | -1.2729e-15 | -1.3162e-15 | 0.00165 | 1.2699e-07 | 0.00165 | 1.2699e-07 | 5.2857e-17 | 0.0023815 | 0.99998 | 149.9956 | 1 | 0 | 0.2619

## res_ext_grid
| p_mw | q_mvar
0 | 0.27564 | 0.069631

## res_load
| p_mw | q_mvar
0 | 0.0044957 | 0.0011267
1 | 0.0010543 | 0.00026424
2 | 0.0095866 | 0.0024026
3 | 0.0045337 | 0.0011363
4 | 0.012442 | 0.0031182
5 | 5.7194e-05 | 1.4334e-05
6 | 4.8022e-05 | 1.2036e-05
7 | 0.00048264 | 0.00012096
8 | 0.002221 | 0.00055664
9 | 0.0018935 | 0.00047455
10 | 0.0017043 | 0.00042715
11 | 0.0022155 | 0.00055527
12 | 0.0011189 | 0.00028043
13 | 0.0041559 | 0.0010416
14 | 0.0020528 | 0.00051448
15 | 0.0019317 | 0.00048413
16 | 0.00093741 | 0.00023494
17 | 5.3387e-05 | 1.338e-05
18 | 0.0039014 | 0.00097778
19 | 0.0048844 | 0.0012241
20 | 0.0040542 | 0.0010161
21 | 0.0036059 | 0.00090372
22 | 0.0019267 | 0.00048288
23 | 0.0028959 | 0.00072579
24 | 0.0020394 | 0.00051113
25 | 0.00086004 | 0.00021555
26 | 0.0029675 | 0.00074372
27 | 0.0016064 | 0.0004026
28 | 0.0015722 | 0.00039403
29 | 0.00085963 | 0.00021544
30 | 0.0028315 | 0.00070964
31 | 0.0016055 | 0.00040238
32 | 0.0023957 | 0.00060043
33 | 0.0037165 | 0.00093145
34 | 0.0042389 | 0.0010624
35 | 0.00057191 | 0.00014333
36 | 0.0044897 | 0.0011252
37 | 0.0041408 | 0.0010378
38 | 0.0034839 | 0.00087314
39 | 0.0028473 | 0.00071359
40 | 0.0029145 | 0.00073044
41 | 0.0031759 | 0.00079596
42 | 0.0017323 | 0.00043416
43 | 0.0039241 | 0.00098346
44 | 9.5006e-05 | 2.3811e-05
45 | 0.0036591 | 0.00091705
46 | 0.0059127 | 0.0014819
47 | 0.0029468 | 0.00073853
48 | 0.002043 | 0.00051201
49 | 0.0013628 | 0.00034155
50 | 0.014363 | 0.0035998
51 | 0.0078176 | 0.0019593
52 | 0.006462 | 0.0016195
53 | 0.0039682 | 0.00099453
54 | 0.0021899 | 0.00054884
55 | 0.0078087 | 0.001957
56 | 0.0060158 | 0.0015077
57 | 0.0062281 | 0.0015609
58 | 0.001606 | 0.00040249
59 | 0.00085934 | 0.00021537
60 | 0.0015731 | 0.00039426
61 | 0.00085903 | 0.00021529
62 | 0.0016054 | 0.00040236
63 | 0.0036084 | 0.00090435
64 | 0.0017924 | 0.00044922
65 | 0.00081153 | 0.00020339
66 | 0.0013187 | 0.00033049
67 | 0.002999 | 0.00075161
68 | 0.0030191 | 0.00075665
69 | 0.001373 | 0.00034411
70 | 0.00013356 | 3.3473e-05
71 | 0.00022121 | 5.544e-05
72 | 0.00029596 | 7.4175e-05
73 | 0.0015031 | 0.00037671
74 | 0.0081456 | 0.0020415
75 | 0.0016027 | 0.00040167
76 | 0.00080163 | 0.00020091
77 | 0.00072117 | 0.00018074
78 | 0.0035505 | 0.00088984
79 | 0.0012301 | 0.00030829
80 | 0.00086898 | 0.00021779
81 | 0.00078316 | 0.00019628
82 | 0.00085963 | 0.00021544
83 | 0.0015731 | 0.00039426
84 | 0.0016071 | 0.00040279
85 | 0.0023127 | 0.00057962
86 | 0.0022544 | 0.000565
87 | 0.0005722 | 0.00014341
88 | 0.002169 | 0.0005436
89 | 0.0021684 | 0.00054346
90 | 0.00080042 | 0.0002006
91 | 0.0021223 | 0.00053189
92 | 0.00087107 | 0.00021831
93 | 0.00078151 | 0.00019587
94 | 0.0060775 | 0.0015232
95 | 0.0021981 | 0.0005509
96 | 0.0022366 | 0.00056055
97 | 0.0020575 | 0.00051565
98 | 0.00089119 | 0.00022335
99 | 0.0009099 | 0.00022804
100 | 0.00078167 | 0.00019591
101 | 0.00089858 | 0.00022521
102 | 0.00088847 | 0.00022267

## dtypes
| element | column | dtype
0 | bus | name | object
1 | bus | vn_kv | float64
2 | bus | type | object
3 | bus | zone | object
4 | bus | in_service | bool
5 | load | name | object
6 | load | bus | uint32
7 | load | p_mw | float64
8 | load | q_mvar | float64
9 | load | const_z_percent | float64
10 | load | const_i_percent | float64
11 | load | sn_mva | float64
12 | load | scaling | float64
13 | load | in_service | bool
14 | load | type | object
15 | ext_grid | name | object
16 | ext_grid | bus | uint32
17 | ext_grid | vm_pu | float64
18 | ext_grid | va_degree | float64
19 | ext_grid | slack_weight | float64
20 | ext_grid | in_service | bool
21 | line | name | object
22 | line | std_type | object
23 | line | from_bus | uint32
24 | line | to_bus | uint32
25 | line | length_km | float64
26 | line | r_ohm_per_km | float64
27 | line | x_ohm_per_km | float64
28 | line | c_nf_per_km | float64
29 | line | g_us_per_km | float64
30 | line | max_i_ka | float64
31 | line | df | float64
32 | line | parallel | uint32
33 | line | type | object
34 | line | in_service | bool
35 | trafo | name | object
36 | trafo | std_type | object
37 | trafo | hv_bus | uint32
38 | trafo | lv_bus | uint32
39 | trafo | sn_mva | float64
40 | trafo | vn_hv_kv | float64
41 | trafo | vn_lv_kv | float64
42 | trafo | vk_percent | float64
43 | trafo | vkr_percent | float64
44 | trafo | pfe_kw | float64
45 | trafo | i0_percent | float64
46 | trafo | shift_degree | float64
47 | trafo | tap_side | object
48 | trafo | tap_neutral | int32
49 | trafo | tap_min | int32
50 | trafo | tap_max | int32
51 | trafo | tap_step_percent | float64
52 | trafo | tap_step_degree | float64
53 | trafo | tap_pos | int32
54 | trafo | tap_phase_shifter | bool
55 | trafo | parallel | uint32
56 | trafo | df | float64
57 | trafo | in_service | bool
58 | line_geodata | coords | object
59 | bus_geodata | x | float64
60 | bus_geodata | y | float64
61 | bus_geodata | coords | object
62 | res_bus | vm_pu | float64
63 | res_bus | va_degree | float64
64 | res_bus | p_mw | float64
65 | res_bus | q_mvar | float64
66 | res_line | p_from_mw | float64
67 | res_line | q_from_mvar | float64
68 | res_line | p_to_mw | float64
69 | res_line | q_to_mvar | float64
70 | res_line | pl_mw | float64
71 | res_line | ql_mvar | float64
72 | res_line | i_from_ka | float64
73 | res_line | i_to_ka | float64
74 | res_line | i_ka | float64
75 | res_line | vm_from_pu | float64
76 | res_line | va_from_degree | float64
77 | res_line | vm_to_pu | float64
78 | res_line | va_to_degree | float64
79 | res_line | loading_percent | float64
80 | res_trafo | p_hv_mw | float64
81 | res_trafo | q_hv_mvar | float64
82 | res_trafo | p_lv_mw | float64
83 | res_trafo | q_lv_mvar | float64
84 | res_trafo | pl_mw | float64
85 | res_trafo | ql_mvar | float64
86 | res_trafo | i_hv_ka | float64
87 | res_trafo | i_lv_ka | float64
88 | res_trafo | vm_hv_pu | float64
89 | res_trafo | va_hv_degree | float64
90 | res_trafo | vm_lv_pu | float64
91 | res_trafo | va_lv_degree | float64
92 | res_trafo | loading_percent | float64
93 | res_ext_grid | p_mw | float64
94 | res_ext_grid | q_mvar | float64
95 | res_load | p_mw | float64
96 | res_load | q_mvar | float64

## parameters
| version | format_version | converged | OPF_converged | name | f_hz | sn_mva
0 | 2.14.6 | 2.14.0 | TRUE | FALSE |  | 50 | 1