## bus
| name | vn_kv | type | zone | in_service
0 | bus_LV_1095-10_0_6_node_0 | 0.4 | n |  | TRUE
1 | bus_LV_1095-10_0_6_node_1 | 0.4 | n |  | TRUE
2 | bus_LV_1095-10_0_6_node_2 | 0.4 | n |  | TRUE
3 | bus_LV_1095-10_0_6_node_4 | 0.4 | n |  | TRUE
4 | bus_LV_1095-10_0_6_node_27 | 0.4 | n |  | TRUE
5 | bus_LV_1095-10_0_6_node_24 | 0.4 | n |  | TRUE
6 | bus_LV_1095-10_0_6_node_30 | 0.4 | n |  | TRUE
7 | bus_LV_1095-10_0_6_node_47 | 0.4 | n |  | TRUE
8 | bus_LV_1095-10_0_6_node_13 | 0.4 | n |  | TRUE
9 | bus_LV_1095-10_0_6_node_25 | 0.4 | n |  | TRUE
10 | bus_LV_1095-10_0_6_node_132 | 0.4 | n |  | TRUE
11 | bus_LV_1095-10_0_6_node_35 | 0.4 | n |  | TRUE
12 | bus_LV_1095-10_0_6_node_124 | 0.4 | n |  | TRUE
13 | bus_LV_1095-10_0_6_node_106 | 0.4 | n |  | TRUE
14 | bus_LV_1095-10_0_6_node_23 | 0.4 | n |  | TRUE
15 | bus_LV_1095-10_0_6_node_11 | 0.4 | n |  | TRUE
16 | bus_LV_1095-10_0_6_node_39 | 0.4 | n |  | TRUE
17 | bus_LV_1095-10_0_6_node_134 | 0.4 | n |  | TRUE
18 | bus_LV_1095-10_0_6_node_5 | 0.4 | n |  | TRUE
19 | bus_LV_1095-10_0_6_node_6 | 0.4 | n |  | TRUE
20 | bus_LV_1095-10_0_6_node_8 | 0.4 | n |  | TRUE
21 | bus_LV_1095-10_0_6_node_34 | 0.4 | n |  | TRUE
22 | bus_LV_1095-10_0_6_node_33 | 0.4 | n |  | TRUE
23 | bus_LV_1095-10_0_6_node_26 | 0.4 | n |  | TRUE
24 | bus_LV_1095-10_0_6_node_40 | 0.4 | n |  | TRUE
25 | bus_LV_1095-10_0_6_node_20 | 0.4 | n |  | TRUE
26 | bus_LV_1095-10_0_6_node_21 | 0.4 | n |  | TRUE
27 | bus_LV_1095-10_0_6_node_10 | 0.4 | n |  | TRUE
28 | bus_LV_1095-10_0_6_node_12 | 0.4 | n |  | TRUE
29 | bus_LV_1095-10_0_6_node_14 | 0.4 | n |  | TRUE
30 | bus_LV_1095-10_0_6_node_15 | 0.4 | n |  | TRUE
31 | bus_LV_1095-10_0_6_node_37 | 0.4 | n |  | TRUE
32 | bus_LV_1095-10_0_6_node_18 | 0.4 | n |  | TRUE
33 | bus_LV_1095-10_0_6_node_32 | 0.4 | n |  | TRUE
34 | bus_LV_1095-10_0_6_node_28 | 0.4 | n |  | TRUE
35 | bus_LV_1095-10_0_6_node_38 | 0.4 | n |  | TRUE
36 | bus_LV_1095-10_0_6_node_16 | 0.4 | n |  | TRUE
37 | bus_LV_1095-10_0_6_node_17 | 0.4 | n |  | TRUE
38 | bus_LV_1095-10_0_6_node_19 | 0.4 | n |  | TRUE
39 | bus_LV_1095-10_0_6_node_46 | 0.4 | n |  | TRUE
40 | bus_LV_1095-10_0_6_node_41 | 0.4 | n |  | TRUE
41 | bus_LV_1095-10_0_6_node_22 | 0.4 | n |  | TRUE
42 | bus_LV_1095-10_0_6_node_43 | 0.4 | n |  | TRUE
43 | bus_LV_1095-10_0_6_node_42 | 0.4 | n |  | TRUE
44 | bus_LV_1095-10_0_6_node_133 | 0.4 | n |  | TRUE
45 | bus_LV_1095-10_0_6_node_44 | 0.4 | n |  | TRUE
46 | bus_LV_1095-10_0_6_node_29 | 0.4 | n |  | TRUE
47 | bus_LV_1095-10_0_6_node_31 | 0.4 | n |  | TRUE
48 | bus_LV_1095-10_0_6_node_67 | 0.4 | n |  | TRUE
49 | bus_LV_1095-10_0_6_node_53 | 0.4 | n |  | TRUE
50 | bus_LV_1095-10_0_6_node_60 | 0.4 | n |  | TRUE
51 | bus_LV_1095-10_0_6_node_58 | 0.4 | n |  | TRUE
52 | bus_LV_1095-10_0_6_node_56 | 0.4 | n |  | TRUE
53 | bus_LV_1095-10_0_6_node_119 | 0.4 | n |  | TRUE
54 | bus_LV_1095-10_0_6_node_61 | 0.4 | n |  | TRUE
55 | bus_LV_1095-10_0_6_node_118 | 0.4 | n |  | TRUE
56 | bus_LV_1095-10_0_6_node_62 | 0.4 | n |  | TRUE
57 | bus_LV_1095-10_0_6_node_45 | 0.4 | n |  | TRUE
58 | bus_LV_1095-10_0_6_node_48 | 0.4 | n |  | TRUE
59 | bus_LV_1095-10_0_6_node_49 | 0.4 | n |  | TRUE
60 | bus_LV_1095-10_0_6_node_50 | 0.4 | n |  | TRUE
61 | bus_LV_1095-10_0_6_node_51 | 0.4 | n |  | TRUE
62 | bus_LV_1095-10_0_6_node_52 | 0.4 | n |  | TRUE
63 | bus_LV_1095-10_0_6_node_55 | 0.4 | n |  | TRUE
64 | bus_LV_1095-10_0_6_node_57 | 0.4 | n |  | TRUE
65 | bus_LV_1095-10_0_6_node_125 | 0.4 | n |  | TRUE
66 | bus_LV_1095-10_0_6_node_115 | 0.4 | n |  | TRUE
67 | bus_LV_1095-10_0_6_node_92 | 0.4 | n |  | TRUE
68 | bus_LV_1095-10_0_6_node_59 | 0.4 | n |  | TRUE
69 | bus_LV_1095-10_0_6_node_105 | 0.4 | n |  | TRUE
70 | bus_LV_1095-10_0_6_node_90 | 0.4 | n |  | TRUE
71 | bus_LV_1095-10_0_6_node_126 | 0.4 | n |  | TRUE
72 | bus_LV_1095-10_0_6_node_77 | 0.4 | n |  | TRUE
73 | bus_LV_1095-10_0_6_node_66 | 0.4 | n |  | TRUE
74 | bus_LV_1095-10_0_6_node_63 | 0.4 | n |  | TRUE
75 | bus_LV_1095-10_0_6_node_64 | 0.4 | n |  | TRUE
76 | bus_LV_1095-10_0_6_node_65 | 0.4 | n |  | TRUE
77 | bus_LV_1095-10_0_6_node_68 | 0.4 | n |  | TRUE
78 | bus_LV_1095-10_0_6_node_85 | 0.4 | n |  | TRUE
79 | bus_LV_1095-10_0_6_node_114 | 0.4 | n |  | TRUE
80 | bus_LV_1095-10_0_6_node_94 | 0.4 | n |  | TRUE
81 | bus_LV_1095-10_0_6_node_83 | 0.4 | n |  | TRUE
82 | bus_LV_1095-10_0_6_node_69 | 0.4 | n |  | TRUE
83 | bus_LV_1095-10_0_6_node_70 | 0.4 | n |  | TRUE
84 | bus_LV_1095-10_0_6_node_71 | 0.4 | n |  | TRUE
85 | bus_LV_1095-10_0_6_node_72 | 0.4 | n |  | TRUE
86 | bus_LV_1095-10_0_6_node_73 | 0.4 | n |  | TRUE
87 | bus_LV_1095-10_0_6_node_74 | 0.4 | n |  | TRUE
88 | bus_LV_1095-10_0_6_node_75 | 0.4 | n |  | TRUE
89 | bus_LV_1095-10_0_6_node_76 | 0.4 | n |  | TRUE
90 | bus_LV_1095-10_0_6_node_102 | 0.4 | n |  | TRUE
91 | bus_LV_1095-10_0_6_node_109 | 0.4 | n |  | TRUE
92 | bus_LV_1095-10_0_6_node_100 | 0.4 | n |  | TRUE
93 | bus_LV_1095-10_0_6_node_104 | 0.4 | n |  | TRUE
94 | bus_LV_1095-10_0_6_node_78 | 0.4 | n |  | TRUE
95 | bus_LV_1095-10_0_6_node_79 | 0.4 | n |  | TRUE
96 | bus_LV_1095-10_0_6_node_80 | 0.4 | n |  | TRUE
97 | bus_LV_1095-10_0_6_node_81 | 0.4 | n |  | TRUE
98 | bus_LV_1095-10_0_6_node_108 | 0.4 | n |  | TRUE
99 | bus_LV_1095-10_0_6_node_107 | 0.4 | n |  | TRUE
100 | bus_LV_1095-10_0_6_node_120 | 0.4 | n |  | TRUE
101 | bus_LV_1095-10_0_6_node_82 | 0.4 | n |  | TRUE
102 | bus_LV_1095-10_0_6_node_84 | 0.4 | n |  | TRUE
103 | bus_LV_1095-10_0_6_node_86 | 0.4 | n |  | TRUE
104 | bus_LV_1095-10_0_6_node_98 | 0.4 | n |  | TRUE
105 | bus_LV_1095-10_0_6_node_93 | 0.4 | n |  | TRUE
106 | bus_LV_1095-10_0_6_node_99 | 0.4 | n |  | TRUE
107 | bus_LV_1095-10_0_6_node_87 | 0.4 | n |  | TRUE
108 | bus_LV_1095-10_0_6_node_88 | 0.4 | n |  | TRUE
109 | bus_LV_1095-10_0_6_node_89 | 0.4 | n |  | TRUE
110 | bus_LV_1095-10_0_6_node_91 | 0.4 | n |  | TRUE
111 | bus_LV_1095-10_0_6_node_110 | 0.4 | n |  | TRUE
112 | bus_LV_1095-10_0_6_node_117 | 0.4 | n |  | TRUE
113 | bus_LV_1095-10_0_6_node_95 | 0.4 | n |  | TRUE
114 | bus_LV_1095-10_0_6_node_96 | 0.4 | n |  | TRUE
115 | bus_LV_1095-10_0_6_node_97 | 0.4 | n |  | TRUE
116 | bus_LV_1095-10_0_6_node_111 | 0.4 | n |  | TRUE
117 | bus_LV_1095-10_0_6_node_131 | 0.4 | n |  | TRUE
118 | bus_LV_1095-10_0_6_node_112 | 0.4 | n |  | TRUE
119 | bus_LV_1095-10_0_6_node_113 | 0.4 | n |  | TRUE
120 | bus_LV_1095-10_0_6_node_130 | 0.4 | n |  | TRUE
121 | bus_LV_1095-10_0_6_node_101 | 0.4 | n |  | TRUE
122 | bus_LV_1095-10_0_6_node_103 | 0.4 | n |  | TRUE
123 | bus_LV_1095-10_0_6_node_116 | 0.4 | n |  | TRUE
124 | bus_LV_1095-10_0_6_node_128 | 0.4 | n |  | TRUE
125 | bus_LV_1095-10_0_6_node_123 | 0.4 | n |  | TRUE
126 | bus_LV_1095-10_0_6_node_122 | 0.4 | n |  | TRUE
127 | bus_LV_1095-10_0_6_node_121 | 0.4 | n |  | TRUE
128 | bus_LV_1095-10_0_6_node_127 | 0.4 | n |  | TRUE
129 | bus_LV_1095-10_0_6_node_129 | 0.4 | n |  | TRUE
130 | bus_MV_471_0_node_1 | 20 | n |  | TRUE

## load
| name | bus | p_mw | q_mvar | const_z_percent | const_i_percent | sn_mva | scaling | in_service | type
0 | LV_1095-10_0_6_load_0 | 0 | 0.0072385 | 0.0018141 | 0 | 0 |  | 1 | TRUE | wye
1 | LV_1095-10_0_6_load_1 | 1 | 0.018878 | 0.0047314 | 0 | 0 |  | 1 | TRUE | wye
2 | LV_1095-10_0_6_load_2 | 2 | 0.0087695 | 0.0021978 | 0 | 0 |  | 1 | TRUE | wye
3 | LV_1095-10_0_6_load_47 | 7 | 0.043879 | 0.010997 | 0 | 0 |  | 1 | TRUE | wye
4 | LV_1095-10_0_6_load_132 | 10 | 0.012814 | 0.0032115 | 0 | 0 |  | 1 | TRUE | wye
5 | LV_1095-10_0_6_load_124 | 12 | 0.006649 | 0.0016664 | 0 | 0 |  | 1 | TRUE | wye
6 | LV_1095-10_0_6_load_106 | 13 | 0.010583 | 0.0026523 | 0 | 0 |  | 1 | TRUE | wye
7 | LV_1095-10_0_6_load_11 | 15 | 0.010958 | 0.0027463 | 0 | 0 |  | 1 | TRUE | wye
8 | LV_1095-10_0_6_load_39 | 16 | 0.016692 | 0.0041833 | 0 | 0 |  | 1 | TRUE | wye
9 | LV_1095-10_0_6_load_134 | 17 | 0.0073861 | 0.0018511 | 0 | 0 |  | 1 | TRUE | wye
10 | LV_1095-10_0_6_load_5 | 18 | 0.0049746 | 0.0012468 | 0 | 0 |  | 1 | TRUE | wye
11 | LV_1095-10_0_6_load_6 | 19 | 0.0032811 | 0.00082233 | 0 | 0 |  | 1 | TRUE | wye
12 | LV_1095-10_0_6_load_8 | 20 | 0.0012756 | 0.00031968 | 0 | 0 |  | 1 | TRUE | wye
13 | LV_1095-10_0_6_load_34 | 21 | 0.0020868 | 0.000523 | 0 | 0 |  | 1 | TRUE | wye
14 | LV_1095-10_0_6_load_33 | 22 | 0.0033859 | 0.0008486 | 0 | 0 |  | 1 | TRUE | wye
15 | LV_1095-10_0_6_load_40 | 24 | 0.0017158 | 0.00043001 | 0 | 0 |  | 1 | TRUE | wye
16 | LV_1095-10_0_6_load_20 | 25 | 0.0023759 | 0.00059546 | 0 | 0 |  | 1 | TRUE | wye
17 | LV_1095-10_0_6_load_21 | 26 | 0.0027896 | 0.00069914 | 0 | 0 |  | 1 | TRUE | wye
18 | LV_1095-10_0_6_load_10 | 27 | 0.010816 | 0.0027108 | 0 | 0 |  | 1 | TRUE | wye
19 | LV_1095-10_0_6_load_14 | 29 | 0.001714 | 0.00042958 | 0 | 0 |  | 1 | TRUE | wye
20 | LV_1095-10_0_6_load_15 | 30 | 0.0015805 | 0.00039611 | 0 | 0 |  | 1 | TRUE | wye
21 | LV_1095-10_0_6_load_37 | 31 | 0.0014409 | 0.00036114 | 0 | 0 |  | 1 | TRUE | wye
22 | LV_1095-10_0_6_load_18 | 32 | 0.001579 | 0.00039573 | 0 | 0 |  | 1 | TRUE | wye
23 | LV_1095-10_0_6_load_32 | 33 | 0.015698 | 0.0039343 | 0 | 0 |  | 1 | TRUE | wye
24 | LV_1095-10_0_6_load_28 | 34 | 0.015743 | 0.0039456 | 0 | 0 |  | 1 | TRUE | wye
25 | LV_1095-10_0_6_load_38 | 35 | 0.0023266 | 0.00058311 | 0 | 0 |  | 1 | TRUE | wye
26 | LV_1095-10_0_6_load_16 | 36 | 0.0015814 | 0.00039633 | 0 | 0 |  | 1 | TRUE | wye
27 | LV_1095-10_0_6_load_17 | 37 | 0.0014901 | 0.00037345 | 0 | 0 |  | 1 | TRUE | wye
28 | LV_1095-10_0_6_load_19 | 38 | 0.0014901 | 0.00037345 | 0 | 0 |  | 1 | TRUE | wye
29 | LV_1095-10_0_6_load_46 | 39 | 0.00049201 | 0.00012331 | 0 | 0 |  | 1 | TRUE | wye
30 | LV_1095-10_0_6_load_41 | 40 | 0.00058283 | 0.00014607 | 0 | 0 |  | 1 | TRUE | wye
31 | LV_1095-10_0_6_load_43 | 42 | 0.0028976 | 0.00072621 | 0 | 0 |  | 1 | TRUE | wye
32 | LV_1095-10_0_6_load_42 | 43 | 0.0030546 | 0.00076557 | 0 | 0 |  | 1 | TRUE | wye
33 | LV_1095-10_0_6_load_133 | 44 | 0.0029082 | 0.00072886 | 0 | 0 |  | 1 | TRUE | wye
34 | LV_1095-10_0_6_load_44 | 45 | 0.0022762 | 0.00057046 | 0 | 0 |  | 1 | TRUE | wye
35 | LV_1095-10_0_6_load_29 | 46 | 0.0020377 | 0.00051068 | 0 | 0 |  | 1 | TRUE | wye
36 | LV_1095-10_0_6_load_31 | 47 | 0.00089982 | 0.00022552 | 0 | 0 |  | 1 | TRUE | wye
37 | LV_1095-10_0_6_load_58 | 51 | 0.0063636 | 0.0015949 | 0 | 0 |  | 1 | TRUE | wye
38 | LV_1095-10_0_6_load_56 | 52 | 0.0036911 | 0.00092508 | 0 | 0 |  | 1 | TRUE | wye
39 | LV_1095-10_0_6_load_119 | 53 | 0.0069342 | 0.0017379 | 0 | 0 |  | 1 | TRUE | wye
40 | LV_1095-10_0_6_load_118 | 55 | 0.01052 | 0.0026365 | 0 | 0 |  | 1 | TRUE | wye
41 | LV_1095-10_0_6_load_45 | 57 | 0.0030245 | 0.00075801 | 0 | 0 |  | 1 | TRUE | wye
42 | LV_1095-10_0_6_load_49 | 59 | 0.004397 | 0.001102 | 0 | 0 |  | 1 | TRUE | wye
43 | LV_1095-10_0_6_load_50 | 60 | 0.0021852 | 0.00054765 | 0 | 0 |  | 1 | TRUE | wye
44 | LV_1095-10_0_6_load_52 | 62 | 0.0050433 | 0.001264 | 0 | 0 |  | 1 | TRUE | wye
45 | LV_1095-10_0_6_load_57 | 64 | 0.0033311 | 0.00083485 | 0 | 0 |  | 1 | TRUE | wye
46 | LV_1095-10_0_6_load_125 | 65 | 0.0010829 | 0.0002714 | 0 | 0 |  | 1 | TRUE | wye
47 | LV_1095-10_0_6_load_115 | 66 | 0.00060929 | 0.0001527 | 0 | 0 |  | 1 | TRUE | wye
48 | LV_1095-10_0_6_load_92 | 67 | 0.0014524 | 0.00036402 | 0 | 0 |  | 1 | TRUE | wye
49 | LV_1095-10_0_6_load_59 | 68 | 0.026846 | 0.0067282 | 0 | 0 |  | 1 | TRUE | wye
50 | LV_1095-10_0_6_load_105 | 69 | 0.0039633 | 0.0009933 | 0 | 0 |  | 1 | TRUE | wye
51 | LV_1095-10_0_6_load_126 | 71 | 0.0011071 | 0.00027746 | 0 | 0 |  | 1 | TRUE | wye
52 | LV_1095-10_0_6_load_66 | 73 | 0.0035526 | 0.00089038 | 0 | 0 |  | 1 | TRUE | wye
53 | LV_1095-10_0_6_load_63 | 74 | 0.0079432 | 0.0019908 | 0 | 0 |  | 1 | TRUE | wye
54 | LV_1095-10_0_6_load_64 | 75 | 0.004218 | 0.0010571 | 0 | 0 |  | 1 | TRUE | wye
55 | LV_1095-10_0_6_load_68 | 77 | 0.0077949 | 0.0019536 | 0 | 0 |  | 1 | TRUE | wye
56 | LV_1095-10_0_6_load_114 | 79 | 0.001658 | 0.00041553 | 0 | 0 |  | 1 | TRUE | wye
57 | LV_1095-10_0_6_load_94 | 80 | 0.0026609 | 0.00066688 | 0 | 0 |  | 1 | TRUE | wye
58 | LV_1095-10_0_6_load_83 | 81 | 0.0087385 | 0.0021901 | 0 | 0 |  | 1 | TRUE | wye
59 | LV_1095-10_0_6_load_69 | 82 | 0.0016437 | 0.00041194 | 0 | 0 |  | 1 | TRUE | wye
60 | LV_1095-10_0_6_load_70 | 83 | 0.0012185 | 0.00030538 | 0 | 0 |  | 1 | TRUE | wye
61 | LV_1095-10_0_6_load_71 | 84 | 0.0017323 | 0.00043416 | 0 | 0 |  | 1 | TRUE | wye
62 | LV_1095-10_0_6_load_72 | 85 | 0.0017718 | 0.00044405 | 0 | 0 |  | 1 | TRUE | wye
63 | LV_1095-10_0_6_load_73 | 86 | 0.0023005 | 0.00057656 | 0 | 0 |  | 1 | TRUE | wye
64 | LV_1095-10_0_6_load_74 | 87 | 0.0017718 | 0.00044405 | 0 | 0 |  | 1 | TRUE | wye
65 | LV_1095-10_0_6_load_75 | 88 | 0.0012196 | 0.00030565 | 0 | 0 |  | 1 | TRUE | wye
66 | LV_1095-10_0_6_load_76 | 89 | 0.0021556 | 0.00054025 | 0 | 0 |  | 1 | TRUE | wye
67 | LV_1095-10_0_6_load_102 | 90 | 0.0012203 | 0.00030582 | 0 | 0 |  | 1 | TRUE | wye
68 | LV_1095-10_0_6_load_109 | 91 | 0.0021276 | 0.00053323 | 0 | 0 |  | 1 | TRUE | wye
69 | LV_1095-10_0_6_load_100 | 92 | 0.0038795 | 0.00097229 | 0 | 0 |  | 1 | TRUE | wye
70 | LV_1095-10_0_6_load_104 | 93 | 0.002128 | 0.00053332 | 0 | 0 |  | 1 | TRUE | wye
71 | LV_1095-10_0_6_load_78 | 94 | 0.0013253 | 0.00033215 | 0 | 0 |  | 1 | TRUE | wye
72 | LV_1095-10_0_6_load_79 | 95 | 0.0013978 | 0.00035033 | 0 | 0 |  | 1 | TRUE | wye
73 | LV_1095-10_0_6_load_80 | 96 | 0.0013261 | 0.00033236 | 0 | 0 |  | 1 | TRUE | wye
74 | LV_1095-10_0_6_load_107 | 99 | 0.0013978 | 0.00035033 | 0 | 0 |  | 1 | TRUE | wye
75 | LV_1095-10_0_6_load_120 | 100 | 0.0030581 | 0.00076643 | 0 | 0 |  | 1 | TRUE | wye
76 | LV_1095-10_0_6_load_82 | 101 | 0.0029174 | 0.00073117 | 0 | 0 |  | 1 | TRUE | wye
77 | LV_1095-10_0_6_load_84 | 102 | 0.0029174 | 0.00073117 | 0 | 0 |  | 1 | TRUE | wye
78 | LV_1095-10_0_6_load_86 | 103 | 0.0029183 | 0.0007314 | 0 | 0 |  | 1 | TRUE | wye
79 | LV_1095-10_0_6_load_98 | 104 | 0.00082181 | 0.00020597 | 0 | 0 |  | 1 | TRUE | wye
80 | LV_1095-10_0_6_load_93 | 105 | 0.012976 | 0.0032521 | 0 | 0 |  | 1 | TRUE | wye
81 | LV_1095-10_0_6_load_99 | 106 | 0.0064383 | 0.0016136 | 0 | 0 |  | 1 | TRUE | wye
82 | LV_1095-10_0_6_load_87 | 107 | 0.0022537 | 0.00056483 | 0 | 0 |  | 1 | TRUE | wye
83 | LV_1095-10_0_6_load_88 | 108 | 0.0026304 | 0.00065925 | 0 | 0 |  | 1 | TRUE | wye
84 | LV_1095-10_0_6_load_89 | 109 | 0.0032288 | 0.00080922 | 0 | 0 |  | 1 | TRUE | wye
85 | LV_1095-10_0_6_load_91 | 110 | 0.002788 | 0.00069873 | 0 | 0 |  | 1 | TRUE | wye
86 | LV_1095-10_0_6_load_110 | 111 | 0.0031786 | 0.00079663 | 0 | 0 |  | 1 | TRUE | wye
87 | LV_1095-10_0_6_load_117 | 112 | 0.003377 | 0.00084635 | 0 | 0 |  | 1 | TRUE | wye
88 | LV_1095-10_0_6_load_96 | 114 | 0.0028751 | 0.00072058 | 0 | 0 |  | 1 | TRUE | wye
89 | LV_1095-10_0_6_load_97 | 115 | 0.0026627 | 0.00066732 | 0 | 0 |  | 1 | TRUE | wye
90 | LV_1095-10_0_6_load_131 | 117 | 0.0026598 | 0.00066662 | 0 | 0 |  | 1 | TRUE | wye
91 | LV_1095-10_0_6_load_112 | 118 | 0.0027047 | 0.00067786 | 0 | 0 |  | 1 | TRUE | wye
92 | LV_1095-10_0_6_load_113 | 119 | 0.0026338 | 0.0006601 | 0 | 0 |  | 1 | TRUE | wye
93 | LV_1095-10_0_6_load_130 | 120 | 0.0026598 | 0.00066662 | 0 | 0 |  | 1 | TRUE | wye
94 | LV_1095-10_0_6_load_101 | 121 | 0.0024329 | 0.00060975 | 0 | 0 |  | 1 | TRUE | wye
95 | LV_1095-10_0_6_load_103 | 122 | 0.0014198 | 0.00035584 | 0 | 0 |  | 1 | TRUE | wye
96 | LV_1095-10_0_6_load_116 | 123 | 0.0014206 | 0.00035604 | 0 | 0 |  | 1 | TRUE | wye
97 | LV_1095-10_0_6_load_128 | 124 | 0.0048644 | 0.0012191 | 0 | 0 |  | 1 | TRUE | wye
98 | LV_1095-10_0_6_load_123 | 125 | 0.0026338 | 0.0006601 | 0 | 0 |  | 1 | TRUE | wye
99 | LV_1095-10_0_6_load_122 | 126 | 0.0013717 | 0.00034378 | 0 | 0 |  | 1 | TRUE | wye
100 | LV_1095-10_0_6_load_121 | 127 | 0.001372 | 0.00034386 | 0 | 0 |  | 1 | TRUE | wye
101 | LV_1095-10_0_6_load_127 | 128 | 0.0028891 | 0.00072407 | 0 | 0 |  | 1 | TRUE | wye
102 | LV_1095-10_0_6_load_129 | 129 | 0.0026627 | 0.00066732 | 0 | 0 |  | 1 | TRUE | wye

## ext_grid
| name | bus | vm_pu | va_degree | slack_weight | in_service
0 |  | 57 | 1 | 0 | 1 | TRUE

## line
| name | std_type | from_bus | to_bus | length_km | r_ohm_per_km | x_ohm_per_km | c_nf_per_km | g_us_per_km | max_i_ka | df | parallel | type | in_service
0 | LV_1095-10_0_6_line_0 |  | 0 | 1 | 0.05852 | 0.125 | 0.08 | 261 | 0 | 0.364 | 1 | 1 | cs | TRUE
1 | LV_1095-10_0_6_line_1 |  | 0 | 2 | 0.0030865 | 0.125 | 0.08 | 261 | 0 | 0.364 | 1 | 1 | cs | TRUE
2 | LV_1095-10_0_6_line_2 |  | 2 | 3 | 0.037274 | 0.125 | 0.08 | 261 | 0 | 0.364 | 1 | 1 | cs | TRUE
3 | LV_1095-10_0_6_line_3 |  | 3 | 4 | 0.009403 | 0.125 | 0.08 | 261 | 0 | 0.364 | 1 | 1 | cs | TRUE
4 | LV_1095-10_0_6_line_4 |  | 4 | 17 | 0.002595 | 0.125 | 0.08 | 261 | 0 | 0.364 | 1 | 1 | cs | TRUE
5 | LV_1095-10_0_6_line_5 |  | 4 | 9 | 0.021093 | 0.125 | 0.08 | 261 | 0 | 0.364 | 1 | 1 | cs | TRUE
6 | LV_1095-10_0_6_line_6 |  | 5 | 6 | 0.035073 | 0.125 | 0.08 | 261 | 0 | 0.364 | 1 | 1 | cs | TRUE
7 | LV_1095-10_0_6_line_7 |  | 5 | 7 | 0.027963 | 0.125 | 0.08 | 261 | 0 | 0.364 | 1 | 1 | cs | TRUE
8 | LV_1095-10_0_6_line_8 |  | 5 | 8 | 0.032782 | 0.125 | 0.08 | 261 | 0 | 0.364 | 1 | 1 | cs | TRUE
9 | LV_1095-10_0_6_line_9 |  | 6 | 33 | 0.016308 | 0.125 | 0.08 | 261 | 0 | 0.364 | 1 | 1 | cs | TRUE
10 | LV_1095-10_0_6_line_10 |  | 6 | 34 | 0.068503 | 0.125 | 0.08 | 261 | 0 | 0.364 | 1 | 1 | cs | TRUE
11 | LV_1095-10_0_6_line_11 |  | 7 | 41 | 0.052441 | 0.125 | 0.08 | 261 | 0 | 0.364 | 1 | 1 | cs | TRUE
12 | LV_1095-10_0_6_line_12 |  | 8 | 14 | 0.046889 | 0.125 | 0.08 | 261 | 0 | 0.364 | 1 | 2 | cs | TRUE
13 | LV_1095-10_0_6_line_13 |  | 8 | 15 | 0.062632 | 0.125 | 0.08 | 261 | 0 | 0.364 | 1 | 1 | cs | TRUE
14 | LV_1095-10_0_6_line_14 |  | 8 | 9 | 0.041492 | 0.125 | 0.08 | 261 | 0 | 0.364 | 1 | 1 | cs | TRUE
15 | LV_1095-10_0_6_line_15 |  | 9 | 10 | 0.036674 | 0.125 | 0.08 | 261 | 0 | 0.364 | 1 | 1 | cs | TRUE
16 | LV_1095-10_0_6_line_16 |  | 10 | 44 | 0.0023013 | 0.125 | 0.08 | 261 | 0 | 0.364 | 1 | 1 | cs | TRUE
17 | LV_1095-10_0_6_line_17 |  | 11 | 12 | 0.026636 | 0.125 | 0.08 | 261 | 0 | 0.364 | 1 | 3 | cs | TRUE
18 | LV_1095-10_0_6_line_18 |  | 11 | 13 | 0.011313 | 0.125 | 0.08 | 261 | 0 | 0.364 | 1 | 3 | cs | TRUE
19 | LV_1095-10_0_6_line_19 |  | 12 | 48 | 0.017919 | 0.125 | 0.08 | 261 | 0 | 0.364 | 1 | 3 | cs | TRUE
20 | LV_1095-10_0_6_line_20 |  | 13 | 52 | 0.017588 | 0.125 | 0.08 | 261 | 0 | 0.364 | 1 | 3 | cs | TRUE
21 | LV_1095-10_0_6_line_21 |  | 14 | 16 | 0.035806 | 0.125 | 0.08 | 261 | 0 | 0.364 | 1 | 3 | cs | TRUE
22 | LV_1095-10_0_6_line_22 |  | 15 | 27 | 0.029009 | 0.125 | 0.08 | 261 | 0 | 0.364 | 1 | 1 | cs | TRUE
23 | LV_1095-10_0_6_line_23 |  | 16 | 23 | 0.051273 | 0.125 | 0.08 | 261 | 0 | 0.364 | 1 | 3 | cs | TRUE
24 | LV_1095-10_0_6_line_24 |  | 18 | 19 | 0.034559 | 0.125 | 0.08 | 261 | 0 | 0.364 | 1 | 1 | cs | TRUE
25 | LV_1095-10_0_6_line_25 |  | 19 | 20 | 0.015491 | 0.125 | 0.08 | 261 | 0 | 0.364 | 1 | 1 | cs | TRUE
26 | LV_1095-10_0_6_line_26 |  | 20 | 21 | 0.035075 | 0.125 | 0.08 | 261 | 0 | 0.364 | 1 | 1 | cs | TRUE
27 | LV_1095-10_0_6_line_27 |  | 21 | 22 | 0.06368 | 0.125 | 0.08 | 261 | 0 | 0.364 | 1 | 1 | cs | TRUE
28 | LV_1095-10_0_6_line_28 |  | 22 | 33 | 0.045048 | 0.125 | 0.08 | 261 | 0 | 0.364 | 1 | 1 | cs | TRUE
29 | LV_1095-10_0_6_line_29 |  | 23 | 24 | 0.015163 | 0.125 | 0.08 | 261 | 0 | 0.364 | 1 | 3 | cs | TRUE
30 | LV_1095-10_0_6_line_30 |  | 24 | 45 | 0.015829 | 0.125 | 0.08 | 261 | 0 | 0.364 | 1 | 3 | cs | TRUE
31 | LV_1095-10_0_6_line_31 |  | 25 | 26 | 0.020209 | 0.125 | 0.08 | 261 | 0 | 0.364 | 1 | 1 | cs | TRUE
32 | LV_1095-10_0_6_line_32 |  | 26 | 41 | 0.015687 | 0.125 | 0.08 | 261 | 0 | 0.364 | 1 | 1 | cs | TRUE
33 | LV_1095-10_0_6_line_33 |  | 28 | 29 | 0.0087949 | 0.125 | 0.08 | 261 | 0 | 0.364 | 1 | 1 | cs | TRUE
34 | LV_1095-10_0_6_line_34 |  | 28 | 30 | 0.012553 | 0.125 | 0.08 | 261 | 0 | 0.364 | 1 | 1 | cs | TRUE
35 | LV_1095-10_0_6_line_35 |  | 29 | 31 | 0.047649 | 0.125 | 0.08 | 261 | 0 | 0.364 | 1 | 1 | cs | TRUE
36 | LV_1095-10_0_6_line_36 |  | 30 | 32 | 0.0072483 | 0.125 | 0.08 | 261 | 0 | 0.364 | 1 | 1 | cs | TRUE
37 | LV_1095-10_0_6_line_37 |  | 31 | 35 | 0.011775 | 0.125 | 0.08 | 261 | 0 | 0.364 | 1 | 1 | cs | TRUE
38 | LV_1095-10_0_6_line_38 |  | 32 | 36 | 0.0072503 | 0.125 | 0.08 | 261 | 0 | 0.364 | 1 | 1 | cs | TRUE
39 | LV_1095-10_0_6_line_39 |  | 34 | 46 | 0.040789 | 0.125 | 0.08 | 261 | 0 | 0.364 | 1 | 1 | cs | TRUE
40 | LV_1095-10_0_6_line_40 |  | 36 | 37 | 0.01107 | 0.125 | 0.08 | 261 | 0 | 0.364 | 1 | 1 | cs | TRUE
41 | LV_1095-10_0_6_line_41 |  | 37 | 38 | 0.0069346 | 0.125 | 0.08 | 261 | 0 | 0.364 | 1 | 1 | cs | TRUE
42 | LV_1095-10_0_6_line_42 |  | 38 | 39 | 0.0069333 | 0.125 | 0.08 | 261 | 0 | 0.364 | 1 | 1 | cs | TRUE
43 | LV_1095-10_0_6_line_43 |  | 39 | 40 | 0.0076082 | 0.125 | 0.08 | 261 | 0 | 0.364 | 1 | 1 | cs | TRUE
44 | LV_1095-10_0_6_line_44 |  | 40 | 47 | 0.0028448 | 0.125 | 0.08 | 261 | 0 | 0.364 | 1 | 1 | cs | TRUE
45 | LV_1095-10_0_6_line_45 |  | 41 | 42 | 0.078465 | 0.125 | 0.08 | 261 | 0 | 0.364 | 1 | 1 | cs | TRUE
46 | LV_1095-10_0_6_line_46 |  | 42 | 43 | 0.021866 | 0.125 | 0.08 | 261 | 0 | 0.364 | 1 | 1 | cs | TRUE
47 | LV_1095-10_0_6_line_47 |  | 45 | 57 | 0.033397 | 0.125 | 0.08 | 261 | 0 | 0.364 | 1 | 3 | cs | TRUE
48 | LV_1095-10_0_6_line_48 |  | 46 | 47 | 0.023332 | 0.125 | 0.08 | 261 | 0 | 0.364 | 1 | 1 | cs | TRUE
49 | LV_1095-10_0_6_line_49 |  | 48 | 78 | 0.014012 | 0.125 | 0.08 | 261 | 0 | 0.364 | 1 | 1 | cs | TRUE
50 | LV_1095-10_0_6_line_50 |  | 48 | 76 | 0.007237 | 0.125 | 0.08 | 261 | 0 | 0.364 | 1 | 3 | cs | TRUE
51 | LV_1095-10_0_6_line_51 |  | 49 | 50 | 0.51485 | 0.125 | 0.08 | 261 | 0 | 0.364 | 1 | 3 | cs | TRUE
52 | LV_1095-10_0_6_line_52 |  | 49 | 51 | 0.019701 | 0.125 | 0.08 | 261 | 0 | 0.364 | 1 | 2 | cs | TRUE
53 | LV_1095-10_0_6_line_53 |  | 50 | 65 | 0.029673 | 0.125 | 0.08 | 261 | 0 | 0.364 | 1 | 1 | cs | TRUE
54 | LV_1095-10_0_6_line_54 |  | 50 | 66 | 0.01915 | 0.125 | 0.08 | 261 | 0 | 0.364 | 1 | 3 | cs | TRUE
55 | LV_1095-10_0_6_line_55 |  | 51 | 68 | 0.00019279 | 0.125 | 0.08 | 261 | 0 | 0.364 | 1 | 1 | cs | TRUE
56 | LV_1095-10_0_6_line_56 |  | 52 | 63 | 0.030233 | 0.125 | 0.08 | 261 | 0 | 0.364 | 1 | 3 | cs | TRUE
57 | LV_1095-10_0_6_line_57 |  | 53 | 54 | 0.055829 | 0.125 | 0.08 | 261 | 0 | 0.364 | 1 | 1 | cs | TRUE
58 | LV_1095-10_0_6_line_58 |  | 54 | 56 | 0.034513 | 0.125 | 0.08 | 261 | 0 | 0.364 | 1 | 1 | cs | TRUE
59 | LV_1095-10_0_6_line_59 |  | 55 | 56 | 0.066396 | 0.125 | 0.08 | 261 | 0 | 0.364 | 1 | 1 | cs | TRUE
60 | LV_1095-10_0_6_line_60 |  | 56 | 67 | 0.03287 | 0.125 | 0.08 | 261 | 0 | 0.364 | 1 | 1 | cs | TRUE
61 | LV_1095-10_0_6_line_61 |  | 57 | 58 | 0.029568 | 0.125 | 0.08 | 261 | 0 | 0.364 | 1 | 3 | cs | TRUE
62 | LV_1095-10_0_6_line_62 |  | 58 | 59 | 0.052877 | 0.125 | 0.08 | 261 | 0 | 0.364 | 1 | 3 | cs | TRUE
63 | LV_1095-10_0_6_line_63 |  | 59 | 60 | 0.001906 | 0.125 | 0.08 | 261 | 0 | 0.364 | 1 | 3 | cs | TRUE
64 | LV_1095-10_0_6_line_64 |  | 60 | 61 | 0.0038662 | 0.125 | 0.08 | 261 | 0 | 0.364 | 1 | 3 | cs | TRUE
65 | LV_1095-10_0_6_line_65 |  | 61 | 62 | 0.028298 | 0.125 | 0.08 | 261 | 0 | 0.364 | 1 | 3 | cs | TRUE
66 | LV_1095-10_0_6_line_66 |  | 62 | 63 | 0.11084 | 0.125 | 0.08 | 261 | 0 | 0.364 | 1 | 3 | cs | TRUE
67 | LV_1095-10_0_6_line_67 |  | 63 | 64 | 0.0085046 | 0.125 | 0.08 | 261 | 0 | 0.364 | 1 | 1 | cs | TRUE
68 | LV_1095-10_0_6_line_68 |  | 64 | 69 | 0.024192 | 0.125 | 0.08 | 261 | 0 | 0.364 | 1 | 1 | cs | TRUE
69 | LV_1095-10_0_6_line_69 |  | 65 | 71 | 0.0073557 | 0.125 | 0.08 | 261 | 0 | 0.364 | 1 | 1 | cs | TRUE
70 | LV_1095-10_0_6_line_70 |  | 66 | 72 | 0.018503 | 0.125 | 0.08 | 261 | 0 | 0.364 | 1 | 3 | cs | TRUE
71 | LV_1095-10_0_6_line_71 |  | 67 | 73 | 0.0040098 | 0.125 | 0.08 | 261 | 0 | 0.364 | 1 | 1 | cs | TRUE
72 | LV_1095-10_0_6_line_72 |  | 69 | 70 | 0.03714 | 0.125 | 0.08 | 261 | 0 | 0.364 | 1 | 1 | cs | TRUE
73 | LV_1095-10_0_6_line_73 |  | 70 | 93 | 0.0070309 | 0.125 | 0.08 | 261 | 0 | 0.364 | 1 | 1 | cs | TRUE
74 | LV_1095-10_0_6_line_74 |  | 70 | 108 | 0.01515 | 0.125 | 0.08 | 261 | 0 | 0.364 | 1 | 1 | cs | TRUE
75 | LV_1095-10_0_6_line_75 |  | 71 | 128 | 0.016785 | 0.125 | 0.08 | 261 | 0 | 0.364 | 1 | 1 | cs | TRUE
76 | LV_1095-10_0_6_line_76 |  | 72 | 79 | 0.015031 | 0.125 | 0.08 | 261 | 0 | 0.364 | 1 | 3 | cs | TRUE
77 | LV_1095-10_0_6_line_77 |  | 72 | 84 | 0.017187 | 0.125 | 0.08 | 261 | 0 | 0.364 | 1 | 1 | cs | TRUE
78 | LV_1095-10_0_6_line_78 |  | 73 | 75 | 0.017844 | 0.125 | 0.08 | 261 | 0 | 0.364 | 1 | 1 | cs | TRUE
79 | LV_1095-10_0_6_line_79 |  | 74 | 75 | 0.012742 | 0.125 | 0.08 | 261 | 0 | 0.364 | 1 | 1 | cs | TRUE
80 | LV_1095-10_0_6_line_80 |  | 74 | 76 | 0.045342 | 0.125 | 0.08 | 261 | 0 | 0.364 | 1 | 1 | cs | TRUE
81 | LV_1095-10_0_6_line_81 |  | 76 | 77 | 0.023898 | 0.125 | 0.08 | 261 | 0 | 0.364 | 1 | 3 | cs | TRUE
82 | LV_1095-10_0_6_line_82 |  | 77 | 79 | 0.029411 | 0.125 | 0.08 | 261 | 0 | 0.364 | 1 | 3 | cs | TRUE
83 | LV_1095-10_0_6_line_83 |  | 78 | 80 | 0.012623 | 0.125 | 0.08 | 261 | 0 | 0.364 | 1 | 1 | cs | TRUE
84 | LV_1095-10_0_6_line_84 |  | 78 | 81 | 0.029164 | 0.125 | 0.08 | 261 | 0 | 0.364 | 1 | 1 | cs | TRUE
85 | LV_1095-10_0_6_line_85 |  | 80 | 105 | 0.0092807 | 0.125 | 0.08 | 261 | 0 | 0.364 | 1 | 1 | cs | TRUE
86 | LV_1095-10_0_6_line_86 |  | 81 | 101 | 0.027565 | 0.125 | 0.08 | 261 | 0 | 0.364 | 1 | 1 | cs | TRUE
87 | LV_1095-10_0_6_line_87 |  | 82 | 83 | 0.010372 | 0.125 | 0.08 | 261 | 0 | 0.364 | 1 | 1 | cs | TRUE
88 | LV_1095-10_0_6_line_88 |  | 83 | 84 | 0.01533 | 0.125 | 0.08 | 261 | 0 | 0.364 | 1 | 1 | cs | TRUE
89 | LV_1095-10_0_6_line_89 |  | 85 | 86 | 0.012591 | 0.125 | 0.08 | 261 | 0 | 0.364 | 1 | 1 | cs | TRUE
90 | LV_1095-10_0_6_line_90 |  | 85 | 87 | 0.00017744 | 0.125 | 0.08 | 261 | 0 | 0.364 | 1 | 1 | cs | TRUE
91 | LV_1095-10_0_6_line_91 |  | 86 | 88 | 0.018443 | 0.125 | 0.08 | 261 | 0 | 0.364 | 1 | 1 | cs | TRUE
92 | LV_1095-10_0_6_line_92 |  | 87 | 89 | 0.00090256 | 0.125 | 0.08 | 261 | 0 | 0.364 | 1 | 1 | cs | TRUE
93 | LV_1095-10_0_6_line_93 |  | 88 | 90 | 2.4351e-05 | 0.125 | 0.08 | 261 | 0 | 0.364 | 1 | 1 | cs | TRUE
94 | LV_1095-10_0_6_line_94 |  | 89 | 91 | 0.030117 | 0.125 | 0.08 | 261 | 0 | 0.364 | 1 | 1 | cs | TRUE
95 | LV_1095-10_0_6_line_95 |  | 90 | 92 | 0.0028254 | 0.125 | 0.08 | 261 | 0 | 0.364 | 1 | 1 | cs | TRUE
96 | LV_1095-10_0_6_line_96 |  | 91 | 93 | 0.00028638 | 0.125 | 0.08 | 261 | 0 | 0.364 | 1 | 1 | cs | TRUE
97 | LV_1095-10_0_6_line_97 |  | 92 | 121 | 0.022941 | 0.125 | 0.08 | 261 | 0 | 0.364 | 1 | 1 | cs | TRUE
98 | LV_1095-10_0_6_line_98 |  | 94 | 95 | 0.013029 | 0.125 | 0.08 | 261 | 0 | 0.364 | 1 | 1 | cs | TRUE
99 | LV_1095-10_0_6_line_99 |  | 94 | 96 | 0.0059564 | 0.125 | 0.08 | 261 | 0 | 0.364 | 1 | 1 | cs | TRUE
100 | LV_1095-10_0_6_line_100 |  | 95 | 97 | 0.0015783 | 0.125 | 0.08 | 261 | 0 | 0.364 | 1 | 1 | cs | TRUE
101 | LV_1095-10_0_6_line_101 |  | 97 | 98 | 0.017086 | 0.125 | 0.08 | 261 | 0 | 0.364 | 1 | 1 | cs | TRUE
102 | LV_1095-10_0_6_line_102 |  | 97 | 99 | 0.0044894 | 0.125 | 0.08 | 261 | 0 | 0.364 | 1 | 1 | cs | TRUE
103 | LV_1095-10_0_6_line_103 |  | 98 | 100 | 0.025105 | 0.125 | 0.08 | 261 | 0 | 0.364 | 1 | 1 | cs | TRUE
104 | LV_1095-10_0_6_line_104 |  | 100 | 118 | 0.014674 | 0.125 | 0.08 | 261 | 0 | 0.364 | 1 | 1 | cs | TRUE
105 | LV_1095-10_0_6_line_105 |  | 101 | 102 | 0.0055096 | 0.125 | 0.08 | 261 | 0 | 0.364 | 1 | 1 | cs | TRUE
106 | LV_1095-10_0_6_line_106 |  | 102 | 103 | 0.01203 | 0.125 | 0.08 | 261 | 0 | 0.364 | 1 | 1 | cs | TRUE
107 | LV_1095-10_0_6_line_107 |  | 103 | 104 | 0.0064836 | 0.125 | 0.08 | 261 | 0 | 0.364 | 1 | 1 | cs | TRUE
108 | LV_1095-10_0_6_line_108 |  | 104 | 106 | 0.0072869 | 0.125 | 0.08 | 261 | 0 | 0.364 | 1 | 1 | cs | TRUE
109 | LV_1095-10_0_6_line_109 |  | 105 | 113 | 0.0050431 | 0.125 | 0.08 | 261 | 0 | 0.364 | 1 | 1 | cs | TRUE
110 | LV_1095-10_0_6_line_110 |  | 107 | 108 | 0.024762 | 0.125 | 0.08 | 261 | 0 | 0.364 | 1 | 1 | cs | TRUE
111 | LV_1095-10_0_6_line_111 |  | 107 | 109 | 0.020102 | 0.125 | 0.08 | 261 | 0 | 0.364 | 1 | 1 | cs | TRUE
112 | LV_1095-10_0_6_line_112 |  | 109 | 110 | 0.023784 | 0.125 | 0.08 | 261 | 0 | 0.364 | 1 | 1 | cs | TRUE
113 | LV_1095-10_0_6_line_113 |  | 110 | 111 | 0.0028677 | 0.125 | 0.08 | 261 | 0 | 0.364 | 1 | 1 | cs | TRUE
114 | LV_1095-10_0_6_line_114 |  | 111 | 112 | 0.010715 | 0.125 | 0.08 | 261 | 0 | 0.364 | 1 | 1 | cs | TRUE
115 | LV_1095-10_0_6_line_115 |  | 113 | 114 | 0.044282 | 0.125 | 0.08 | 261 | 0 | 0.364 | 1 | 1 | cs | TRUE
116 | LV_1095-10_0_6_line_116 |  | 113 | 115 | 0.019647 | 0.125 | 0.08 | 261 | 0 | 0.364 | 1 | 1 | cs | TRUE
117 | LV_1095-10_0_6_line_117 |  | 114 | 116 | 0.015944 | 0.125 | 0.08 | 261 | 0 | 0.364 | 1 | 1 | cs | TRUE
118 | LV_1095-10_0_6_line_118 |  | 115 | 117 | 0.0059683 | 0.125 | 0.08 | 261 | 0 | 0.364 | 1 | 1 | cs | TRUE
119 | LV_1095-10_0_6_line_119 |  | 116 | 118 | 0.014083 | 0.125 | 0.08 | 261 | 0 | 0.364 | 1 | 1 | cs | TRUE
120 | LV_1095-10_0_6_line_120 |  | 116 | 119 | 0.031176 | 0.125 | 0.08 | 261 | 0 | 0.364 | 1 | 1 | cs | TRUE
121 | LV_1095-10_0_6_line_121 |  | 117 | 120 | 0.0059656 | 0.125 | 0.08 | 261 | 0 | 0.364 | 1 | 1 | cs | TRUE
122 | LV_1095-10_0_6_line_122 |  | 119 | 125 | 0.003425 | 0.125 | 0.08 | 261 | 0 | 0.364 | 1 | 1 | cs | TRUE
123 | LV_1095-10_0_6_line_123 |  | 120 | 129 | 0.0059683 | 0.125 | 0.08 | 261 | 0 | 0.364 | 1 | 1 | cs | TRUE
124 | LV_1095-10_0_6_line_124 |  | 121 | 122 | 0.0065944 | 0.125 | 0.08 | 261 | 0 | 0.364 | 1 | 1 | cs | TRUE
125 | LV_1095-10_0_6_line_125 |  | 122 | 123 | 0.00018756 | 0.125 | 0.08 | 261 | 0 | 0.364 | 1 | 1 | cs | TRUE
126 | LV_1095-10_0_6_line_126 |  | 123 | 124 | 0.016508 | 0.125 | 0.08 | 261 | 0 | 0.364 | 1 | 1 | cs | TRUE
127 | LV_1095-10_0_6_line_127 |  | 125 | 126 | 0.0059475 | 0.125 | 0.08 | 261 | 0 | 0.364 | 1 | 1 | cs | TRUE
128 | LV_1095-10_0_6_line_128 |  | 126 | 127 | 0.0059479 | 0.125 | 0.08 | 261 | 0 | 0.364 | 1 | 1 | cs | TRUE

## trafo
| name | std_type | hv_bus | lv_bus | sn_mva | vn_hv_kv | vn_lv_kv | vk_percent | vkr_percent | pfe_kw | i0_percent | shift_degree | tap_side | tap_neutral | tap_min | tap_max | tap_step_percent | tap_step_degree | tap_pos | tap_phase_shifter | parallel | df | in_service
0 | LV_1095-10_0_6_trafo_45 | 0.63 MVA 20/0.4 kV | 130 | 57 | 0.63 | 20 | 0.4 | 6 | 1.206 | 1.65 | 0.2619 | 150 | hv | 0 | -2 | 2 | 2.5 | 0 | 0 | FALSE | 1 | 1 | TRUE

## line_geodata
| x0 | y0 | x1 | y1 | x2 | y2 | x3 | y3 | x4 | y4 | x5 | y5 | x6 | y6 | x7 | y7 | x8 | y8 | x9 | y9 | x10 | y10 | x11 | y11 | x12 | y12 | x13 | y13 | x14 | y14 | x15 | y15 | x16 | y16 | x17 | y17 | x18 | y18 | x19 | y19 | x20 | y20 | x21 | y21 | x22 | y22 | x23 | y23 | x24 | y24 | x25 | y25 | x26 | y26 | x27 | y27 | x28 | y28 | x29 | y29
0 | 2651344.7314 | 1222861.3244 | 2651366.0124 | 1222806.8107
1 | 2651344.7314 | 1222861.3244 | 2651343.609 | 1222864.1996
2 | 2651330.0543 | 1222898.9214 | 2651343.609 | 1222864.1996
3 | 2651324.001 | 1222901.7154 | 2651325.624 | 1222897.3045 | 2651330.0543 | 1222898.9214
4 | 2651321.5513 | 1222900.8382 | 2651324.001 | 1222901.7154
5 | 2651324.001 | 1222901.7154 | 2651323.302 | 1222903.6217 | 2651322.4478 | 1222905.938 | 2651322.1138 | 1222906.8468 | 2651326.3551 | 1222908.3954 | 2651322.3146 | 1222918.7447
6 | 2651375.7173 | 1222921.7735 | 2651362.3854 | 1222954.223
7 | 2651362.3854 | 1222954.223 | 2651389.0687 | 1222962.5864
8 | 2651330.7336 | 1222945.9229 | 2651342.9928 | 1222948.141 | 2651362.3854 | 1222954.223
9 | 2651375.7173 | 1222921.7735 | 2651385.1937 | 1222908.5011
10 | 2651375.7173 | 1222921.7735 | 2651402.0637 | 1222858.5396
11 | 2651407.9404 | 1223003.5797 | 2651403.4877 | 1223000.1725 | 2651401.1043 | 1222996.0271 | 2651400.5121 | 1222990.8299 | 2651403.7488 | 1222977.8388 | 2651403.0954 | 1222973.586 | 2651401.3165 | 1222968.8122 | 2651397.1469 | 1222965.1184 | 2651389.0687 | 1222962.5864
12 | 2651309.487 | 1222971.0442 | 2651313.5853 | 1222971.5687 | 2651314.263 | 1222958.0551 | 2651317.832 | 1222942.5652 | 2651330.7336 | 1222945.9229
13 | 2651330.7336 | 1222945.9229 | 2651334.5851 | 1222921.4188 | 2651342.1665 | 1222897.0913 | 2651347.0019 | 1222885.7319
14 | 2651322.3146 | 1222918.7447 | 2651326.2764 | 1222920.1575 | 2651320.82 | 1222933.7744 | 2651317.832 | 1222942.5652 | 2651330.7336 | 1222945.9229
15 | 2651322.3146 | 1222918.7447 | 2651293.2209 | 1222908.3878 | 2651287.4622 | 1222907.7653
16 | 2651285.1742 | 1222907.518 | 2651287.4622 | 1222907.7653
17 | 2651032.2895 | 1222815.2898 | 2651030.7882 | 1222806.4048 | 2651032.6129 | 1222797.0257 | 2651034.4798 | 1222789.1742
18 | 2651032.2895 | 1222815.2898 | 2651026.8482 | 1222816.5884 | 2651022.5836 | 1222820.3987
19 | 2651037.5182 | 1222771.5521 | 2651036.6018 | 1222780.2496 | 2651034.4798 | 1222789.1742
20 | 2651017.2795 | 1222837.0846 | 2651017.7949 | 1222833.1655 | 2651022.5836 | 1222820.3987
21 | 2651309.487 | 1222971.0442 | 2651302.328 | 1222970.1376 | 2651276.3331 | 1222965.4331 | 2651274.1826 | 1222965.1255
22 | 2651358.364 | 1222859.0403 | 2651347.0019 | 1222885.7319
23 | 2651223.3431 | 1222959.4402 | 2651232.1735 | 1222959.116 | 2651274.1826 | 1222965.1255
24 | 2651550.4118 | 1222848.6859 | 2651538.8482 | 1222848.9821 | 2651532.9325 | 1222850.7543 | 2651525.1541 | 1222856.5684 | 2651518.6154 | 1222859.3469
25 | 2651518.6154 | 1222859.3469 | 2651518.6154 | 1222859.3469 | 2651512.7423 | 1222859.6963 | 2651503.3337 | 1222857.7522
26 | 2651469.0835 | 1222857.8992 | 2651475.1162 | 1222855.5241 | 2651483.6732 | 1222854.3862 | 2651493.2559 | 1222855.6698 | 2651503.3337 | 1222857.7522
27 | 2651469.0835 | 1222857.8992 | 2651466.5779 | 1222858.8857 | 2651459.7853 | 1222864.7195 | 2651454.244 | 1222870.553 | 2651437.3877 | 1222893.9218 | 2651432.081 | 1222896.3108 | 2651426.9957 | 1222894.1545 | 2651423.1851 | 1222894.5441 | 2651423.1851 | 1222894.5441
28 | 2651423.1851 | 1222894.5441 | 2651418.3055 | 1222899.3049 | 2651413.7168 | 1222901.0997 | 2651408.1023 | 1222901.3848 | 2651399.1067 | 1222898.8612 | 2651393.8135 | 1222898.8155 | 2651389.0978 | 1222903.033 | 2651385.1937 | 1222908.5011
29 | 2651223.3431 | 1222959.4402 | 2651224.1773 | 1222953.277 | 2651226.378 | 1222946.0581 | 2651226.8548 | 1222944.7458
30 | 2651226.8548 | 1222944.7458 | 2651231.0776 | 1222933.1239 | 2651231.4485 | 1222929.6805
31 | 2651422.7521 | 1223008.7238 | 2651441.6283 | 1223015.942
32 | 2651407.9404 | 1223003.5797 | 2651415.4886 | 1223005.9463 | 2651422.7521 | 1223008.7238
33 | 2651386.4681 | 1222791.2081 | 2651387.0228 | 1222789.3339 | 2651388.1451 | 1222782.5863
34 | 2651386.4681 | 1222791.2081 | 2651398.1933 | 1222795.69
35 | 2651397.8846 | 1222736.0097 | 2651392.9502 | 1222753.6965 | 2651388.1451 | 1222782.5863
36 | 2651398.1933 | 1222795.69 | 2651404.9638 | 1222798.278
37 | 2651397.8846 | 1222736.0097 | 2651401.0489 | 1222724.6681
38 | 2651404.9638 | 1222798.278 | 2651411.7362 | 1222800.8667
39 | 2651429.6229 | 1222831.2287 | 2651405.3384 | 1222859.6019 | 2651402.0637 | 1222858.5396 | 2651402.0637 | 1222858.5396
40 | 2651422.0766 | 1222804.8192 | 2651411.7362 | 1222800.8667
41 | 2651422.0766 | 1222804.8192 | 2651428.5541 | 1222807.2952
42 | 2651428.5541 | 1222807.2952 | 2651435.0303 | 1222809.7707
43 | 2651435.0303 | 1222809.7707 | 2651442.1371 | 1222812.4872
44 | 2651442.1371 | 1222812.4872 | 2651444.7943 | 1222813.503 | 2651444.7943 | 1222813.503
45 | 2651407.9404 | 1223003.5797 | 2651403.0899 | 1223020.7817 | 2651404.281 | 1223024.2386 | 2651407.0967 | 1223027.5093 | 2651455.5912 | 1223047.9348
46 | 2651475.7431 | 1223056.4226 | 2651455.5912 | 1223047.9348
47 | 2651205.9934 | 1222923.4602 | 2651208.7673 | 1222919.7127 | 2651213.0629 | 1222916.7145 | 2651217.7077 | 1222917.188 | 2651229.9419 | 1222926.7324 | 2651231.4485 | 1222929.6805 | 2651231.4485 | 1222929.6805
48 | 2651429.6229 | 1222831.2287 | 2651444.7943 | 1222813.503
49 | 2651051.2509 | 1222773.571 | 2651046.9953 | 1222771.9113 | 2651037.5182 | 1222771.5521
50 | 2651036.7001 | 1222764.3629 | 2651037.5182 | 1222771.5521
51 | 2650670.617 | 1223103.6357 | 2650676.1609 | 1223093.8101 | 2650691.2431 | 1223043.2406 | 2650693.8484 | 1223035.6359 | 2650696.0335 | 1223029.2839 | 2650713.6874 | 1222977.7803 | 2650718.3414 | 1222965.6013 | 2650725.2193 | 1222954.9978 | 2650739.0901 | 1222943.4421 | 2650747.4191 | 1222935.208 | 2650755.2777 | 1222922.556 | 2650773.4215 | 1222899.9634 | 2650782.528 | 1222885.9435 | 2650785.103 | 1222877.4714 | 2650785.0585 | 1222867.576 | 2650778.3384 | 1222848.0957 | 2650780.8702 | 1222837.5663 | 2650789.8726 | 1222827.7704 | 2650807.7376 | 1222816.5602 | 2650815.4555 | 1222809.7663 | 2650827.0936 | 1222792.3994 | 2650832.6681 | 1222786.1542 | 2650845.0703 | 1222778.7888 | 2650853.3254 | 1222771.2658 | 2650878.0054 | 1222737.389 | 2650888.065 | 1222726.3793 | 2650910.4762 | 1222713.0736 | 2650917.847 | 1222721.1749 | 2650924.3279 | 1222726.9116 | 2650935.9516 | 1222733.4484
52 | 2650670.617 | 1223103.6357 | 2650664.5169 | 1223122.3682
53 | 2650935.9516 | 1222733.4484 | 2650923.3808 | 1222760.3274
54 | 2650935.9516 | 1222733.4484 | 2650953.2625 | 1222741.6373
55 | 2650664.5169 | 1223122.3682 | 2650664.4572 | 1223122.5515
56 | 2651018.8702 | 1222866.9844 | 2651017.1492 | 1222858.9536 | 2651015.9371 | 1222847.2916 | 2651017.2795 | 1222837.0846
57 | 2651073.927 | 1222626.8418 | 2651079.4274 | 1222621.33 | 2651087.6412 | 1222612.4839 | 2651095.2798 | 1222599.975 | 2651106.0051 | 1222581.5563
58 | 2651073.927 | 1222626.8418 | 2651059.6981 | 1222641.0841 | 2651055.3409 | 1222654.7885
59 | 2651055.3409 | 1222654.7885 | 2651062.6998 | 1222651.0048 | 2651091.5623 | 1222630.1617 | 2651100.5942 | 1222620.5555 | 2651105.2431 | 1222612.4612
60 | 2651055.3409 | 1222654.7885 | 2651045.6046 | 1222686.1834
61 | 2651188.7573 | 1222947.4801 | 2651190.4251 | 1222944.9039 | 2651202.7977 | 1222927.7775 | 2651205.9934 | 1222923.4602
62 | 2651188.7573 | 1222947.4801 | 2651186.0751 | 1222951.604 | 2651181.1151 | 1222953.3847 | 2651153.2283 | 1222943.7726 | 2651140.7626 | 1222939.4584
63 | 2651138.9613 | 1222938.835 | 2651140.7626 | 1222939.4584
64 | 2651135.3077 | 1222937.5705 | 2651138.9613 | 1222938.835
65 | 2651135.3077 | 1222937.5705 | 2651109.5621 | 1222925.8268
66 | 2651018.8702 | 1222866.9844 | 2651022.0505 | 1222873.7602 | 2651029.9693 | 1222883.3673 | 2651036.0792 | 1222889.8792 | 2651046.1285 | 1222896.8918 | 2651109.5621 | 1222925.8268
67 | 2651018.8702 | 1222866.9844 | 2651011.3192 | 1222870.2217 | 2651011.128 | 1222870.4382
68 | 2650995.113 | 1222888.5701 | 2651011.128 | 1222870.4382
69 | 2650920.2647 | 1222766.9904 | 2650923.3808 | 1222760.3274
70 | 2650969.988 | 1222749.5493 | 2650953.2625 | 1222741.6373
71 | 2651045.6046 | 1222686.1834 | 2651044.4169 | 1222690.0132
72 | 2650962.5572 | 1222888.4712 | 2650974.5677 | 1222894.9668 | 2650978.9342 | 1222896.0715 | 2650983.3169 | 1222896.1647 | 2650986.8864 | 1222895.5726 | 2650990.6573 | 1222893.6148 | 2650995.113 | 1222888.5701
73 | 2650962.5572 | 1222888.4712 | 2650956.4013 | 1222885.0744
74 | 2650962.5572 | 1222888.4712 | 2650965.1353 | 1222881.4334 | 2650966.3875 | 1222877.7974 | 2650968.0898 | 1222874.3891
75 | 2650913.154 | 1222782.1946 | 2650920.2647 | 1222766.9904
76 | 2650969.988 | 1222749.5493 | 2650984.633 | 1222752.9323
77 | 2650969.988 | 1222749.5493 | 2650962.869 | 1222765.1921
78 | 2651039.1312 | 1222707.0569 | 2651044.4169 | 1222690.0132
79 | 2651035.575 | 1222719.2888 | 2651036.6681 | 1222714.9989 | 2651039.1312 | 1222707.0569
80 | 2651036.7001 | 1222764.3629 | 2651034.0281 | 1222731.0084 | 2651034.3529 | 1222724.0847 | 2651035.575 | 1222719.2888
81 | 2651036.7001 | 1222764.3629 | 2651013.332 | 1222759.3597
82 | 2651013.332 | 1222759.3597 | 2651001.3773 | 1222756.8002 | 2650984.633 | 1222752.9323
83 | 2651051.2509 | 1222773.571 | 2651060.5677 | 1222782.0881
84 | 2651051.2509 | 1222773.571 | 2651066.3341 | 1222748.6104
85 | 2651067.4175 | 1222788.3499 | 2651060.5677 | 1222782.0881
86 | 2651080.5903 | 1222725.0185 | 2651066.3341 | 1222748.6104
87 | 2650952.2231 | 1222788.5846 | 2650956.5192 | 1222779.1447
88 | 2650956.5192 | 1222779.1447 | 2650962.869 | 1222765.1921
89 | 2650928.8359 | 1222869.8642 | 2650917.8119 | 1222863.7813
90 | 2650928.9912 | 1222869.9499 | 2650928.8359 | 1222869.8642
91 | 2650901.664 | 1222854.8712 | 2650917.8119 | 1222863.7813
92 | 2650929.7815 | 1222870.386 | 2650928.9912 | 1222869.9499
93 | 2650901.664 | 1222854.8712 | 2650901.6427 | 1222854.8594
94 | 2650929.7815 | 1222870.386 | 2650956.1505 | 1222884.9361
95 | 2650899.1689 | 1222853.4944 | 2650901.6427 | 1222854.8594
96 | 2650956.4013 | 1222885.0744 | 2650956.1505 | 1222884.9361
97 | 2650899.1689 | 1222853.4944 | 2650879.0832 | 1222842.4114
98 | 2651135.3632 | 1222723.6258 | 2651147.2205 | 1222718.2261
99 | 2651135.3632 | 1222723.6258 | 2651129.9424 | 1222726.0943
100 | 2651148.6568 | 1222717.572 | 2651147.2205 | 1222718.2261
101 | 2651157.1466 | 1222732.2205 | 2651153.0692 | 1222727.4715 | 2651148.6568 | 1222717.572
102 | 2651148.6568 | 1222717.572 | 2651152.742 | 1222715.7101
103 | 2651157.1466 | 1222732.2205 | 2651139.4777 | 1222750.0557
104 | 2651129.1502 | 1222760.4804 | 2651139.4777 | 1222750.0557
105 | 2651083.4398 | 1222720.303 | 2651083.4398 | 1222720.303 | 2651080.5903 | 1222725.0185
106 | 2651083.4398 | 1222720.303 | 2651089.6141 | 1222712.251 | 2651090.9714 | 1222710.9449
107 | 2651095.6433 | 1222706.4493 | 2651090.9714 | 1222710.9449
108 | 2651100.894 | 1222701.3966 | 2651095.6433 | 1222706.4493
109 | 2651071.1397 | 1222791.7526 | 2651067.4175 | 1222788.3499
110 | 2650979.7846 | 1222852.5781 | 2650978.7906 | 1222854.378 | 2650974.2503 | 1222862.055 | 2650968.0898 | 1222874.3891
111 | 2650979.7846 | 1222852.5781 | 2650981.6871 | 1222849.1329 | 2650983.3557 | 1222844.6889 | 2650982.561 | 1222841.847 | 2650980.5564 | 1222838.5834 | 2650976.918 | 1222835.7061
112 | 2650976.918 | 1222835.7061 | 2650976.918 | 1222835.7061 | 2650956.5508 | 1222823.4238
113 | 2650956.5508 | 1222823.4238 | 2650954.0951 | 1222821.9429
114 | 2650944.9192 | 1222816.4094 | 2650954.0951 | 1222821.9429
115 | 2651071.1397 | 1222791.7526 | 2651073.6532 | 1222794.0422 | 2651078.5074 | 1222797.5304 | 2651083.386 | 1222798.1727 | 2651088.4757 | 1222797.2046 | 2651107.2014 | 1222780.9403
116 | 2651071.1397 | 1222791.7526 | 2651073.0683 | 1222789.7235 | 2651081.7597 | 1222775.2909
117 | 2651119.2386 | 1222770.4854 | 2651107.2014 | 1222780.9403
118 | 2651084.8387 | 1222770.1781 | 2651081.7597 | 1222775.2909
119 | 2651119.2386 | 1222770.4854 | 2651129.1502 | 1222760.4804
120 | 2651119.2386 | 1222770.4854 | 2651100.5723 | 1222749.479 | 2651100.3946 | 1222748.0988 | 2651101.2866 | 1222746.6723 | 2651101.2866 | 1222746.6723
121 | 2651087.9162 | 1222765.0676 | 2651084.8387 | 1222770.1781
122 | 2651101.2866 | 1222746.6723 | 2651103.8053 | 1222744.3514
123 | 2651090.9952 | 1222759.9547 | 2651087.9162 | 1222765.0676
124 | 2650879.0832 | 1222842.4114 | 2650873.3094 | 1222839.2255
125 | 2650873.3094 | 1222839.2255 | 2650873.1452 | 1222839.1349
126 | 2650858.6915 | 1222831.1595 | 2650873.1452 | 1222839.1349
127 | 2651103.8053 | 1222744.3514 | 2651108.179 | 1222740.3211
128 | 2651112.5531 | 1222736.2906 | 2651108.179 | 1222740.3211

## bus_geodata
| x | y | coords
0 | 2651344.7314 | 1222861.3244
1 | 2651366.0124 | 1222806.8107
2 | 2651343.609 | 1222864.1996
3 | 2651330.0543 | 1222898.9214
4 | 2651324.001 | 1222901.7154
5 | 2651362.3854 | 1222954.223
6 | 2651375.7173 | 1222921.7735
7 | 2651389.0687 | 1222962.5864
8 | 2651330.7336 | 1222945.9229
9 | 2651322.3146 | 1222918.7447
10 | 2651287.4622 | 1222907.7653
11 | 2651032.2895 | 1222815.2898
12 | 2651034.4798 | 1222789.1742
13 | 2651022.5836 | 1222820.3987
14 | 2651309.487 | 1222971.0442
15 | 2651347.0019 | 1222885.7319
16 | 2651274.1826 | 1222965.1255
17 | 2651321.5513 | 1222900.8382
18 | 2651550.4118 | 1222848.6859
19 | 2651518.6154 | 1222859.3469
20 | 2651503.3337 | 1222857.7522
21 | 2651469.0835 | 1222857.8992
22 | 2651423.1851 | 1222894.5441
23 | 2651223.3431 | 1222959.4402
24 | 2651226.8548 | 1222944.7458
25 | 2651441.6283 | 1223015.942
26 | 2651422.7521 | 1223008.7238
27 | 2651358.364 | 1222859.0403
28 | 2651386.4681 | 1222791.2081
29 | 2651388.1451 | 1222782.5863
30 | 2651398.1933 | 1222795.69
31 | 2651397.8846 | 1222736.0097
32 | 2651404.9638 | 1222798.278
33 | 2651385.1937 | 1222908.5011
34 | 2651402.0637 | 1222858.5396
35 | 2651401.0489 | 1222724.6681
36 | 2651411.7362 | 1222800.8667
37 | 2651422.0766 | 1222804.8192
38 | 2651428.5541 | 1222807.2952
39 | 2651435.0303 | 1222809.7707
40 | 2651442.1371 | 1222812.4872
41 | 2651407.9404 | 1223003.5797
42 | 2651455.5912 | 1223047.9348
43 | 2651475.7431 | 1223056.4226
44 | 2651285.1742 | 1222907.518
45 | 2651231.4485 | 1222929.6805
46 | 2651429.6229 | 1222831.2287
47 | 2651444.7943 | 1222813.503
48 | 2651037.5182 | 1222771.5521
49 | 2650670.617 | 1223103.6357
50 | 2650935.9516 | 1222733.4484
51 | 2650664.5169 | 1223122.3682
52 | 2651017.2795 | 1222837.0846
53 | 2651106.0051 | 1222581.5563
54 | 2651073.927 | 1222626.8418
55 | 2651105.2431 | 1222612.4612
56 | 2651055.3409 | 1222654.7885
57 | 2651205.9934 | 1222923.4602
58 | 2651188.7573 | 1222947.4801
59 | 2651140.7626 | 1222939.4584
60 | 2651138.9613 | 1222938.835
61 | 2651135.3077 | 1222937.5705
62 | 2651109.5621 | 1222925.8268
63 | 2651018.8702 | 1222866.9844
64 | 2651011.128 | 1222870.4382
65 | 2650923.3808 | 1222760.3274
66 | 2650953.2625 | 1222741.6373
67 | 2651045.6046 | 1222686.1834
68 | 2650664.4572 | 1223122.5515
69 | 2650995.113 | 1222888.5701
70 | 2650962.5572 | 1222888.4712
71 | 2650920.2647 | 1222766.9904
72 | 2650969.988 | 1222749.5493
73 | 2651044.4169 | 1222690.0132
74 | 2651035.575 | 1222719.2888
75 | 2651039.1312 | 1222707.0569
76 | 2651036.7001 | 1222764.3629
77 | 2651013.332 | 1222759.3597
78 | 2651051.2509 | 1222773.571
79 | 2650984.633 | 1222752.9323
80 | 2651060.5677 | 1222782.0881
81 | 2651066.3341 | 1222748.6104
82 | 2650952.2231 | 1222788.5846
83 | 2650956.5192 | 1222779.1447
84 | 2650962.869 | 1222765.1921
85 | 2650928.8359 | 1222869.8642
86 | 2650917.8119 | 1222863.7813
87 | 2650928.9912 | 1222869.9499
88 | 2650901.664 | 1222854.8712
89 | 2650929.7815 | 1222870.386
90 | 2650901.6427 | 1222854.8594
91 | 2650956.1505 | 1222884.9361
92 | 2650899.1689 | 1222853.4944
93 | 2650956.4013 | 1222885.0744
94 | 2651135.3632 | 1222723.6258
95 | 2651147.2205 | 1222718.2261
96 | 2651129.9424 | 1222726.0943
97 | 2651148.6568 | 1222717.572
98 | 2651157.1466 | 1222732.2205
99 | 2651152.742 | 1222715.7101
100 | 2651139.4777 | 1222750.0557
101 | 2651080.5903 | 1222725.0185
102 | 2651083.4398 | 1222720.303
103 | 2651090.9714 | 1222710.9449
104 | 2651095.6433 | 1222706.4493
105 | 2651067.4175 | 1222788.3499
106 | 2651100.894 | 1222701.3966
107 | 2650979.7846 | 1222852.5781
108 | 2650968.0898 | 1222874.3891
109 | 2650976.918 | 1222835.7061
110 | 2650956.5508 | 1222823.4238
111 | 2650954.0951 | 1222821.9429
112 | 2650944.9192 | 1222816.4094
113 | 2651071.1397 | 1222791.7526
114 | 2651107.2014 | 1222780.9403
115 | 2651081.7597 | 1222775.2909
116 | 2651119.2386 | 1222770.4854
117 | 2651084.8387 | 1222770.1781
118 | 2651129.1502 | 1222760.4804
119 | 2651101.2866 | 1222746.6723
120 | 2651087.9162 | 1222765.0676
121 | 2650879.0832 | 1222842.4114
122 | 2650873.3094 | 1222839.2255
123 | 2650873.1452 | 1222839.1349
124 | 2650858.6915 | 1222831.1595
125 | 2651103.8053 | 1222744.3514
126 | 2651108.179 | 1222740.3211
127 | 2651112.5531 | 1222736.2906
128 | 2650913.154 | 1222782.1946
129 | 2651090.9952 | 1222759.9547
130 | 2651188.7573 | 1222947.4801

## line_std_types
| c_nf_per_km | r_ohm_per_km | x_ohm_per_km | max_i_ka | type | q_mm2 | alpha | voltage_rating
NAYY 4x50 SE | 210 | 0.642 | 0.083 | 0.142 | cs | 50 | 0.00403 | LV
NAYY 4x120 SE | 264 | 0.225 | 0.08 | 0.242 | cs | 120 | 0.00403 | LV
NAYY 4x150 SE | 261 | 0.208 | 0.08 | 0.27 | cs | 150 | 0.00403 | LV
NA2XS2Y 1x95 RM/25 12/20 kV | 216 | 0.313 | 0.132 | 0.252 | cs | 95 | 0.00403 | MV
NA2XS2Y 1x185 RM/25 12/20 kV | 273 | 0.161 | 0.117 | 0.362 | cs | 185 | 0.00403 | MV
NA2XS2Y 1x240 RM/25 12/20 kV | 304 | 0.122 | 0.112 | 0.421 | cs | 240 | 0.00403 | MV
NA2XS2Y 1x95 RM/25 6/10 kV | 315 | 0.313 | 0.123 | 0.249 | cs | 95 | 0.00403 | MV
NA2XS2Y 1x185 RM/25 6/10 kV | 406 | 0.161 | 0.11 | 0.358 | cs | 185 | 0.00403 | MV
NA2XS2Y 1x240 RM/25 6/10 kV | 456 | 0.122 | 0.105 | 0.416 | cs | 240 | 0.00403 | MV
NA2XS2Y 1x150 RM/25 12/20 kV | 250 | 0.206 | 0.116 | 0.319 | cs | 150 | 0.00403 | MV
NA2XS2Y 1x120 RM/25 12/20 kV | 230 | 0.253 | 0.119 | 0.283 | cs | 120 | 0.00403 | MV
NA2XS2Y 1x70 RM/25 12/20 kV | 190 | 0.443 | 0.132 | 0.22 | cs | 70 | 0.00403 | MV
NA2XS2Y 1x150 RM/25 6/10 kV | 360 | 0.206 | 0.11 | 0.315 | cs | 150 | 0.00403 | MV
NA2XS2Y 1x120 RM/25 6/10 kV | 340 | 0.253 | 0.113 | 0.28 | cs | 120 | 0.00403 | MV
NA2XS2Y 1x70 RM/25 6/10 kV | 280 | 0.443 | 0.123 | 0.217 | cs | 70 | 0.00403 | MV
N2XS(FL)2Y 1x120 RM/35 64/110 kV | 112 | 0.153 | 0.166 | 0.366 | cs | 120 | 0.00393 | HV
N2XS(FL)2Y 1x185 RM/35 64/110 kV | 125 | 0.099 | 0.156 | 0.457 | cs | 185 | 0.00393 | HV
N2XS(FL)2Y 1x240 RM/35 64/110 kV | 135 | 0.075 | 0.149 | 0.526 | cs | 240 | 0.00393 | HV
N2XS(FL)2Y 1x300 RM/35 64/110 kV | 144 | 0.06 | 0.144 | 0.588 | cs | 300 | 0.00393 | HV
15-AL1/3-ST1A 0.4 | 11 | 1.8769 | 0.35 | 0.105 | ol | 16 | 0.00403 | LV
24-AL1/4-ST1A 0.4 | 11.25 | 1.2012 | 0.335 | 0.14 | ol | 24 | 0.00403 | LV
48-AL1/8-ST1A 0.4 | 12.2 | 0.5939 | 0.3 | 0.21 | ol | 48 | 0.00403 | LV
94-AL1/15-ST1A 0.4 | 13.2 | 0.306 | 0.29 | 0.35 | ol | 94 | 0.00403 | LV
34-AL1/6-ST1A 10.0 | 9.7 | 0.8342 | 0.36 | 0.17 | ol | 34 | 0.00403 | MV
48-AL1/8-ST1A 10.0 | 10.1 | 0.5939 | 0.35 | 0.21 | ol | 48 | 0.00403 | MV
70-AL1/11-ST1A 10.0 | 10.4 | 0.4132 | 0.339 | 0.29 | ol | 70 | 0.00403 | MV
94-AL1/15-ST1A 10.0 | 10.75 | 0.306 | 0.33 | 0.35 | ol | 94 | 0.00403 | MV
122-AL1/20-ST1A 10.0 | 11.1 | 0.2376 | 0.323 | 0.41 | ol | 122 | 0.00403 | MV
149-AL1/24-ST1A 10.0 | 11.25 | 0.194 | 0.315 | 0.47 | ol | 149 | 0.00403 | MV
34-AL1/6-ST1A 20.0 | 9.15 | 0.8342 | 0.382 | 0.17 | ol | 34 | 0.00403 | MV
48-AL1/8-ST1A 20.0 | 9.5 | 0.5939 | 0.372 | 0.21 | ol | 48 | 0.00403 | MV
70-AL1/11-ST1A 20.0 | 9.7 | 0.4132 | 0.36 | 0.29 | ol | 70 | 0.00403 | MV
94-AL1/15-ST1A 20.0 | 10 | 0.306 | 0.35 | 0.35 | ol | 94 | 0.00403 | MV
122-AL1/20-ST1A 20.0 | 10.3 | 0.2376 | 0.344 | 0.41 | ol | 122 | 0.00403 | MV
149-AL1/24-ST1A 20.0 | 10.5 | 0.194 | 0.337 | 0.47 | ol | 149 | 0.00403 | MV
184-AL1/30-ST1A 20.0 | 10.75 | 0.1571 | 0.33 | 0.535 | ol | 184 | 0.00403 | MV
243-AL1/39-ST1A 20.0 | 11 | 0.1188 | 0.32 | 0.645 | ol | 243 | 0.00403 | MV
48-AL1/8-ST1A 110.0 | 8 | 0.5939 | 0.46 | 0.21 | ol | 48 | 0.00403 | HV
70-AL1/11-ST1A 110.0 | 8.4 | 0.4132 | 0.45 | 0.29 | ol | 70 | 0.00403 | HV
94-AL1/15-ST1A 110.0 | 8.65 | 0.306 | 0.44 | 0.35 | ol | 94 | 0.00403 | HV
122-AL1/20-ST1A 110.0 | 8.5 | 0.2376 | 0.43 | 0.41 | ol | 122 | 0.00403 | HV
149-AL1/24-ST1A 110.0 | 8.75 | 0.194 | 0.41 | 0.47 | ol | 149 | 0.00403 | HV
184-AL1/30-ST1A 110.0 | 8.8 | 0.1571 | 0.4 | 0.535 | ol | 184 | 0.00403 | HV
243-AL1/39-ST1A 110.0 | 9 | 0.1188 | 0.39 | 0.645 | ol | 243 | 0.00403 | HV
305-AL1/39-ST1A 110.0 | 9.2 | 0.0949 | 0.38 | 0.74 | ol | 305 | 0.00403 | HV
490-AL1/64-ST1A 110.0 | 9.75 | 0.059 | 0.37 | 0.96 | ol | 490 | 0.00403 | HV
679-AL1/86-ST1A 110.0 | 9.95 | 0.042 | 0.36 | 1.15 | ol | 679 | 0.00403 | HV
490-AL1/64-ST1A 220.0 | 10 | 0.059 | 0.285 | 0.96 | ol | 490 | 0.00403 | HV
679-AL1/86-ST1A 220.0 | 11.7 | 0.042 | 0.275 | 1.15 | ol | 679 | 0.00403 | HV
490-AL1/64-ST1A 380.0 | 11 | 0.059 | 0.253 | 0.96 | ol | 490 | 0.00403 | HV
679-AL1/86-ST1A 380.0 | 14.6 | 0.042 | 0.25 | 1.15 | ol | 679 | 0.00403 | HV

## trafo_std_types
| i0_percent | pfe_kw | vkr_percent | sn_mva | vn_lv_kv | vn_hv_kv | vk_percent | shift_degree | vector_group | tap_side | tap_neutral | tap_min | tap_max | tap_step_degree | tap_step_percent | tap_phase_shifter
160 MVA 380/110 kV | 0.06 | 60 | 0.25 | 160 | 110 | 380 | 12.2 | 0 | Yy0 | hv | 0 | -9 | 9 | 0 | 1.5 | FALSE
100 MVA 220/110 kV | 0.06 | 55 | 0.26 | 100 | 110 | 220 | 12 | 0 | Yy0 | hv | 0 | -9 | 9 | 0 | 1.5 | FALSE
63 MVA 110/20 kV | 0.04 | 22 | 0.32 | 63 | 20 | 110 | 18 | 150 | YNd5 | hv | 0 | -9 | 9 | 0 | 1.5 | FALSE
40 MVA 110/20 kV | 0.05 | 18 | 0.34 | 40 | 20 | 110 | 16.2 | 150 | YNd5 | hv | 0 | -9 | 9 | 0 | 1.5 | FALSE
25 MVA 110/20 kV | 0.07 | 14 | 0.41 | 25 | 20 | 110 | 12 | 150 | YNd5 | hv | 0 | -9 | 9 | 0 | 1.5 | FALSE
63 MVA 110/10 kV | 0.04 | 22 | 0.32 | 63 | 10 | 110 | 18 | 150 | YNd5 | hv | 0 | -9 | 9 | 0 | 1.5 | FALSE
40 MVA 110/10 kV | 0.05 | 18 | 0.34 | 40 | 10 | 110 | 16.2 | 150 | YNd5 | hv | 0 | -9 | 9 | 0 | 1.5 | FALSE
25 MVA 110/10 kV | 0.07 | 14 | 0.41 | 25 | 10 | 110 | 12 | 150 | YNd5 | hv | 0 | -9 | 9 | 0 | 1.5 | FALSE
0.25 MVA 20/0.4 kV | 0.32 | 0.8 | 1.44 | 0.25 | 0.4 | 20 | 6 | 150 | Yzn5 | hv | 0 | -2 | 2 | 0 | 2.5 | FALSE
0.4 MVA 20/0.4 kV | 0.3375 | 1.35 | 1.425 | 0.4 | 0.4 | 20 | 6 | 150 | Dyn5 | hv | 0 | -2 | 2 | 0 | 2.5 | FALSE
0.63 MVA 20/0.4 kV | 0.2619 | 1.65 | 1.206 | 0.63 | 0.4 | 20 | 6 | 150 | Dyn5 | hv | 0 | -2 | 2 | 0 | 2.5 | FALSE
0.25 MVA 10/0.4 kV | 0.24 | 0.6 | 1.2 | 0.25 | 0.4 | 10 | 4 | 150 | Dyn5 | hv | 0 | -2 | 2 | 0 | 2.5 | FALSE
0.4 MVA 10/0.4 kV | 0.2375 | 0.95 | 1.325 | 0.4 | 0.4 | 10 | 4 | 150 | Dyn5 | hv | 0 | -2 | 2 | 0 | 2.5 | FALSE
0.63 MVA 10/0.4 kV | 0.1873 | 1.18 | 1.0794 | 0.63 | 0.4 | 10 | 4 | 150 | Dyn5 | hv | 0 | -2 | 2 | 0 | 2.5 | FALSE

## trafo3w_std_types
| sn_hv_mva | sn_mv_mva | sn_lv_mva | vn_hv_kv | vn_mv_kv | vn_lv_kv | vk_hv_percent | vk_mv_percent | vk_lv_percent | vkr_hv_percent | vkr_mv_percent | vkr_lv_percent | pfe_kw | i0_percent | shift_mv_degree | shift_lv_degree | vector_group | tap_side | tap_neutral | tap_min | tap_max | tap_step_percent
63/25/38 MVA 110/20/10 kV | 63 | 25 | 38 | 110 | 20 | 10 | 10.4 | 10.4 | 10.4 | 0.28 | 0.32 | 0.35 | 35 | 0.89 | 0 | 0 | YN0yn0yn0 | hv | 0 | -10 | 10 | 1.2
63/25/38 MVA 110/10/10 kV | 63 | 25 | 38 | 110 | 10 | 10 | 10.4 | 10.4 | 10.4 | 0.28 | 0.32 | 0.35 | 35 | 0.89 | 0 | 0 | YN0yn0yn0 | hv | 0 | -10 | 10 | 1.2

## fuse_std_types
| fuse_type | i_rated_a | t_avg | t_min | t_total | x_avg | x_min | x_total
HV 100A | HV 100A | 100 | 0 | [10.0, 3.64, 0.854, 0.281, 0.1, 0.0531, 0.022, 0.01] | [10.0, 4.267, 1.21, 0.403, 0.1, 0.058, 0.022, 0.01] | 0 | [300.0, 350.0, 450.0, 550.0, 700.0, 850.0, 1200.0, 1752.0] | [600.0, 700.0, 900.0, 1150.0, 1665.0, 2000.0, 3000.0, 4313.0]
HV 10A | HV 10A | 10 | 0 | [10.0, 1675.0, 0.344, 0.156, 0.1, 0.0417, 0.0171, 0.01] | [10.0, 1.3, 0.3, 0.155, 0.1, 0.0555, 0.023, 0.01] | 0 | [30.0, 32.0, 35.0, 37.0, 39.0, 50.0, 70.0, 88.0] | [60.0, 70.0, 80.0, 87.0, 94.0, 110.0, 150.0, 216.0]
HV 125A | HV 125A | 125 | 0 | [10.0, 1.82, 0.344, 0.1, 0.0467, 0.0269, 0.01] | [10.0, 2.478, 0.426, 0.1, 0.0427, 0.0211, 0.01] | 0 | [375.0, 500.0, 700.0, 925.0, 1200.0, 1500.0, 2341.0] | [750.0, 1000.0, 1500.0, 2200.0, 3000.0, 4000.0, 5765.0]
HV 160A | HV 160A | 160 | 0 | [10.0, 4.15, 1.03, 0.198, 0.1, 0.051, 0.0172, 0.01] | [10.0, 2.3, 0.734, 0.274, 0.1, 0.046, 0.0177, 0.01] | 0 | [480.0, 550.0, 700.0, 1000.0, 1260.0, 1600.0, 2500.0, 3227.0] | [960.0, 1300.0, 1700.0, 2200.0, 2996.0, 4000.0, 6000.0, 7946.0]
HV 16A | HV 16A | 16 | 0 | [10.0, 0.352, 0.164, 0.1, 0.0649, 0.0342, 0.01] | [10.0, 2.34, 0.722, 0.181, 0.1, 0.055, 0.0296, 0.01] | 0 | [48.0, 60.0, 65.0, 71.0, 80.0, 100.0, 162.0] | [96.0, 110.0, 125.0, 150.0, 168.0, 200.0, 250.0, 398.0]
HV 200A | HV 200A | 200 | 0 | [10.0, 4.267, 1.21, 0.403, 0.1, 0.058, 0.022, 0.01] | [10.0, 3.73, 1.654, 0.328, 0.1, 0.0531, 0.019, 0.01] | 0 | [600.0, 700.0, 900.0, 1150.0, 1665.0, 2000.0, 3000.0, 4313.0] | [1200.0, 1500.0, 1800.0, 2700.0, 3960.0, 5000.0, 7500.0, 10620.0]
HV 20A | HV 20A | 20 | 0 | [10.0, 1.3, 0.3, 0.155, 0.1, 0.0555, 0.023, 0.01] | [10.0, 1.3, 0.161, 0.1, 0.0611, 0.0399, 0.0141, 0.01] | 0 | [60.0, 70.0, 80.0, 87.0, 94.0, 110.0, 150.0, 216.0] | [120.0, 150.0, 200.0, 223.0, 260.0, 300.0, 450.0, 532.0]
HV 25A | HV 25A | 25 | 0 | [10.0, 2.512, 0.833, 0.299, 0.1, 0.0372, 0.0223, 0.01] | [10.0, 3.125, 0.597, 0.198, 0.1, 0.0378, 0.022, 0.01] | 0 | [75.0, 82.0, 90.0, 100.0, 124.0, 170.0, 200.0, 289.0] | [150.0, 170.0, 210.0, 250.0, 294.0, 400.0, 500.0, 711.0]
HV 31.5A | HV 31.5A | 31.5 | 0 | [10.0, 2.34, 0.722, 0.181, 0.1, 0.055, 0.0296, 0.01] | [10.0, 2.84, 0.368, 0.164, 0.1, 0.0621, 0.0378, 0.0195, 0.01] | 0 | [95.0, 110.0, 125.0, 150.0, 165.0, 200.0, 250.0, 390.0] | [189.0, 220.0, 300.0, 350.0, 393.0, 450.0, 530.0, 700.0, 960.0]
HV 40A | HV 40A | 40 | 0 | [10.0, 1.3, 0.161, 0.1, 0.0611, 0.0399, 0.0141, 0.01] | [10.0, 2.05, 0.369, 0.198, 0.1, 0.051, 0.0298, 0.01] | 0 | [120.0, 150.0, 200.0, 223.0, 260.0, 300.0, 450.0, 532.0] | [240.0, 300.0, 400.0, 450.0, 530.0, 650.0, 800.0, 1311.0]
HV 50A | HV 50A | 50 | 0 | [10.0, 3.215, 0.597, 0.198, 0.1, 0.0378, 0.022, 0.01] | [10.0, 3.64, 0.854, 0.281, 0.1, 0.0531, 0.022, 0.01] | 0 | [150.0, 170.0, 210.0, 250.0, 294.0, 400.0, 500.0, 711.0] | [300.0, 350.0, 450.0, 550.0, 700.0, 850.0, 1200.0, 1752.0]
HV 6.3A | HV 6.3A | 6.3 | 0 | [10.0, 1.39, 0.344, 0.168, 0.1, 0.056, 0.0263, 0.01] | [10.0, 1.711, 0.516, 0.198, 0.1, 0.0634, 0.0303, 0.01] | 0 | [19.0, 19.5, 20.4, 20.8, 22.0, 25.0, 32.0, 48.0] | [38.0, 40.0, 43.0, 48.0, 53.0, 60.0, 75.0, 118.0]
HV 63A | HV 63A | 63 | 0 | [10.0, 2.84, 0.368, 0.164, 0.1, 0.0621, 0.0378, 0.0195, 0.01] | [10.0, 1.82, 0.344, 0.1, 0.0467, 0.0269, 0.01] | 0 | [189.0, 220.0, 300.0, 350.0, 393.0, 450.0, 530.0, 700.0, 961.0] | [378.0, 500.0, 700.0, 934.0, 1200.0, 1500.0, 2366.0]
HV 80A | HV 80A | 80 | 0 | [10.0, 2.05, 0.369, 0.198, 0.1, 0.051, 0.0298, 0.01] | [10.0, 4.15, 1.03, 0.198, 0.1, 0.051, 0.0172, 0.01] | 0 | [240.0, 300.0, 400.0, 450.0, 530.0, 650.0, 800.0, 1311.0] | [480.0, 550.0, 700.0, 1000.0, 1260.0, 1600.0, 2500.0, 3227.0]
Siemens NH-1-100 | Siemens NH-1-100 | 100 | [5400.0, 2000.0, 400.0, 20.0, 1.0, 0.2, 0.012, 0.004] | 0 | 0 | [150.0, 190.0, 250.0, 430.0, 900.0, 1250.0, 2700.0, 3600.0] | 0 | 0
Siemens NH-1-125 | Siemens NH-1-125 | 125 | [4800.0, 120.0, 7.0, 0.1, 0.004] | 0 | 0 | [180.0, 400.0, 740.0, 2000.0, 4250.0] | 0 | 0
Siemens NH-1-16 | Siemens NH-1-16 | 16 | [4000.0, 400.0, 2.0, 0.1, 0.04, 0.01] | 0 | 0 | [26.0, 35.0, 75.0, 150.0, 200.0, 300.0] | 0 | 0
Siemens NH-1-160 | Siemens NH-1-160 | 160 | [4800.0, 120.0, 7.0, 0.1, 0.004] | 0 | 0 | [210.0, 500.0, 900.0, 2300.0, 5000.0] | 0 | 0
Siemens NH-1-25 | Siemens NH-1-25 | 25 | [4000.0, 1000.0, 10.0, 0.2, 0.02, 0.01] | 0 | 0 | [40.0, 50.0, 100.0, 210.0, 400.0, 500.0] | 0 | 0
Siemens NH-1-50 | Siemens NH-1-50 | 50 | [4000.0, 40.0, 4.0, 1.0, 0.02, 0.01] | 0 | 0 | [86.0, 200.0, 300.0, 400.0, 1000.0, 1280.0] | 0 | 0
Siemens NH-1-63 | Siemens NH-1-63 | 63 | [4000.0, 100.0, 10.0, 2.0, 0.04, 0.01] | 0 | 0 | [100.0, 200.0, 300.0, 400.0, 1000.0, 1500.0] | 0 | 0
Siemens NH-1-80 | Siemens NH-1-80 | 80 | [4800.0, 120.0, 7.0, 0.1, 0.01] | 0 | 0 | [150.58, 250.0, 450.0, 1150.0, 2470.0] | 0 | 0
Siemens NH-2-1000 | Siemens NH-2-1000 | 1000 | [4800.0, 120.0, 7.0, 0.1, 0.004] | 0 | 0 | [1900.0, 3500.0, 8400.0, 24000.0, 52000.0] | 0 | 0
Siemens NH-2-200 | Siemens NH-2-200 | 200 | [4800.0, 120.0, 7.0, 0.1, 0.004] | 0 | 0 | [280.0, 650.0, 1200.0, 3000.0, 7000.0] | 0 | 0
Siemens NH-2-224 | Siemens NH-2-224 | 224 | [4800.0, 120.0, 7.0, 0.2, 0.04, 0.004] | 0 | 0 | [400.0, 750.0, 1453.0, 3025.0, 4315.0, 7600.0] | 0 | 0
Siemens NH-2-250 | Siemens NH-2-250 | 250 | [4800.0, 120.0, 7.0, 0.1, 0.004] | 0 | 0 | [450.0, 800.0, 1650.0, 4000.0, 8500.0] | 0 | 0
Siemens NH-2-315 | Siemens NH-2-315 | 315 | [4800.0, 120.0, 7.0, 0.1, 0.004] | 0 | 0 | [550.0, 920.0, 1900.0, 5000.0, 11000.0] | 0 | 0
Siemens NH-2-355 | Siemens NH-2-355 | 355 | [4800.0, 120.0, 6.0, 0.1, 0.004] | 0 | 0 | [650.0, 1116.27, 2350.0, 5840.0, 12790.0] | 0 | 0
Siemens NH-2-400 | Siemens NH-2-400 | 400 | [4800.0, 120.0, 7.0, 0.1, 0.004] | 0 | 0 | [720.0, 1350.0, 2800.0, 6500.0, 15000.0] | 0 | 0
Siemens NH-2-425 | Siemens NH-2-425 | 425 | [4800.0, 120.0, 7.0, 0.1, 0.004] | 0 | 0 | [850.0, 1500.0, 3050.0, 7500.0, 16500.0] | 0 | 0
Siemens NH-2-630 | Siemens NH-2-630 | 630 | [4800.0, 120.0, 7.0, 0.1, 0.004] | 0 | 0 | [1200.0, 2000.0, 4800.0, 12000.0, 26000.0] | 0 | 0

## res_bus
| vm_pu | va_degree | p_mw | q_mvar
0 | 0.98115 | -0.362 | 0.0072385 | 0.0018141
1 | 0.98013 | -0.38202 | 0.018878 | 0.0047314
2 | 0.98123 | -0.36054 | 0.0087695 | 0.0021978
3 | 0.98243 | -0.33703 | 0 | 0
4 | 0.98273 | -0.3311 | 0 | 0
5 | 0.98218 | -0.3418 | 0 | 0
6 | 0.98011 | -0.38224 | 0 | 0
7 | 0.98076 | -0.36963 | 0.043879 | 0.010997
8 | 0.98578 | -0.27176 | 0 | 0
9 | 0.98356 | -0.31502 | 0 | 0
10 | 0.98303 | -0.32542 | 0.012814 | 0.0032115
11 | 0.97981 | -0.38617 | 0 | 0
12 | 0.97843 | -0.41319 | 0.006649 | 0.0016664
13 | 0.9804 | -0.37471 | 0.010583 | 0.0026523
14 | 0.99009 | -0.18867 | 0 | 0
15 | 0.98452 | -0.29626 | 0.010958 | 0.0027463
16 | 0.99228 | -0.14665 | 0.016692 | 0.0041833
17 | 0.98272 | -0.33145 | 0.0073861 | 0.0018511
18 | 0.97774 | -0.42864 | 0.0049746 | 0.0012468
19 | 0.9779 | -0.4255 | 0.0032811 | 0.00082233
20 | 0.97802 | -0.42317 | 0.0012756 | 0.00031968
21 | 0.97833 | -0.41708 | 0.0020868 | 0.000523
22 | 0.97902 | -0.40361 | 0.0033859 | 0.0008486
23 | 0.99568 | -0.081776 | 0 | 0
24 | 0.99668 | -0.062677 | 0.0017158 | 0.00043001
25 | 0.9801 | -0.38255 | 0.0023759 | 0.00059546
26 | 0.98014 | -0.38168 | 0.0027896 | 0.00069914
27 | 0.98424 | -0.3019 | 0.010816 | 0.0027108
28 | 0.97646 | -0.45378 | 0 | 0
29 | 0.97642 | -0.45466 | 0.001714 | 0.00042958
30 | 0.97653 | -0.45252 | 0.0015805 | 0.00039611
31 | 0.97625 | -0.45795 | 0.0014409 | 0.00036114
32 | 0.97657 | -0.45159 | 0.001579 | 0.00039573
33 | 0.97964 | -0.39133 | 0.015698 | 0.0039343
34 | 0.97801 | -0.4233 | 0.015743 | 0.0039456
35 | 0.97623 | -0.45845 | 0.0023266 | 0.00058311
36 | 0.97663 | -0.45044 | 0.0015814 | 0.00039633
37 | 0.97674 | -0.44837 | 0.0014901 | 0.00037345
38 | 0.97681 | -0.44689 | 0.0014901 | 0.00037345
39 | 0.9769 | -0.44522 | 0.00049201 | 0.00012331
40 | 0.97699 | -0.44331 | 0.00058283 | 0.00014607
41 | 0.98022 | -0.38021 | 0 | 0
42 | 0.97978 | -0.38868 | 0.0028976 | 0.00072621
43 | 0.97972 | -0.3899 | 0.0030546 | 0.00076557
44 | 0.98302 | -0.32554 | 0.0029082 | 0.00072886
45 | 0.99774 | -0.04262 | 0.0022762 | 0.00057046
46 | 0.97736 | -0.43611 | 0.0020377 | 0.00051068
47 | 0.97703 | -0.44257 | 0.00089982 | 0.00022552
48 | 0.97754 | -0.4307 | 0 | 0
49 | 0.97055 | -0.56818 | 0 | 0
50 | 0.97588 | -0.46322 | 0 | 0
51 | 0.97025 | -0.57423 | 0.0063636 | 0.0015949
52 | 0.98137 | -0.35581 | 0.0036911 | 0.00092508
53 | 0.974 | -0.50023 | 0.0069342 | 0.0017379
54 | 0.97436 | -0.49312 | 0 | 0
55 | 0.97394 | -0.50156 | 0.01052 | 0.0026365
56 | 0.97459 | -0.48873 | 0 | 0
57 | 1 | 0 | -0.47661 | -0.12253
58 | 0.99774 | -0.042499 | 0 | 0
59 | 0.99369 | -0.11898 | 0.004397 | 0.001102
60 | 0.99355 | -0.1217 | 0.0021852 | 0.00054765
61 | 0.99326 | -0.12717 | 0 | 0
62 | 0.99115 | -0.16729 | 0.0050433 | 0.001264
63 | 0.98308 | -0.32272 | 0 | 0
64 | 0.98266 | -0.33093 | 0.0033311 | 0.00083485
65 | 0.97574 | -0.46598 | 0.0010829 | 0.0002714
66 | 0.97611 | -0.45874 | 0.00060929 | 0.0001527
67 | 0.97512 | -0.4782 | 0.0014524 | 0.00036402
68 | 0.97024 | -0.57433 | 0.026846 | 0.0067282
69 | 0.98153 | -0.35285 | 0.0039633 | 0.0009933
70 | 0.97994 | -0.38392 | 0 | 0
71 | 0.97571 | -0.46652 | 0.0011071 | 0.00027746
72 | 0.97633 | -0.45435 | 0 | 0
73 | 0.97519 | -0.47681 | 0.0035526 | 0.00089038
74 | 0.97588 | -0.46324 | 0.0079432 | 0.0019908
75 | 0.97556 | -0.46947 | 0.004218 | 0.0010571
76 | 0.97734 | -0.43455 | 0 | 0
77 | 0.97695 | -0.44226 | 0.0077949 | 0.0019536
78 | 0.97659 | -0.44941 | 0 | 0
79 | 0.97654 | -0.45036 | 0.001658 | 0.00041553
80 | 0.97602 | -0.46058 | 0.0026609 | 0.00066688
81 | 0.97591 | -0.46261 | 0.0087385 | 0.0021901
82 | 0.9762 | -0.45691 | 0.0016437 | 0.00041194
83 | 0.97622 | -0.45659 | 0.0012185 | 0.00030538
84 | 0.97626 | -0.45579 | 0.0017323 | 0.00043416
85 | 0.97905 | -0.40155 | 0.0017718 | 0.00044405
86 | 0.97883 | -0.40584 | 0.0023005 | 0.00057656
87 | 0.97905 | -0.40148 | 0.0017718 | 0.00044405
88 | 0.97855 | -0.41136 | 0.0012196 | 0.00030565
89 | 0.97907 | -0.40111 | 0.0021556 | 0.00054025
90 | 0.97854 | -0.41137 | 0.0012203 | 0.00030582
91 | 0.97975 | -0.38773 | 0.0021276 | 0.00053323
92 | 0.97851 | -0.41209 | 0.0038795 | 0.00097229
93 | 0.97976 | -0.38759 | 0.002128 | 0.00053332
94 | 0.97376 | -0.50511 | 0.0013253 | 0.00033215
95 | 0.97379 | -0.50447 | 0.0013978 | 0.00035033
96 | 0.97375 | -0.50525 | 0.0013261 | 0.00033236
97 | 0.9738 | -0.50436 | 0 | 0
98 | 0.97388 | -0.50265 | 0 | 0
99 | 0.97379 | -0.50447 | 0.0013978 | 0.00035033
100 | 0.97401 | -0.50013 | 0.0030581 | 0.00076643
101 | 0.9755 | -0.47069 | 0.0029174 | 0.00073117
102 | 0.97544 | -0.47201 | 0.0029174 | 0.00073117
103 | 0.97532 | -0.47426 | 0.0029183 | 0.0007314
104 | 0.97528 | -0.47512 | 0.00082181 | 0.00020597
105 | 0.97562 | -0.46834 | 0.012976 | 0.0032521
106 | 0.97524 | -0.47598 | 0.0064383 | 0.0016136
107 | 0.97936 | -0.3954 | 0.0022537 | 0.00056483
108 | 0.9797 | -0.38873 | 0.0026304 | 0.00065925
109 | 0.97912 | -0.39999 | 0.0032288 | 0.00080922
110 | 0.97892 | -0.40403 | 0.002788 | 0.00069873
111 | 0.9789 | -0.40437 | 0.0031786 | 0.00079663
112 | 0.97887 | -0.40503 | 0.003377 | 0.00084635
113 | 0.97547 | -0.47137 | 0 | 0
114 | 0.97456 | -0.48931 | 0.0028751 | 0.00072058
115 | 0.97527 | -0.4752 | 0.0026627 | 0.00066732
116 | 0.97427 | -0.49494 | 0 | 0
117 | 0.97523 | -0.47607 | 0.0026598 | 0.00066662
118 | 0.97413 | -0.49784 | 0.0027047 | 0.00067786
119 | 0.97404 | -0.49953 | 0.0026338 | 0.0006601
120 | 0.9752 | -0.47665 | 0.0026598 | 0.00066662
121 | 0.97829 | -0.41633 | 0.0024329 | 0.00060975
122 | 0.97825 | -0.41725 | 0.0014198 | 0.00035584
123 | 0.97824 | -0.41727 | 0.0014206 | 0.00035604
124 | 0.97817 | -0.41874 | 0.0048644 | 0.0012191
125 | 0.97402 | -0.49986 | 0.0026338 | 0.0006601
126 | 0.97401 | -0.50016 | 0.0013717 | 0.00034378
127 | 0.974 | -0.50031 | 0.001372 | 0.00034386
128 | 0.97567 | -0.4674 | 0.0028891 | 0.00072407
129 | 0.97519 | -0.47695 | 0.0026627 | 0.00066732
130 | 0.99998 | 149.9956 | 0 | 0

## res_line
| p_from_mw | q_from_mvar | p_to_mw | q_to_mvar | pl_mw | ql_mvar | i_from_ka | i_to_ka | i_ka | vm_from_pu | va_from_degree | vm_to_pu | va_to_degree | loading_percent
0 | 0.018897 | 0.0047422 | -0.018878 | -0.0047314 | 1.8027e-05 | 1.0799e-05 | 0.028661 | 0.028661 | 0.028661 | 0.98115 | -0.362 | 0.98013 | -0.38202 | 7.8739
1 | -0.026135 | -0.0065563 | 0.026137 | 0.0065575 | 1.8186e-06 | 1.1249e-06 | 0.039639 | 0.039639 | 0.039639 | 0.98115 | -0.362 | 0.98123 | -0.36054 | 10.8897
2 | -0.034906 | -0.0087553 | 0.034945 | 0.0087799 | 3.917e-05 | 2.4598e-05 | 0.052937 | 0.052937 | 0.052937 | 0.98123 | -0.36054 | 0.98243 | -0.33703 | 14.5432
3 | -0.034945 | -0.0087799 | 0.034955 | 0.0087861 | 9.8814e-06 | 6.205e-06 | 0.052937 | 0.052937 | 0.052937 | 0.98243 | -0.33703 | 0.98273 | -0.3311 | 14.5432
4 | 0.0073863 | 0.0018512 | -0.0073861 | -0.0018511 | 1.2172e-07 | 4.5023e-08 | 0.011184 | 0.011184 | 0.011184 | 0.98273 | -0.3311 | 0.98272 | -0.33145 | 3.0725
5 | -0.042342 | -0.010637 | 0.042374 | 0.010658 | 3.2521e-05 | 2.0546e-05 | 0.064121 | 0.064121 | 0.064121 | 0.98273 | -0.3311 | 0.98356 | -0.31502 | 17.6157
6 | 0.063904 | 0.016104 | -0.063781 | -0.016026 | 0.00012336 | 7.8508e-05 | 0.096847 | 0.096847 | 0.096847 | 0.98218 | -0.3418 | 0.98011 | -0.38224 | 26.6064
7 | 0.055078 | 0.013833 | -0.055005 | -0.013787 | 7.3034e-05 | 4.6388e-05 | 0.083455 | 0.083455 | 0.083455 | 0.98218 | -0.3418 | 0.98076 | -0.36963 | 22.9272
8 | -0.11898 | -0.029937 | 0.11938 | 0.030193 | 0.00039964 | 0.00025536 | 0.1803 | 0.1803 | 0.1803 | 0.98218 | -0.3418 | 0.98578 | -0.27176 | 49.5336
9 | 0.030736 | 0.0077138 | -0.030723 | -0.0077055 | 1.3319e-05 | 8.3188e-06 | 0.046668 | 0.046668 | 0.046668 | 0.98011 | -0.38224 | 0.97964 | -0.39133 | 12.8208
10 | 0.033045 | 0.0083121 | -0.03298 | -0.0082716 | 6.4684e-05 | 4.0537e-05 | 0.05018 | 0.05018 | 0.05018 | 0.98011 | -0.38224 | 0.97801 | -0.4233 | 13.7857
11 | 0.011126 | 0.0027895 | -0.011121 | -0.0027866 | 5.6044e-06 | 2.9254e-06 | 0.016881 | 0.016882 | 0.016882 | 0.98076 | -0.36963 | 0.98022 | -0.38021 | 4.6378
12 | -0.19941 | -0.050346 | 0.20021 | 0.050855 | 0.00079726 | 0.00050905 | 0.30114 | 0.30114 | 0.30114 | 0.98578 | -0.27176 | 0.99009 | -0.18867 | 41.3648
13 | 0.021803 | 0.0054741 | -0.021777 | -0.0054586 | 2.5445e-05 | 1.5487e-05 | 0.032914 | 0.032914 | 0.032914 | 0.98578 | -0.27176 | 0.98452 | -0.29626 | 9.0424
14 | 0.058225 | 0.014679 | -0.058104 | -0.014603 | 0.00012027 | 7.6447e-05 | 0.08792 | 0.08792 | 0.08792 | 0.98578 | -0.27176 | 0.98356 | -0.31502 | 24.1538
15 | 0.01573 | 0.0039449 | -0.015722 | -0.0039404 | 7.7896e-06 | 4.5201e-06 | 0.023799 | 0.023799 | 0.023799 | 0.98356 | -0.31502 | 0.98303 | -0.32542 | 6.5382
16 | 0.0029082 | 0.00072884 | -0.0029082 | -0.00072886 | 1.6724e-08 | -1.8471e-08 | 0.0044022 | 0.0044022 | 0.0044022 | 0.98303 | -0.32542 | 0.98302 | -0.32554 | 1.2094
17 | 0.16821 | 0.042457 | -0.16799 | -0.042319 | 0.00021745 | 0.00013816 | 0.25556 | 0.25556 | 0.25556 | 0.97981 | -0.38617 | 0.97843 | -0.41319 | 23.4027
18 | -0.16821 | -0.042457 | 0.1683 | 0.042516 | 9.2355e-05 | 5.868e-05 | 0.25556 | 0.25556 | 0.25556 | 0.97981 | -0.38617 | 0.9804 | -0.37471 | 23.4027
19 | 0.16134 | 0.040652 | -0.1612 | -0.040567 | 0.00013494 | 8.5686e-05 | 0.24545 | 0.24545 | 0.24545 | 0.97843 | -0.41319 | 0.97754 | -0.4307 | 22.4767
20 | -0.17888 | -0.045168 | 0.17904 | 0.045271 | 0.0001622 | 0.00010314 | 0.27162 | 0.27162 | 0.27162 | 0.9804 | -0.37471 | 0.98137 | -0.35581 | 24.8735
21 | -0.20021 | -0.050855 | 0.20061 | 0.051113 | 0.00040587 | 0.00025837 | 0.30114 | 0.30114 | 0.30114 | 0.99009 | -0.18867 | 0.99228 | -0.14665 | 27.5765
22 | 0.010819 | 0.0027123 | -0.010816 | -0.0027108 | 2.909e-06 | 1.493e-06 | 0.016353 | 0.016353 | 0.016353 | 0.98452 | -0.29626 | 0.98424 | -0.3019 | 4.4925
23 | -0.2173 | -0.055297 | 0.21799 | 0.055731 | 0.00068183 | 0.00043438 | 0.32617 | 0.32616 | 0.32617 | 0.99228 | -0.14665 | 0.99568 | -0.081776 | 29.8686
24 | -0.0049746 | -0.0012468 | 0.0049754 | 0.0012468 | 7.4279e-07 | 4.1886e-08 | 0.0075708 | 0.0075707 | 0.0075708 | 0.97774 | -0.42864 | 0.9779 | -0.4255 | 2.0799
25 | -0.0082565 | -0.0020691 | 0.0082574 | 0.0020695 | 9.1689e-07 | 3.9244e-07 | 0.012563 | 0.012563 | 0.012563 | 0.9779 | -0.4255 | 0.97802 | -0.42317 | 3.4515
26 | -0.009533 | -0.0023892 | 0.0095357 | 0.0023905 | 2.7669e-06 | 1.3305e-06 | 0.014504 | 0.014504 | 0.014504 | 0.97802 | -0.42317 | 0.97833 | -0.41708 | 3.9846
27 | -0.011623 | -0.0029135 | 0.01163 | 0.0029175 | 7.4625e-06 | 3.9758e-06 | 0.017678 | 0.017678 | 0.017678 | 0.97833 | -0.41708 | 0.97902 | -0.40361 | 4.8565
28 | -0.015016 | -0.0037661 | 0.015025 | 0.0037712 | 8.7999e-06 | 5.0651e-06 | 0.022824 | 0.022824 | 0.022824 | 0.97902 | -0.40361 | 0.97964 | -0.39133 | 6.2703
29 | -0.21799 | -0.055731 | 0.21819 | 0.05586 | 0.00020163 | 0.00012845 | 0.32616 | 0.32616 | 0.32616 | 0.99568 | -0.081776 | 0.99668 | -0.062677 | 29.8686
30 | -0.2199 | -0.05629 | 0.22012 | 0.056426 | 0.00021381 | 0.00013622 | 0.32873 | 0.32873 | 0.32873 | 0.99668 | -0.062677 | 0.99774 | -0.04262 | 30.1031
31 | -0.0023759 | -0.00059546 | 0.002376 | 0.00059527 | 9.8607e-08 | -1.9159e-07 | 0.0036072 | 0.0036071 | 0.0036072 | 0.9801 | -0.38255 | 0.98014 | -0.38168 | 0.99098
32 | -0.0051656 | -0.0012944 | 0.005166 | 0.0012944 | 3.6178e-07 | 3.3813e-08 | 0.0078422 | 0.0078421 | 0.0078422 | 0.98014 | -0.38168 | 0.98022 | -0.38021 | 2.1544
33 | 0.0054825 | 0.0013735 | -0.0054823 | -0.0013735 | 2.302e-07 | 3.7318e-08 | 0.0083545 | 0.0083545 | 0.0083545 | 0.97646 | -0.45378 | 0.97642 | -0.45466 | 2.2952
34 | -0.0054825 | -0.0013735 | 0.0054828 | 0.0013736 | 3.2855e-07 | 5.3242e-08 | 0.0083545 | 0.0083544 | 0.0083545 | 0.97646 | -0.45378 | 0.97653 | -0.45252 | 2.2952
35 | 0.0037682 | 0.00094392 | -0.0037677 | -0.00094414 | 5.8924e-07 | -2.1877e-07 | 0.0057424 | 0.0057427 | 0.0057427 | 0.97642 | -0.45466 | 0.97625 | -0.45795 | 1.5777
36 | -0.0070633 | -0.0017697 | 0.0070636 | 0.0017698 | 3.1486e-07 | 1.1082e-07 | 0.010763 | 0.010763 | 0.010763 | 0.97653 | -0.45252 | 0.97657 | -0.45159 | 2.9568
37 | 0.0023267 | 0.000583 | -0.0023266 | -0.00058311 | 5.5533e-08 | -1.1168e-07 | 0.0035463 | 0.0035464 | 0.0035464 | 0.97625 | -0.45795 | 0.97623 | -0.45845 | 0.97429
38 | -0.0086426 | -0.0021655 | 0.0086431 | 0.0021657 | 4.7148e-07 | 2.1103e-07 | 0.013169 | 0.013169 | 0.013169 | 0.97657 | -0.45159 | 0.97663 | -0.45044 | 3.6178
39 | 0.017237 | 0.004326 | -0.017226 | -0.0043198 | 1.0522e-05 | 6.2224e-06 | 0.026227 | 0.026228 | 0.026228 | 0.97801 | -0.4233 | 0.97736 | -0.43611 | 7.2054
40 | -0.010224 | -0.0025621 | 0.010225 | 0.0025626 | 1.0074e-06 | 5.062e-07 | 0.015578 | 0.015578 | 0.015578 | 0.97663 | -0.45044 | 0.97674 | -0.44837 | 4.2797
41 | -0.011716 | -0.002936 | 0.011716 | 0.0029365 | 8.2839e-07 | 4.4337e-07 | 0.017848 | 0.017848 | 0.017848 | 0.97674 | -0.44837 | 0.97681 | -0.44689 | 4.9033
42 | -0.013206 | -0.0033099 | 0.013207 | 0.0033105 | 1.0523e-06 | 5.8667e-07 | 0.020118 | 0.020118 | 0.020118 | 0.97681 | -0.44689 | 0.9769 | -0.44522 | 5.5269
43 | -0.0137 | -0.0034338 | 0.013701 | 0.0034345 | 1.2424e-06 | 6.9984e-07 | 0.020867 | 0.020867 | 0.020867 | 0.9769 | -0.44522 | 0.97699 | -0.44331 | 5.7328
44 | -0.014284 | -0.0035806 | 0.014284 | 0.0035809 | 5.0489e-07 | 2.8751e-07 | 0.021755 | 0.021755 | 0.021755 | 0.97699 | -0.44331 | 0.97703 | -0.44257 | 5.9766
45 | 0.0059548 | 0.0014922 | -0.0059524 | -0.0014916 | 2.4045e-06 | 5.5024e-07 | 0.0090396 | 0.00904 | 0.00904 | 0.98022 | -0.38021 | 0.97978 | -0.38868 | 2.4835
46 | 0.0030548 | 0.0007654 | -0.0030546 | -0.00076557 | 1.7649e-07 | -1.6242e-07 | 0.0046393 | 0.0046394 | 0.0046394 | 0.97978 | -0.38868 | 0.97972 | -0.3899 | 1.2746
47 | -0.22239 | -0.056996 | 0.22285 | 0.05729 | 0.00046048 | 0.0002934 | 0.33212 | 0.33212 | 0.33212 | 0.99774 | -0.04262 | 1 | 0 | 30.414
48 | 0.015189 | 0.0038091 | -0.015184 | -0.0038064 | 4.679e-06 | 2.7023e-06 | 0.023125 | 0.023125 | 0.023125 | 0.97736 | -0.43611 | 0.97703 | -0.44257 | 6.3531
49 | 0.073299 | 0.018432 | -0.073234 | -0.01839 | 6.5441e-05 | 4.1707e-05 | 0.1116 | 0.1116 | 0.1116 | 0.97754 | -0.4307 | 0.97659 | -0.44941 | 30.659
50 | 0.087905 | 0.022135 | -0.087889 | -0.022125 | 1.6206e-05 | 1.01e-05 | 0.13385 | 0.13385 | 0.13385 | 0.97754 | -0.4307 | 0.97734 | -0.43455 | 12.2571
51 | -0.033219 | -0.0083288 | 0.033386 | 0.0084165 | 0.00016692 | 8.7637e-05 | 0.050932 | 0.050925 | 0.050932 | 0.97055 | -0.56818 | 0.97588 | -0.46322 | 4.6641
52 | 0.033219 | 0.0083288 | -0.03321 | -0.0083232 | 9.5822e-06 | 5.6458e-06 | 0.050932 | 0.050932 | 0.050932 | 0.97055 | -0.56818 | 0.97025 | -0.57423 | 6.9961
53 | 0.0050799 | 0.0012728 | -0.0050793 | -0.0012728 | 6.6763e-07 | 5.6594e-08 | 0.0077458 | 0.0077459 | 0.0077459 | 0.97588 | -0.46322 | 0.97574 | -0.46598 | 2.128
54 | -0.038466 | -0.0096893 | 0.038474 | 0.0096938 | 8.2398e-06 | 4.5555e-06 | 0.058671 | 0.05867 | 0.058671 | 0.97588 | -0.46322 | 0.97611 | -0.45874 | 5.3728
55 | 0.026846 | 0.0067283 | -0.026846 | -0.0067282 | 1.2256e-07 | 7.6055e-08 | 0.041172 | 0.041172 | 0.041172 | 0.97025 | -0.57423 | 0.97024 | -0.57433 | 11.3111
56 | -0.18273 | -0.046196 | 0.18302 | 0.046381 | 0.00029042 | 0.00018472 | 0.27722 | 0.27722 | 0.27722 | 0.98137 | -0.35581 | 0.98308 | -0.32272 | 25.386
57 | -0.0069342 | -0.0017379 | 0.0069366 | 0.0017387 | 2.3495e-06 | 8.0855e-07 | 0.010594 | 0.010593 | 0.010594 | 0.974 | -0.50023 | 0.97436 | -0.49312 | 2.9103
58 | -0.0069366 | -0.0017387 | 0.006938 | 0.0017392 | 1.4524e-06 | 4.9954e-07 | 0.010593 | 0.010593 | 0.010593 | 0.97436 | -0.49312 | 0.97459 | -0.48873 | 2.9103
59 | -0.01052 | -0.0026365 | 0.010526 | 0.0026398 | 6.4317e-06 | 3.2895e-06 | 0.016072 | 0.016072 | 0.016072 | 0.97394 | -0.50156 | 0.97459 | -0.48873 | 4.4155
60 | -0.017464 | -0.004379 | 0.017473 | 0.0043842 | 8.7644e-06 | 5.1994e-06 | 0.026665 | 0.026665 | 0.026665 | 0.97459 | -0.48873 | 0.97512 | -0.4782 | 7.3256
61 | 0.25211 | 0.065238 | -0.25159 | -0.064905 | 0.00052218 | 0.00033304 | 0.37587 | 0.37587 | 0.37587 | 1 | 0 | 0.99774 | -0.042499 | 34.4207
62 | 0.25159 | 0.064905 | -0.25065 | -0.06431 | 0.00093383 | 0.00059559 | 0.37587 | 0.37588 | 0.37588 | 0.99774 | -0.042499 | 0.99369 | -0.11898 | 34.4208
63 | 0.24626 | 0.063208 | -0.24622 | -0.063187 | 3.2492e-05 | 2.0721e-05 | 0.36929 | 0.36929 | 0.36929 | 0.99369 | -0.11898 | 0.99355 | -0.1217 | 33.8179
64 | 0.24404 | 0.062639 | -0.24397 | -0.062598 | 6.4745e-05 | 4.1286e-05 | 0.36602 | 0.36602 | 0.36602 | 0.99355 | -0.1217 | 0.99326 | -0.12717 | 33.5182
65 | 0.24397 | 0.062598 | -0.2435 | -0.062296 | 0.00047388 | 0.00030219 | 0.36602 | 0.36602 | 0.36602 | 0.99326 | -0.12717 | 0.99115 | -0.16729 | 33.5182
66 | 0.23846 | 0.061032 | -0.23668 | -0.059897 | 0.0017802 | 0.0011351 | 0.35845 | 0.35845 | 0.35845 | 0.99115 | -0.16729 | 0.98308 | -0.32272 | 32.825
67 | 0.053652 | 0.013516 | -0.053631 | -0.013503 | 2.1046e-05 | 1.3361e-05 | 0.081234 | 0.081234 | 0.081234 | 0.98308 | -0.32272 | 0.98266 | -0.33093 | 22.317
68 | 0.0503 | 0.012668 | -0.050247 | -0.012635 | 5.2661e-05 | 3.3397e-05 | 0.07619 | 0.07619 | 0.07619 | 0.98266 | -0.33093 | 0.98153 | -0.35285 | 20.9313
69 | 0.0039964 | 0.0010014 | -0.0039963 | -0.0010014 | 1.0245e-07 | -2.6303e-08 | 0.0060945 | 0.0060945 | 0.0060945 | 0.97574 | -0.46598 | 0.97571 | -0.46652 | 1.6743
70 | -0.039084 | -0.0098465 | 0.039092 | 0.0098511 | 8.2152e-06 | 4.5638e-06 | 0.059599 | 0.059599 | 0.059599 | 0.97611 | -0.45874 | 0.97633 | -0.45435 | 5.4578
71 | -0.018925 | -0.0047482 | 0.018927 | 0.0047489 | 1.2543e-06 | 7.5272e-07 | 0.028882 | 0.028882 | 0.028882 | 0.97512 | -0.4782 | 0.97519 | -0.47681 | 7.9345
72 | 0.046284 | 0.011641 | -0.046215 | -0.011598 | 6.8599e-05 | 4.3435e-05 | 0.070181 | 0.070182 | 0.070182 | 0.98153 | -0.35285 | 0.97994 | -0.38392 | 19.2807
73 | 0.028745 | 0.0072154 | -0.02874 | -0.0072123 | 5.0242e-06 | 3.1269e-06 | 0.043653 | 0.043653 | 0.043653 | 0.97994 | -0.38392 | 0.97976 | -0.38759 | 11.9925
74 | 0.01747 | 0.0043824 | -0.017466 | -0.00438 | 3.9986e-06 | 2.3682e-06 | 0.026529 | 0.026529 | 0.026529 | 0.97994 | -0.38392 | 0.9797 | -0.38873 | 7.2882
75 | 0.0028892 | 0.00072394 | -0.0028891 | -0.00072407 | 1.222e-07 | -1.3142e-07 | 0.0044061 | 0.0044062 | 0.0044062 | 0.97571 | -0.46652 | 0.97567 | -0.4674 | 1.2105
76 | -0.043687 | -0.011002 | 0.043695 | 0.011007 | 8.3341e-06 | 4.7698e-06 | 0.066602 | 0.066602 | 0.066602 | 0.97633 | -0.45435 | 0.97654 | -0.45036 | 6.0991
77 | 0.0045949 | 0.0011512 | -0.0045946 | -0.0011512 | 3.1607e-07 | -1.2628e-08 | 0.0070029 | 0.007003 | 0.007003 | 0.97633 | -0.45435 | 0.97626 | -0.45579 | 1.9239
78 | -0.022479 | -0.0056393 | 0.022487 | 0.0056441 | 7.8738e-06 | 4.8165e-06 | 0.034302 | 0.034302 | 0.034302 | 0.97519 | -0.47681 | 0.97556 | -0.46947 | 9.4237
79 | 0.026713 | 0.0067062 | -0.026705 | -0.0067013 | 7.9292e-06 | 4.9156e-06 | 0.040736 | 0.040736 | 0.040736 | 0.97588 | -0.46324 | 0.97556 | -0.46947 | 11.1912
80 | -0.034656 | -0.0086969 | 0.034704 | 0.0087268 | 4.7488e-05 | 2.9825e-05 | 0.052848 | 0.052848 | 0.052848 | 0.97588 | -0.46324 | 0.97734 | -0.43455 | 14.5186
81 | 0.053185 | 0.013398 | -0.053166 | -0.013386 | 1.9599e-05 | 1.1645e-05 | 0.081 | 0.081 | 0.081 | 0.97734 | -0.43455 | 0.97695 | -0.44226 | 7.4176
82 | 0.045371 | 0.011433 | -0.045353 | -0.011423 | 1.7568e-05 | 1.0139e-05 | 0.069128 | 0.069128 | 0.069128 | 0.97695 | -0.44226 | 0.97654 | -0.45036 | 6.3304
83 | 0.048458 | 0.012172 | -0.048432 | -0.012156 | 2.5813e-05 | 1.6362e-05 | 0.073845 | 0.073845 | 0.073845 | 0.97659 | -0.44941 | 0.97602 | -0.46058 | 20.287
84 | 0.024776 | 0.0062178 | -0.02476 | -0.0062082 | 1.5588e-05 | 9.612e-06 | 0.037754 | 0.037754 | 0.037754 | 0.97659 | -0.44941 | 0.97591 | -0.46261 | 10.372
85 | 0.045771 | 0.011489 | -0.045754 | -0.011478 | 1.695e-05 | 1.0732e-05 | 0.069788 | 0.069788 | 0.069788 | 0.97602 | -0.46058 | 0.97562 | -0.46834 | 19.1726
86 | 0.016022 | 0.0040181 | -0.016016 | -0.0040145 | 6.1693e-06 | 3.6041e-06 | 0.02443 | 0.02443 | 0.02443 | 0.97591 | -0.46261 | 0.9755 | -0.47069 | 6.7116
87 | -0.0016437 | -0.00041194 | 0.0016437 | 0.00041183 | 2.4414e-08 | -1.1405e-07 | 0.0025054 | 0.0025054 | 0.0025054 | 0.9762 | -0.45691 | 0.97622 | -0.45659 | 0.6883
88 | -0.0028622 | -0.00071721 | 0.0028623 | 0.00071709 | 1.0941e-07 | -1.2165e-07 | 0.0043627 | 0.0043626 | 0.0043627 | 0.97622 | -0.45659 | 0.97626 | -0.45579 | 1.1985
89 | 0.018769 | 0.0047074 | -0.018765 | -0.0047051 | 3.8425e-06 | 2.3009e-06 | 0.028528 | 0.028528 | 0.028528 | 0.97905 | -0.40155 | 0.97883 | -0.40584 | 7.8372
90 | -0.020541 | -0.0051514 | 0.020541 | 0.0051515 | 6.4859e-08 | 3.9278e-08 | 0.03122 | 0.03122 | 0.03122 | 0.97905 | -0.40155 | 0.97905 | -0.40148 | 8.577
91 | 0.016465 | 0.0041285 | -0.01646 | -0.004126 | 4.3331e-06 | 2.5414e-06 | 0.02503 | 0.02503 | 0.02503 | 0.97883 | -0.40584 | 0.97855 | -0.41136 | 6.8765
92 | -0.022313 | -0.0055955 | 0.022313 | 0.0055958 | 3.8927e-07 | 2.3778e-07 | 0.033913 | 0.033913 | 0.033913 | 0.97905 | -0.40148 | 0.97907 | -0.40111 | 9.3168
93 | 0.015241 | 0.0038203 | -0.015241 | -0.0038203 | 4.9027e-09 | 2.833e-09 | 0.023176 | 0.023176 | 0.023176 | 0.97855 | -0.41136 | 0.97854 | -0.41137 | 6.367
94 | -0.024469 | -0.006136 | 0.024484 | 0.0061456 | 1.562e-05 | 9.6178e-06 | 0.037189 | 0.037189 | 0.037189 | 0.97907 | -0.40111 | 0.97975 | -0.38773 | 10.2169
95 | 0.01402 | 0.0035145 | -0.01402 | -0.0035142 | 4.8162e-07 | 2.7274e-07 | 0.02132 | 0.02132 | 0.02132 | 0.97854 | -0.41137 | 0.97851 | -0.41209 | 5.8572
96 | -0.026612 | -0.0066789 | 0.026612 | 0.006679 | 1.7546e-07 | 1.0869e-07 | 0.040421 | 0.040421 | 0.040421 | 0.97975 | -0.38773 | 0.97976 | -0.38759 | 11.1046
97 | 0.01014 | 0.0025419 | -0.010138 | -0.0025409 | 2.0457e-06 | 1.0212e-06 | 0.015421 | 0.015421 | 0.015421 | 0.97851 | -0.41209 | 0.97829 | -0.41633 | 4.2365
98 | -0.0026514 | -0.00066444 | 0.0026515 | 0.00066433 | 8.0206e-08 | -1.1075e-07 | 0.0040517 | 0.0040516 | 0.0040517 | 0.97376 | -0.50511 | 0.97379 | -0.50447 | 1.1131
99 | 0.0013261 | 0.00033229 | -0.0013261 | -0.00033236 | 9.1728e-09 | -6.8225e-08 | 0.0020265 | 0.0020265 | 0.0020265 | 0.97376 | -0.50511 | 0.97375 | -0.50525 | 0.55673
100 | -0.0040494 | -0.0010147 | 0.0040494 | 0.0010147 | 2.266e-08 | -5.1323e-09 | 0.0061876 | 0.0061876 | 0.0061876 | 0.97379 | -0.50447 | 0.9738 | -0.50436 | 1.6999
101 | -0.0054473 | -0.0013649 | 0.0054477 | 0.001365 | 4.4391e-07 | 7.1519e-08 | 0.0083236 | 0.0083235 | 0.0083236 | 0.9738 | -0.50436 | 0.97388 | -0.50265 | 2.2867
102 | 0.0013979 | 0.00035028 | -0.0013978 | -0.00035033 | 7.6811e-09 | -5.0935e-08 | 0.002136 | 0.002136 | 0.002136 | 0.9738 | -0.50436 | 0.97379 | -0.50447 | 0.58682
103 | -0.0054477 | -0.001365 | 0.0054483 | 0.0013651 | 6.5224e-07 | 1.0501e-07 | 0.0083235 | 0.0083234 | 0.0083235 | 0.97388 | -0.50265 | 0.97401 | -0.50013 | 2.2867
104 | -0.0085064 | -0.0021315 | 0.0085074 | 0.002132 | 9.293e-07 | 4.1209e-07 | 0.012995 | 0.012995 | 0.012995 | 0.97401 | -0.50013 | 0.97413 | -0.49784 | 3.5701
105 | 0.013098 | 0.0032833 | -0.013097 | -0.0032828 | 8.2479e-07 | 4.5909e-07 | 0.01998 | 0.01998 | 0.01998 | 0.9755 | -0.47069 | 0.97544 | -0.47201 | 5.489
106 | 0.01018 | 0.0025517 | -0.010179 | -0.0025511 | 1.088e-06 | 5.4618e-07 | 0.01553 | 0.01553 | 0.01553 | 0.97544 | -0.47201 | 0.97532 | -0.47426 | 4.2664
107 | 0.0072606 | 0.0018197 | -0.0072603 | -0.0018196 | 2.9835e-07 | 1.1003e-07 | 0.011077 | 0.011077 | 0.011077 | 0.97532 | -0.47426 | 0.97528 | -0.47512 | 3.0432
108 | 0.0064385 | 0.0016137 | -0.0064383 | -0.0016136 | 2.637e-07 | 7.784e-08 | 0.0098235 | 0.0098235 | 0.0098235 | 0.97528 | -0.47512 | 0.97524 | -0.47598 | 2.6988
109 | 0.032778 | 0.0082263 | -0.032774 | -0.0082233 | 4.7274e-06 | 2.9626e-06 | 0.049997 | 0.049997 | 0.049997 | 0.97562 | -0.46834 | 0.97547 | -0.47137 | 13.7355
110 | -0.014831 | -0.0037181 | 0.014836 | 0.0037208 | 4.7152e-06 | 2.706e-06 | 0.022534 | 0.022534 | 0.022534 | 0.97936 | -0.3954 | 0.9797 | -0.38873 | 6.1907
111 | 0.012577 | 0.0031533 | -0.012574 | -0.0031517 | 2.7529e-06 | 1.509e-06 | 0.01911 | 0.01911 | 0.01911 | 0.97936 | -0.3954 | 0.97912 | -0.39999 | 5.25
112 | 0.0093455 | 0.0023425 | -0.0093437 | -0.0023417 | 1.7992e-06 | 8.524e-07 | 0.014203 | 0.014203 | 0.014203 | 0.97912 | -0.39999 | 0.97892 | -0.40403 | 3.9019
113 | 0.0065558 | 0.0016429 | -0.0065557 | -0.0016429 | 1.0679e-07 | 3.2293e-08 | 0.0099651 | 0.0099652 | 0.0099652 | 0.97892 | -0.40403 | 0.9789 | -0.40437 | 2.7377
114 | 0.0033771 | 0.00084628 | -0.003377 | -0.00084635 | 1.0589e-07 | -6.6933e-08 | 0.0051334 | 0.0051335 | 0.0051335 | 0.9789 | -0.40437 | 0.97887 | -0.40503 | 1.4103
115 | 0.022126 | 0.0055543 | -0.022107 | -0.0055428 | 1.8921e-05 | 1.1557e-05 | 0.033755 | 0.033755 | 0.033755 | 0.97547 | -0.47137 | 0.97456 | -0.48931 | 9.2735
116 | 0.010647 | 0.002669 | -0.010645 | -0.002668 | 1.9436e-06 | 9.9872e-07 | 0.016242 | 0.016242 | 0.016242 | 0.97547 | -0.47137 | 0.97527 | -0.4752 | 4.4622
117 | 0.019232 | 0.0048222 | -0.019227 | -0.0048191 | 5.1558e-06 | 3.1011e-06 | 0.029365 | 0.029366 | 0.029366 | 0.97456 | -0.48931 | 0.97427 | -0.49494 | 8.0675
118 | 0.0079828 | 0.0020007 | -0.0079825 | -0.0020005 | 3.3202e-07 | 1.3802e-07 | 0.01218 | 0.01218 | 0.01218 | 0.97527 | -0.4752 | 0.97523 | -0.47607 | 3.3461
119 | 0.011214 | 0.0028106 | -0.011212 | -0.0028098 | 1.5491e-06 | 8.1609e-07 | 0.017127 | 0.017127 | 0.017127 | 0.97427 | -0.49494 | 0.97413 | -0.49784 | 4.7052
120 | 0.0080133 | 0.0020085 | -0.0080115 | -0.0020077 | 1.7512e-06 | 7.3262e-07 | 0.012239 | 0.012239 | 0.012239 | 0.97427 | -0.49494 | 0.97404 | -0.49953 | 3.3624
121 | 0.0053227 | 0.0013339 | -0.0053225 | -0.0013339 | 1.4755e-07 | 2e-08 | 0.0081214 | 0.0081214 | 0.0081214 | 0.97523 | -0.47607 | 0.9752 | -0.47665 | 2.2312
122 | 0.0053777 | 0.0013476 | -0.0053776 | -0.0013476 | 8.6683e-08 | 1.2848e-08 | 0.0082153 | 0.0082153 | 0.0082153 | 0.97404 | -0.49953 | 0.97402 | -0.49986 | 2.257
123 | 0.0026627 | 0.00066727 | -0.0026627 | -0.00066732 | 3.6945e-08 | -5.0819e-08 | 0.0040629 | 0.0040629 | 0.0040629 | 0.9752 | -0.47665 | 0.97519 | -0.47695 | 1.1162
124 | 0.0077055 | 0.0019312 | -0.0077052 | -0.001931 | 3.3969e-07 | 1.3461e-07 | 0.01172 | 0.01172 | 0.01172 | 0.97829 | -0.41633 | 0.97825 | -0.41725 | 3.2199
125 | 0.0062854 | 0.0015752 | -0.0062854 | -0.0015752 | 6.4296e-09 | 1.7598e-09 | 0.0095607 | 0.0095607 | 0.0095607 | 0.97825 | -0.41725 | 0.97824 | -0.41727 | 2.6266
126 | 0.0048648 | 0.0012191 | -0.0048644 | -0.0012191 | 3.3898e-07 | 9.708e-09 | 0.0073998 | 0.0073999 | 0.0073999 | 0.97824 | -0.41727 | 0.97817 | -0.41874 | 2.0329
127 | 0.0027438 | 0.00068752 | -0.0027437 | -0.00068757 | 3.9185e-08 | -4.8946e-08 | 0.0041916 | 0.0041916 | 0.0041916 | 0.97402 | -0.49986 | 0.97401 | -0.50016 | 1.1515
128 | 0.001372 | 0.00034379 | -0.001372 | -0.00034386 | 9.7995e-09 | -6.7757e-08 | 0.002096 | 0.0020961 | 0.0020961 | 0.97401 | -0.50016 | 0.974 | -0.50031 | 0.57584

## res_trafo
| p_hv_mw | q_hv_mvar | p_lv_mw | q_lv_mvar | pl_mw | ql_mvar | i_hv_ka | i_lv_ka | vm_hv_pu | va_hv_degree | vm_lv_pu | va_lv_degree | loading_percent
0 | -1.2729e-15 | -1.3162e-15 | 0.00165 | 1.2699e-07 | 0.00165 | 1.2699e-07 | 5.2857e-17 | 0.0023815 | 0.99998 | 149.9956 | 1 | 0 | 0.2619

## res_ext_grid
| p_mw | q_mvar
0 | 0.47964 | 0.12329

## res_load
| p_mw | q_mvar
0 | 0.0072385 | 0.0018141
1 | 0.018878 | 0.0047314
2 | 0.0087695 | 0.0021978
3 | 0.043879 | 0.010997
4 | 0.012814 | 0.0032115
5 | 0.006649 | 0.0016664
6 | 0.010583 | 0.0026523
7 | 0.010958 | 0.0027463
8 | 0.016692 | 0.0041833
9 | 0.0073861 | 0.0018511
10 | 0.0049746 | 0.0012468
11 | 0.0032811 | 0.00082233
12 | 0.0012756 | 0.00031968
13 | 0.0020868 | 0.000523
14 | 0.0033859 | 0.0008486
15 | 0.0017158 | 0.00043001
16 | 0.0023759 | 0.00059546
17 | 0.0027896 | 0.00069914
18 | 0.010816 | 0.0027108
19 | 0.001714 | 0.00042958
20 | 0.0015805 | 0.00039611
21 | 0.0014409 | 0.00036114
22 | 0.001579 | 0.00039573
23 | 0.015698 | 0.0039343
24 | 0.015743 | 0.0039456
25 | 0.0023266 | 0.00058311
26 | 0.0015814 | 0.00039633
27 | 0.0014901 | 0.00037345
28 | 0.0014901 | 0.00037345
29 | 0.00049201 | 0.00012331
30 | 0.00058283 | 0.00014607
31 | 0.0028976 | 0.00072621
32 | 0.0030546 | 0.00076557
33 | 0.0029082 | 0.00072886
34 | 0.0022762 | 0.00057046
35 | 0.0020377 | 0.00051068
36 | 0.00089982 | 0.00022552
37 | 0.0063636 | 0.0015949
38 | 0.0036911 | 0.00092508
39 | 0.0069342 | 0.0017379
40 | 0.01052 | 0.0026365
41 | 0.0030245 | 0.00075801
42 | 0.004397 | 0.001102
43 | 0.0021852 | 0.00054765
44 | 0.0050433 | 0.001264
45 | 0.0033311 | 0.00083485
46 | 0.0010829 | 0.0002714
47 | 0.00060929 | 0.0001527
48 | 0.0014524 | 0.00036402
49 | 0.026846 | 0.0067282
50 | 0.0039633 | 0.0009933
51 | 0.0011071 | 0.00027746
52 | 0.0035526 | 0.00089038
53 | 0.0079432 | 0.0019908
54 | 0.004218 | 0.0010571
55 | 0.0077949 | 0.0019536
56 | 0.001658 | 0.00041553
57 | 0.0026609 | 0.00066688
58 | 0.0087385 | 0.0021901
59 | 0.0016437 | 0.00041194
60 | 0.0012185 | 0.00030538
61 | 0.0017323 | 0.00043416
62 | 0.0017718 | 0.00044405
63 | 0.0023005 | 0.00057656
64 | 0.0017718 | 0.00044405
65 | 0.0012196 | 0.00030565
66 | 0.0021556 | 0.00054025
67 | 0.0012203 | 0.00030582
68 | 0.0021276 | 0.00053323
69 | 0.0038795 | 0.00097229
70 | 0.002128 | 0.00053332
71 | 0.0013253 | 0.00033215
72 | 0.0013978 | 0.00035033
73 | 0.0013261 | 0.00033236
74 | 0.0013978 | 0.00035033
75 | 0.0030581 | 0.00076643
76 | 0.0029174 | 0.00073117
77 | 0.0029174 | 0.00073117
78 | 0.0029183 | 0.0007314
79 | 0.00082181 | 0.00020597
80 | 0.012976 | 0.0032521
81 | 0.0064383 | 0.0016136
82 | 0.0022537 | 0.00056483
83 | 0.0026304 | 0.00065925
84 | 0.0032288 | 0.00080922
85 | 0.002788 | 0.00069873
86 | 0.0031786 | 0.00079663
87 | 0.003377 | 0.00084635
88 | 0.0028751 | 0.00072058
89 | 0.0026627 | 0.00066732
90 | 0.0026598 | 0.00066662
91 | 0.0027047 | 0.00067786
92 | 0.0026338 | 0.0006601
93 | 0.0026598 | 0.00066662
94 | 0.0024329 | 0.00060975
95 | 0.0014198 | 0.00035584
96 | 0.0014206 | 0.00035604
97 | 0.0048644 | 0.0012191
98 | 0.0026338 | 0.0006601
99 | 0.0013717 | 0.00034378
100 | 0.001372 | 0.00034386
101 | 0.0028891 | 0.00072407
102 | 0.0026627 | 0.00066732

## dtypes
| element | column | dtype
0 | bus | name | object
1 | bus | vn_kv | float64
2 | bus | type | object
3 | bus | zone | object
4 | bus | in_service | bool
5 | load | name | object
6 | load | bus | uint32
7 | load | p_mw | float64
8 | load | q_mvar | float64
9 | load | const_z_percent | float64
10 | load | const_i_percent | float64
11 | load | sn_mva | float64
12 | load | scaling | float64
13 | load | in_service | bool
14 | load | type | object
15 | ext_grid | name | object
16 | ext_grid | bus | uint32
17 | ext_grid | vm_pu | float64
18 | ext_grid | va_degree | float64
19 | ext_grid | slack_weight | float64
20 | ext_grid | in_service | bool
21 | line | name | object
22 | line | std_type | object
23 | line | from_bus | uint32
24 | line | to_bus | uint32
25 | line | length_km | float64
26 | line | r_ohm_per_km | float64
27 | line | x_ohm_per_km | float64
28 | line | c_nf_per_km | float64
29 | line | g_us_per_km | float64
30 | line | max_i_ka | float64
31 | line | df | float64
32 | line | parallel | uint32
33 | line | type | object
34 | line | in_service | bool
35 | trafo | name | object
36 | trafo | std_type | object
37 | trafo | hv_bus | uint32
38 | trafo | lv_bus | uint32
39 | trafo | sn_mva | float64
40 | trafo | vn_hv_kv | float64
41 | trafo | vn_lv_kv | float64
42 | trafo | vk_percent | float64
43 | trafo | vkr_percent | float64
44 | trafo | pfe_kw | float64
45 | trafo | i0_percent | float64
46 | trafo | shift_degree | float64
47 | trafo | tap_side | object
48 | trafo | tap_neutral | int32
49 | trafo | tap_min | int32
50 | trafo | tap_max | int32
51 | trafo | tap_step_percent | float64
52 | trafo | tap_step_degree | float64
53 | trafo | tap_pos | int32
54 | trafo | tap_phase_shifter | bool
55 | trafo | parallel | uint32
56 | trafo | df | float64
57 | trafo | in_service | bool
58 | line_geodata | coords | object
59 | bus_geodata | x | float64
60 | bus_geodata | y | float64
61 | bus_geodata | coords | object
62 | res_bus | vm_pu | float64
63 | res_bus | va_degree | float64
64 | res_bus | p_mw | float64
65 | res_bus | q_mvar | float64
66 | res_line | p_from_mw | float64
67 | res_line | q_from_mvar | float64
68 | res_line | p_to_mw | float64
69 | res_line | q_to_mvar | float64
70 | res_line | pl_mw | float64
71 | res_line | ql_mvar | float64
72 | res_line | i_from_ka | float64
73 | res_line | i_to_ka | float64
74 | res_line | i_ka | float64
75 | res_line | vm_from_pu | float64
76 | res_line | va_from_degree | float64
77 | res_line | vm_to_pu | float64
78 | res_line | va_to_degree | float64
79 | res_line | loading_percent | float64
80 | res_trafo | p_hv_mw | float64
81 | res_trafo | q_hv_mvar | float64
82 | res_trafo | p_lv_mw | float64
83 | res_trafo | q_lv_mvar | float64
84 | res_trafo | pl_mw | float64
85 | res_trafo | ql_mvar | float64
86 | res_trafo | i_hv_ka | float64
87 | res_trafo | i_lv_ka | float64
88 | res_trafo | vm_hv_pu | float64
89 | res_trafo | va_hv_degree | float64
90 | res_trafo | vm_lv_pu | float64
91 | res_trafo | va_lv_degree | float64
92 | res_trafo | loading_percent | float64
93 | res_ext_grid | p_mw | float64
94 | res_ext_grid | q_mvar | float64
95 | res_load | p_mw | float64
96 | res_load | q_mvar | float64

## parameters
| version | format_version | converged | OPF_converged | name | f_hz | sn_mva
0 | 2.14.6 | 2.14.0 | TRUE | FALSE |  | 50 | 1