## bus
| name | vn_kv | type | zone | in_service
0 | bus_LV_1095-11_0_6_node_0 | 0.4 | n |  | TRUE
1 | bus_LV_1095-11_0_6_node_1 | 0.4 | n |  | TRUE
2 | bus_LV_1095-11_0_6_node_3 | 0.4 | n |  | TRUE
3 | bus_LV_1095-11_0_6_node_14 | 0.4 | n |  | TRUE
4 | bus_LV_1095-11_0_6_node_4 | 0.4 | n |  | TRUE
5 | bus_LV_1095-11_0_6_node_125 | 0.4 | n |  | TRUE
6 | bus_LV_1095-11_0_6_node_137 | 0.4 | n |  | TRUE
7 | bus_LV_1095-11_0_6_node_5 | 0.4 | n |  | TRUE
8 | bus_LV_1095-11_0_6_node_136 | 0.4 | n |  | TRUE
9 | bus_LV_1095-11_0_6_node_126 | 0.4 | n |  | TRUE
10 | bus_LV_1095-11_0_6_node_11 | 0.4 | n |  | TRUE
11 | bus_LV_1095-11_0_6_node_138 | 0.4 | n |  | TRUE
12 | bus_LV_1095-11_0_6_node_123 | 0.4 | n |  | TRUE
13 | bus_LV_1095-11_0_6_node_102 | 0.4 | n |  | TRUE
14 | bus_LV_1095-11_0_6_node_19 | 0.4 | n |  | TRUE
15 | bus_LV_1095-11_0_6_node_100 | 0.4 | n |  | TRUE
16 | bus_LV_1095-11_0_6_node_135 | 0.4 | n |  | TRUE
17 | bus_LV_1095-11_0_6_node_13 | 0.4 | n |  | TRUE
18 | bus_LV_1095-11_0_6_node_10 | 0.4 | n |  | TRUE
19 | bus_LV_1095-11_0_6_node_7 | 0.4 | n |  | TRUE
20 | bus_LV_1095-11_0_6_node_8 | 0.4 | n |  | TRUE
21 | bus_LV_1095-11_0_6_node_9 | 0.4 | n |  | TRUE
22 | bus_LV_1095-11_0_6_node_12 | 0.4 | n |  | TRUE
23 | bus_LV_1095-11_0_6_node_15 | 0.4 | n |  | TRUE
24 | bus_LV_1095-11_0_6_node_114 | 0.4 | n |  | TRUE
25 | bus_LV_1095-11_0_6_node_16 | 0.4 | n |  | TRUE
26 | bus_LV_1095-11_0_6_node_17 | 0.4 | n |  | TRUE
27 | bus_LV_1095-11_0_6_node_18 | 0.4 | n |  | TRUE
28 | bus_LV_1095-11_0_6_node_49 | 0.4 | n |  | TRUE
29 | bus_LV_1095-11_0_6_node_71 | 0.4 | n |  | TRUE
30 | bus_LV_1095-11_0_6_node_50 | 0.4 | n |  | TRUE
31 | bus_LV_1095-11_0_6_node_69 | 0.4 | n |  | TRUE
32 | bus_LV_1095-11_0_6_node_20 | 0.4 | n |  | TRUE
33 | bus_LV_1095-11_0_6_node_21 | 0.4 | n |  | TRUE
34 | bus_LV_1095-11_0_6_node_22 | 0.4 | n |  | TRUE
35 | bus_LV_1095-11_0_6_node_23 | 0.4 | n |  | TRUE
36 | bus_LV_1095-11_0_6_node_24 | 0.4 | n |  | TRUE
37 | bus_LV_1095-11_0_6_node_89 | 0.4 | n |  | TRUE
38 | bus_LV_1095-11_0_6_node_39 | 0.4 | n |  | TRUE
39 | bus_LV_1095-11_0_6_node_76 | 0.4 | n |  | TRUE
40 | bus_LV_1095-11_0_6_node_62 | 0.4 | n |  | TRUE
41 | bus_LV_1095-11_0_6_node_37 | 0.4 | n |  | TRUE
42 | bus_LV_1095-11_0_6_node_28 | 0.4 | n |  | TRUE
43 | bus_LV_1095-11_0_6_node_75 | 0.4 | n |  | TRUE
44 | bus_LV_1095-11_0_6_node_25 | 0.4 | n |  | TRUE
45 | bus_LV_1095-11_0_6_node_26 | 0.4 | n |  | TRUE
46 | bus_LV_1095-11_0_6_node_27 | 0.4 | n |  | TRUE
47 | bus_LV_1095-11_0_6_node_29 | 0.4 | n |  | TRUE
48 | bus_LV_1095-11_0_6_node_30 | 0.4 | n |  | TRUE
49 | bus_LV_1095-11_0_6_node_56 | 0.4 | n |  | TRUE
50 | bus_LV_1095-11_0_6_node_74 | 0.4 | n |  | TRUE
51 | bus_LV_1095-11_0_6_node_72 | 0.4 | n |  | TRUE
52 | bus_LV_1095-11_0_6_node_57 | 0.4 | n |  | TRUE
53 | bus_LV_1095-11_0_6_node_97 | 0.4 | n |  | TRUE
54 | bus_LV_1095-11_0_6_node_73 | 0.4 | n |  | TRUE
55 | bus_LV_1095-11_0_6_node_31 | 0.4 | n |  | TRUE
56 | bus_LV_1095-11_0_6_node_32 | 0.4 | n |  | TRUE
57 | bus_LV_1095-11_0_6_node_33 | 0.4 | n |  | TRUE
58 | bus_LV_1095-11_0_6_node_34 | 0.4 | n |  | TRUE
59 | bus_LV_1095-11_0_6_node_35 | 0.4 | n |  | TRUE
60 | bus_LV_1095-11_0_6_node_36 | 0.4 | n |  | TRUE
61 | bus_LV_1095-11_0_6_node_38 | 0.4 | n |  | TRUE
62 | bus_LV_1095-11_0_6_node_40 | 0.4 | n |  | TRUE
63 | bus_LV_1095-11_0_6_node_41 | 0.4 | n |  | TRUE
64 | bus_LV_1095-11_0_6_node_92 | 0.4 | n |  | TRUE
65 | bus_LV_1095-11_0_6_node_54 | 0.4 | n |  | TRUE
66 | bus_LV_1095-11_0_6_node_52 | 0.4 | n |  | TRUE
67 | bus_LV_1095-11_0_6_node_42 | 0.4 | n |  | TRUE
68 | bus_LV_1095-11_0_6_node_43 | 0.4 | n |  | TRUE
69 | bus_LV_1095-11_0_6_node_44 | 0.4 | n |  | TRUE
70 | bus_LV_1095-11_0_6_node_45 | 0.4 | n |  | TRUE
71 | bus_LV_1095-11_0_6_node_46 | 0.4 | n |  | TRUE
72 | bus_LV_1095-11_0_6_node_47 | 0.4 | n |  | TRUE
73 | bus_LV_1095-11_0_6_node_64 | 0.4 | n |  | TRUE
74 | bus_LV_1095-11_0_6_node_90 | 0.4 | n |  | TRUE
75 | bus_LV_1095-11_0_6_node_82 | 0.4 | n |  | TRUE
76 | bus_LV_1095-11_0_6_node_65 | 0.4 | n |  | TRUE
77 | bus_LV_1095-11_0_6_node_91 | 0.4 | n |  | TRUE
78 | bus_LV_1095-11_0_6_node_81 | 0.4 | n |  | TRUE
79 | bus_LV_1095-11_0_6_node_79 | 0.4 | n |  | TRUE
80 | bus_LV_1095-11_0_6_node_77 | 0.4 | n |  | TRUE
81 | bus_LV_1095-11_0_6_node_51 | 0.4 | n |  | TRUE
82 | bus_LV_1095-11_0_6_node_53 | 0.4 | n |  | TRUE
83 | bus_LV_1095-11_0_6_node_55 | 0.4 | n |  | TRUE
84 | bus_LV_1095-11_0_6_node_58 | 0.4 | n |  | TRUE
85 | bus_LV_1095-11_0_6_node_59 | 0.4 | n |  | TRUE
86 | bus_LV_1095-11_0_6_node_60 | 0.4 | n |  | TRUE
87 | bus_LV_1095-11_0_6_node_61 | 0.4 | n |  | TRUE
88 | bus_LV_1095-11_0_6_node_63 | 0.4 | n |  | TRUE
89 | bus_LV_1095-11_0_6_node_88 | 0.4 | n |  | TRUE
90 | bus_LV_1095-11_0_6_node_66 | 0.4 | n |  | TRUE
91 | bus_LV_1095-11_0_6_node_67 | 0.4 | n |  | TRUE
92 | bus_LV_1095-11_0_6_node_68 | 0.4 | n |  | TRUE
93 | bus_LV_1095-11_0_6_node_70 | 0.4 | n |  | TRUE
94 | bus_LV_1095-11_0_6_node_86 | 0.4 | n |  | TRUE
95 | bus_LV_1095-11_0_6_node_85 | 0.4 | n |  | TRUE
96 | bus_LV_1095-11_0_6_node_78 | 0.4 | n |  | TRUE
97 | bus_LV_1095-11_0_6_node_80 | 0.4 | n |  | TRUE
98 | bus_LV_1095-11_0_6_node_84 | 0.4 | n |  | TRUE
99 | bus_LV_1095-11_0_6_node_96 | 0.4 | n |  | TRUE
100 | bus_LV_1095-11_0_6_node_83 | 0.4 | n |  | TRUE
101 | bus_LV_1095-11_0_6_node_134 | 0.4 | n |  | TRUE
102 | bus_LV_1095-11_0_6_node_87 | 0.4 | n |  | TRUE
103 | bus_LV_1095-11_0_6_node_127 | 0.4 | n |  | TRUE
104 | bus_LV_1095-11_0_6_node_128 | 0.4 | n |  | TRUE
105 | bus_LV_1095-11_0_6_node_111 | 0.4 | n |  | TRUE
106 | bus_LV_1095-11_0_6_node_109 | 0.4 | n |  | TRUE
107 | bus_LV_1095-11_0_6_node_99 | 0.4 | n |  | TRUE
108 | bus_LV_1095-11_0_6_node_129 | 0.4 | n |  | TRUE
109 | bus_LV_1095-11_0_6_node_107 | 0.4 | n |  | TRUE
110 | bus_LV_1095-11_0_6_node_101 | 0.4 | n |  | TRUE
111 | bus_LV_1095-11_0_6_node_103 | 0.4 | n |  | TRUE
112 | bus_LV_1095-11_0_6_node_104 | 0.4 | n |  | TRUE
113 | bus_LV_1095-11_0_6_node_105 | 0.4 | n |  | TRUE
114 | bus_LV_1095-11_0_6_node_106 | 0.4 | n |  | TRUE
115 | bus_LV_1095-11_0_6_node_115 | 0.4 | n |  | TRUE
116 | bus_LV_1095-11_0_6_node_124 | 0.4 | n |  | TRUE
117 | bus_LV_1095-11_0_6_node_132 | 0.4 | n |  | TRUE
118 | bus_LV_1095-11_0_6_node_122 | 0.4 | n |  | TRUE
119 | bus_LV_1095-11_0_6_node_108 | 0.4 | n |  | TRUE
120 | bus_LV_1095-11_0_6_node_110 | 0.4 | n |  | TRUE
121 | bus_LV_1095-11_0_6_node_112 | 0.4 | n |  | TRUE
122 | bus_LV_1095-11_0_6_node_113 | 0.4 | n |  | TRUE
123 | bus_LV_1095-11_0_6_node_119 | 0.4 | n |  | TRUE
124 | bus_LV_1095-11_0_6_node_133 | 0.4 | n |  | TRUE
125 | bus_LV_1095-11_0_6_node_117 | 0.4 | n |  | TRUE
126 | bus_LV_1095-11_0_6_node_116 | 0.4 | n |  | TRUE
127 | bus_LV_1095-11_0_6_node_118 | 0.4 | n |  | TRUE
128 | bus_LV_1095-11_0_6_node_120 | 0.4 | n |  | TRUE
129 | bus_LV_1095-11_0_6_node_130 | 0.4 | n |  | TRUE
130 | bus_LV_1095-11_0_6_node_131 | 0.4 | n |  | TRUE
131 | bus_LV_1095-11_0_6_node_121 | 0.4 | n |  | TRUE
132 | bus_MV_471_0_node_173 | 20 | n |  | TRUE

## load
| name | bus | p_mw | q_mvar | const_z_percent | const_i_percent | sn_mva | scaling | in_service | type
0 | LV_1095-11_0_6_load_0 | 0 | 0.029489 | 0.0073906 | 0 | 0 |  | 1 | TRUE | wye
1 | LV_1095-11_0_6_load_3 | 2 | 0.017801 | 0.0044613 | 0 | 0 |  | 1 | TRUE | wye
2 | LV_1095-11_0_6_load_14 | 3 | 0.02511 | 0.0062931 | 0 | 0 |  | 1 | TRUE | wye
3 | LV_1095-11_0_6_load_137 | 6 | 0.01251 | 0.0031352 | 0 | 0 |  | 1 | TRUE | wye
4 | LV_1095-11_0_6_load_136 | 8 | 0.014472 | 0.0036271 | 0 | 0 |  | 1 | TRUE | wye
5 | LV_1095-11_0_6_load_11 | 10 | 0.05753 | 0.014418 | 0 | 0 |  | 1 | TRUE | wye
6 | LV_1095-11_0_6_load_138 | 11 | 0.0078651 | 0.0019712 | 0 | 0 |  | 1 | TRUE | wye
7 | LV_1095-11_0_6_load_100 | 15 | 0.0040075 | 0.0010044 | 0 | 0 |  | 1 | TRUE | wye
8 | LV_1095-11_0_6_load_135 | 16 | 0.010222 | 0.0025618 | 0 | 0 |  | 1 | TRUE | wye
9 | LV_1095-11_0_6_load_13 | 17 | 0.019952 | 0.0050004 | 0 | 0 |  | 1 | TRUE | wye
10 | LV_1095-11_0_6_load_7 | 19 | 0.029138 | 0.0073027 | 0 | 0 |  | 1 | TRUE | wye
11 | LV_1095-11_0_6_load_15 | 23 | 0.0053879 | 0.0013503 | 0 | 0 |  | 1 | TRUE | wye
12 | LV_1095-11_0_6_load_114 | 24 | 0.0039264 | 0.00098404 | 0 | 0 |  | 1 | TRUE | wye
13 | LV_1095-11_0_6_load_17 | 26 | 0.0015052 | 0.00037725 | 0 | 0 |  | 1 | TRUE | wye
14 | LV_1095-11_0_6_load_18 | 27 | 0.0019616 | 0.00049163 | 0 | 0 |  | 1 | TRUE | wye
15 | LV_1095-11_0_6_load_49 | 28 | 0.0017181 | 0.00043059 | 0 | 0 |  | 1 | TRUE | wye
16 | LV_1095-11_0_6_load_71 | 29 | 0.0065292 | 0.0016364 | 0 | 0 |  | 1 | TRUE | wye
17 | LV_1095-11_0_6_load_50 | 30 | 0.0010805 | 0.0002708 | 0 | 0 |  | 1 | TRUE | wye
18 | LV_1095-11_0_6_load_20 | 32 | 0.0024145 | 0.00060513 | 0 | 0 |  | 1 | TRUE | wye
19 | LV_1095-11_0_6_load_21 | 33 | 0.0019764 | 0.00049532 | 0 | 0 |  | 1 | TRUE | wye
20 | LV_1095-11_0_6_load_22 | 34 | 0.0021048 | 0.00052751 | 0 | 0 |  | 1 | TRUE | wye
21 | LV_1095-11_0_6_load_23 | 35 | 0.0016999 | 0.00042603 | 0 | 0 |  | 1 | TRUE | wye
22 | LV_1095-11_0_6_load_24 | 36 | 0.0018162 | 0.00045518 | 0 | 0 |  | 1 | TRUE | wye
23 | LV_1095-11_0_6_load_89 | 37 | 0.0016909 | 0.00042378 | 0 | 0 |  | 1 | TRUE | wye
24 | LV_1095-11_0_6_load_37 | 41 | 0.0011371 | 0.00028499 | 0 | 0 |  | 1 | TRUE | wye
25 | LV_1095-11_0_6_load_28 | 42 | 0.0038048 | 0.00095357 | 0 | 0 |  | 1 | TRUE | wye
26 | LV_1095-11_0_6_load_75 | 43 | 0.0017884 | 0.00044822 | 0 | 0 |  | 1 | TRUE | wye
27 | LV_1095-11_0_6_load_25 | 44 | 0.0045254 | 0.0011342 | 0 | 0 |  | 1 | TRUE | wye
28 | LV_1095-11_0_6_load_26 | 45 | 0.0012291 | 0.00030804 | 0 | 0 |  | 1 | TRUE | wye
29 | LV_1095-11_0_6_load_29 | 47 | 0.0021853 | 0.00054769 | 0 | 0 |  | 1 | TRUE | wye
30 | LV_1095-11_0_6_load_56 | 49 | 0.0016883 | 0.00042312 | 0 | 0 |  | 1 | TRUE | wye
31 | LV_1095-11_0_6_load_74 | 50 | 0.0015124 | 0.00037905 | 0 | 0 |  | 1 | TRUE | wye
32 | LV_1095-11_0_6_load_72 | 51 | 0.0036825 | 0.00092293 | 0 | 0 |  | 1 | TRUE | wye
33 | LV_1095-11_0_6_load_57 | 52 | 0.0016877 | 0.00042297 | 0 | 0 |  | 1 | TRUE | wye
34 | LV_1095-11_0_6_load_97 | 53 | 0.0024801 | 0.00062158 | 0 | 0 |  | 1 | TRUE | wye
35 | LV_1095-11_0_6_load_73 | 54 | 0.010088 | 0.0025284 | 0 | 0 |  | 1 | TRUE | wye
36 | LV_1095-11_0_6_load_31 | 55 | 0.0014145 | 0.00035452 | 0 | 0 |  | 1 | TRUE | wye
37 | LV_1095-11_0_6_load_32 | 56 | 0.00097661 | 0.00024476 | 0 | 0 |  | 1 | TRUE | wye
38 | LV_1095-11_0_6_load_33 | 57 | 0.0011073 | 0.00027752 | 0 | 0 |  | 1 | TRUE | wye
39 | LV_1095-11_0_6_load_34 | 58 | 0.0046659 | 0.0011694 | 0 | 0 |  | 1 | TRUE | wye
40 | LV_1095-11_0_6_load_35 | 59 | 0.0014886 | 0.00037308 | 0 | 0 |  | 1 | TRUE | wye
41 | LV_1095-11_0_6_load_36 | 60 | 0.0038626 | 0.00096805 | 0 | 0 |  | 1 | TRUE | wye
42 | LV_1095-11_0_6_load_41 | 63 | 0.0095535 | 0.0023943 | 0 | 0 |  | 1 | TRUE | wye
43 | LV_1095-11_0_6_load_92 | 64 | 0.0063898 | 0.0016014 | 0 | 0 |  | 1 | TRUE | wye
44 | LV_1095-11_0_6_load_54 | 65 | 0.006648 | 0.0016661 | 0 | 0 |  | 1 | TRUE | wye
45 | LV_1095-11_0_6_load_52 | 66 | 0.0025245 | 0.00063269 | 0 | 0 |  | 1 | TRUE | wye
46 | LV_1095-11_0_6_load_42 | 67 | 0.0019988 | 0.00050095 | 0 | 0 |  | 1 | TRUE | wye
47 | LV_1095-11_0_6_load_45 | 70 | 0.0028703 | 0.00071936 | 0 | 0 |  | 1 | TRUE | wye
48 | LV_1095-11_0_6_load_46 | 71 | 0.0040199 | 0.0010075 | 0 | 0 |  | 1 | TRUE | wye
49 | LV_1095-11_0_6_load_47 | 72 | 0.0017515 | 0.00043896 | 0 | 0 |  | 1 | TRUE | wye
50 | LV_1095-11_0_6_load_64 | 73 | 0.0020143 | 0.00050483 | 0 | 0 |  | 1 | TRUE | wye
51 | LV_1095-11_0_6_load_90 | 74 | 0.0015365 | 0.00038509 | 0 | 0 |  | 1 | TRUE | wye
52 | LV_1095-11_0_6_load_82 | 75 | 0.0014547 | 0.00036457 | 0 | 0 |  | 1 | TRUE | wye
53 | LV_1095-11_0_6_load_65 | 76 | 0.0038567 | 0.00096657 | 0 | 0 |  | 1 | TRUE | wye
54 | LV_1095-11_0_6_load_91 | 77 | 0.0063242 | 0.001585 | 0 | 0 |  | 1 | TRUE | wye
55 | LV_1095-11_0_6_load_81 | 78 | 0.001935 | 0.00048495 | 0 | 0 |  | 1 | TRUE | wye
56 | LV_1095-11_0_6_load_79 | 79 | 0.0020045 | 0.00050237 | 0 | 0 |  | 1 | TRUE | wye
57 | LV_1095-11_0_6_load_77 | 80 | 0.0016015 | 0.00040138 | 0 | 0 |  | 1 | TRUE | wye
58 | LV_1095-11_0_6_load_51 | 81 | 0.010586 | 0.002653 | 0 | 0 |  | 1 | TRUE | wye
59 | LV_1095-11_0_6_load_53 | 82 | 0.003424 | 0.00085814 | 0 | 0 |  | 1 | TRUE | wye
60 | LV_1095-11_0_6_load_55 | 83 | 0.0019766 | 0.00049539 | 0 | 0 |  | 1 | TRUE | wye
61 | LV_1095-11_0_6_load_58 | 84 | 0.0070149 | 0.0017581 | 0 | 0 |  | 1 | TRUE | wye
62 | LV_1095-11_0_6_load_59 | 85 | 0.0019135 | 0.00047956 | 0 | 0 |  | 1 | TRUE | wye
63 | LV_1095-11_0_6_load_60 | 86 | 0.0037288 | 0.00093452 | 0 | 0 |  | 1 | TRUE | wye
64 | LV_1095-11_0_6_load_61 | 87 | 0.0032358 | 0.00081097 | 0 | 0 |  | 1 | TRUE | wye
65 | LV_1095-11_0_6_load_63 | 88 | 0.0030696 | 0.0007693 | 0 | 0 |  | 1 | TRUE | wye
66 | LV_1095-11_0_6_load_88 | 89 | 0.0013202 | 0.00033086 | 0 | 0 |  | 1 | TRUE | wye
67 | LV_1095-11_0_6_load_66 | 90 | 0.0039613 | 0.00099279 | 0 | 0 |  | 1 | TRUE | wye
68 | LV_1095-11_0_6_load_67 | 91 | 0.0062999 | 0.0015789 | 0 | 0 |  | 1 | TRUE | wye
69 | LV_1095-11_0_6_load_68 | 92 | 0.0021341 | 0.00053486 | 0 | 0 |  | 1 | TRUE | wye
70 | LV_1095-11_0_6_load_70 | 93 | 0.0052171 | 0.0013075 | 0 | 0 |  | 1 | TRUE | wye
71 | LV_1095-11_0_6_load_86 | 94 | 0.0029765 | 0.00074598 | 0 | 0 |  | 1 | TRUE | wye
72 | LV_1095-11_0_6_load_85 | 95 | 0.0031215 | 0.00078231 | 0 | 0 |  | 1 | TRUE | wye
73 | LV_1095-11_0_6_load_78 | 96 | 0.0016822 | 0.00042161 | 0 | 0 |  | 1 | TRUE | wye
74 | LV_1095-11_0_6_load_84 | 98 | 0.0018746 | 0.00046982 | 0 | 0 |  | 1 | TRUE | wye
75 | LV_1095-11_0_6_load_96 | 99 | 0.0023999 | 0.00060148 | 0 | 0 |  | 1 | TRUE | wye
76 | LV_1095-11_0_6_load_83 | 100 | 0.0020341 | 0.0005098 | 0 | 0 |  | 1 | TRUE | wye
77 | LV_1095-11_0_6_load_134 | 101 | 0.001638 | 0.00041053 | 0 | 0 |  | 1 | TRUE | wye
78 | LV_1095-11_0_6_load_87 | 102 | 0.0065396 | 0.001639 | 0 | 0 |  | 1 | TRUE | wye
79 | LV_1095-11_0_6_load_127 | 103 | 0.0076708 | 0.0019225 | 0 | 0 |  | 1 | TRUE | wye
80 | LV_1095-11_0_6_load_111 | 105 | 0.010639 | 0.0026664 | 0 | 0 |  | 1 | TRUE | wye
81 | LV_1095-11_0_6_load_109 | 106 | 0.0020252 | 0.00050756 | 0 | 0 |  | 1 | TRUE | wye
82 | LV_1095-11_0_6_load_129 | 108 | 0.0078563 | 0.001969 | 0 | 0 |  | 1 | TRUE | wye
83 | LV_1095-11_0_6_load_101 | 110 | 0.0040093 | 0.0010048 | 0 | 0 |  | 1 | TRUE | wye
84 | LV_1095-11_0_6_load_104 | 112 | 0.0056809 | 0.0014238 | 0 | 0 |  | 1 | TRUE | wye
85 | LV_1095-11_0_6_load_106 | 114 | 0.005892 | 0.0014767 | 0 | 0 |  | 1 | TRUE | wye
86 | LV_1095-11_0_6_load_115 | 115 | 0.0054841 | 0.0013744 | 0 | 0 |  | 1 | TRUE | wye
87 | LV_1095-11_0_6_load_132 | 117 | 0.0020112 | 0.00050406 | 0 | 0 |  | 1 | TRUE | wye
88 | LV_1095-11_0_6_load_122 | 118 | 0.0020285 | 0.00050839 | 0 | 0 |  | 1 | TRUE | wye
89 | LV_1095-11_0_6_load_108 | 119 | 0.0022647 | 0.00056758 | 0 | 0 |  | 1 | TRUE | wye
90 | LV_1095-11_0_6_load_112 | 121 | 0.0013071 | 0.00032758 | 0 | 0 |  | 1 | TRUE | wye
91 | LV_1095-11_0_6_load_113 | 122 | 0.0021872 | 0.00054817 | 0 | 0 |  | 1 | TRUE | wye
92 | LV_1095-11_0_6_load_119 | 123 | 0.0010071 | 0.00025239 | 0 | 0 |  | 1 | TRUE | wye
93 | LV_1095-11_0_6_load_133 | 124 | 0.0026585 | 0.00066628 | 0 | 0 |  | 1 | TRUE | wye
94 | LV_1095-11_0_6_load_117 | 125 | 0.0010071 | 0.00025239 | 0 | 0 |  | 1 | TRUE | wye
95 | LV_1095-11_0_6_load_116 | 126 | 0.00093895 | 0.00023532 | 0 | 0 |  | 1 | TRUE | wye
96 | LV_1095-11_0_6_load_118 | 127 | 0.0037342 | 0.00093587 | 0 | 0 |  | 1 | TRUE | wye
97 | LV_1095-11_0_6_load_120 | 128 | 0.0032914 | 0.00082489 | 0 | 0 |  | 1 | TRUE | wye
98 | LV_1095-11_0_6_load_130 | 129 | 0.0032901 | 0.00082456 | 0 | 0 |  | 1 | TRUE | wye
99 | LV_1095-11_0_6_load_131 | 130 | 0.004882 | 0.0012235 | 0 | 0 |  | 1 | TRUE | wye
100 | LV_1095-11_0_6_load_121 | 131 | 0.0079493 | 0.0019923 | 0 | 0 |  | 1 | TRUE | wye

## ext_grid
| name | bus | vm_pu | va_degree | slack_weight | in_service
0 |  | 113 | 1 | 0 | 1 | TRUE

## line
| name | std_type | from_bus | to_bus | length_km | r_ohm_per_km | x_ohm_per_km | c_nf_per_km | g_us_per_km | max_i_ka | df | parallel | type | in_service
0 | LV_1095-11_0_6_line_0 |  | 0 | 1 | 0.024018 | 0.125 | 0.08 | 261 | 0 | 0.364 | 1 | 1 | cs | TRUE
1 | LV_1095-11_0_6_line_1 |  | 1 | 2 | 0.023799 | 0.125 | 0.08 | 261 | 0 | 0.364 | 1 | 1 | cs | TRUE
2 | LV_1095-11_0_6_line_2 |  | 2 | 3 | 0.058583 | 0.125 | 0.08 | 261 | 0 | 0.364 | 1 | 1 | cs | TRUE
3 | LV_1095-11_0_6_line_3 |  | 3 | 10 | 0.010002 | 0.125 | 0.08 | 261 | 0 | 0.364 | 1 | 1 | cs | TRUE
4 | LV_1095-11_0_6_line_4 |  | 4 | 5 | 0.03972 | 0.125 | 0.08 | 261 | 0 | 0.364 | 1 | 1 | cs | TRUE
5 | LV_1095-11_0_6_line_5 |  | 4 | 6 | 0.006372 | 0.125 | 0.08 | 261 | 0 | 0.364 | 1 | 1 | cs | TRUE
6 | LV_1095-11_0_6_line_6 |  | 4 | 7 | 0.074032 | 0.125 | 0.08 | 261 | 0 | 0.364 | 1 | 1 | cs | TRUE
7 | LV_1095-11_0_6_line_7 |  | 5 | 11 | 0.005299 | 0.125 | 0.08 | 261 | 0 | 0.364 | 1 | 1 | cs | TRUE
8 | LV_1095-11_0_6_line_8 |  | 5 | 12 | 0.03356 | 0.125 | 0.08 | 261 | 0 | 0.364 | 1 | 1 | cs | TRUE
9 | LV_1095-11_0_6_line_9 |  | 7 | 8 | 0.00413 | 0.125 | 0.08 | 261 | 0 | 0.364 | 1 | 1 | cs | TRUE
10 | LV_1095-11_0_6_line_10 |  | 7 | 9 | 0.039888 | 0.125 | 0.08 | 261 | 0 | 0.364 | 1 | 1 | cs | TRUE
11 | LV_1095-11_0_6_line_11 |  | 9 | 16 | 0.009264 | 0.125 | 0.08 | 261 | 0 | 0.364 | 1 | 1 | cs | TRUE
12 | LV_1095-11_0_6_line_12 |  | 10 | 21 | 0.07256 | 0.125 | 0.08 | 261 | 0 | 0.364 | 1 | 2 | cs | TRUE
13 | LV_1095-11_0_6_line_13 |  | 12 | 131 | 0.010001 | 0.125 | 0.08 | 261 | 0 | 0.364 | 1 | 1 | cs | TRUE
14 | LV_1095-11_0_6_line_14 |  | 13 | 14 | 0.031581 | 0.125 | 0.08 | 261 | 0 | 0.364 | 1 | 5 | cs | TRUE
15 | LV_1095-11_0_6_line_15 |  | 13 | 15 | 0.01738 | 0.125 | 0.08 | 261 | 0 | 0.364 | 1 | 5 | cs | TRUE
16 | LV_1095-11_0_6_line_16 |  | 14 | 24 | 0.026547 | 0.125 | 0.08 | 261 | 0 | 0.364 | 1 | 1 | cs | TRUE
17 | LV_1095-11_0_6_line_17 |  | 14 | 22 | 0.060442 | 0.125 | 0.08 | 261 | 0 | 0.364 | 1 | 5 | cs | TRUE
18 | LV_1095-11_0_6_line_18 |  | 15 | 110 | 0.043875 | 0.125 | 0.08 | 261 | 0 | 0.364 | 1 | 5 | cs | TRUE
19 | LV_1095-11_0_6_line_19 |  | 17 | 18 | 0.049131 | 0.125 | 0.08 | 261 | 0 | 0.364 | 1 | 1 | cs | TRUE
20 | LV_1095-11_0_6_line_20 |  | 18 | 20 | 0.041944 | 0.125 | 0.08 | 261 | 0 | 0.364 | 1 | 1 | cs | TRUE
21 | LV_1095-11_0_6_line_21 |  | 19 | 20 | 0.061944 | 0.125 | 0.08 | 261 | 0 | 0.364 | 1 | 1 | cs | TRUE
22 | LV_1095-11_0_6_line_22 |  | 19 | 21 | 0.071757 | 0.125 | 0.08 | 261 | 0 | 0.364 | 1 | 1 | cs | TRUE
23 | LV_1095-11_0_6_line_23 |  | 21 | 22 | 0.077344 | 0.125 | 0.08 | 261 | 0 | 0.364 | 1 | 5 | cs | TRUE
24 | LV_1095-11_0_6_line_24 |  | 22 | 23 | 0.032721 | 0.125 | 0.08 | 261 | 0 | 0.364 | 1 | 5 | cs | TRUE
25 | LV_1095-11_0_6_line_25 |  | 23 | 25 | 0.012219 | 0.125 | 0.08 | 261 | 0 | 0.364 | 1 | 5 | cs | TRUE
26 | LV_1095-11_0_6_line_26 |  | 25 | 26 | 0.013152 | 0.125 | 0.08 | 261 | 0 | 0.364 | 1 | 1 | cs | TRUE
27 | LV_1095-11_0_6_line_27 |  | 25 | 27 | 0.017731 | 0.125 | 0.08 | 261 | 0 | 0.364 | 1 | 5 | cs | TRUE
28 | LV_1095-11_0_6_line_28 |  | 26 | 28 | 0.020536 | 0.125 | 0.08 | 261 | 0 | 0.364 | 1 | 1 | cs | TRUE
29 | LV_1095-11_0_6_line_29 |  | 27 | 29 | 0.015189 | 0.125 | 0.08 | 261 | 0 | 0.364 | 1 | 5 | cs | TRUE
30 | LV_1095-11_0_6_line_30 |  | 28 | 30 | 0.0086271 | 0.125 | 0.08 | 261 | 0 | 0.364 | 1 | 1 | cs | TRUE
31 | LV_1095-11_0_6_line_31 |  | 29 | 31 | 0.0090501 | 0.125 | 0.08 | 261 | 0 | 0.364 | 1 | 5 | cs | TRUE
32 | LV_1095-11_0_6_line_32 |  | 30 | 59 | 0.0091106 | 0.125 | 0.08 | 261 | 0 | 0.364 | 1 | 1 | cs | TRUE
33 | LV_1095-11_0_6_line_33 |  | 31 | 77 | 0.023485 | 0.125 | 0.08 | 261 | 0 | 0.364 | 1 | 5 | cs | TRUE
34 | LV_1095-11_0_6_line_34 |  | 31 | 91 | 0.015165 | 0.125 | 0.08 | 261 | 0 | 0.364 | 1 | 1 | cs | TRUE
35 | LV_1095-11_0_6_line_35 |  | 32 | 33 | 0.028732 | 0.125 | 0.08 | 261 | 0 | 0.364 | 1 | 1 | cs | TRUE
36 | LV_1095-11_0_6_line_36 |  | 32 | 34 | 0.0025583 | 0.125 | 0.08 | 261 | 0 | 0.364 | 1 | 1 | cs | TRUE
37 | LV_1095-11_0_6_line_37 |  | 33 | 35 | 0.023886 | 0.125 | 0.08 | 261 | 0 | 0.364 | 1 | 1 | cs | TRUE
38 | LV_1095-11_0_6_line_38 |  | 34 | 36 | 0.023477 | 0.125 | 0.08 | 261 | 0 | 0.364 | 1 | 1 | cs | TRUE
39 | LV_1095-11_0_6_line_39 |  | 35 | 37 | 0.023055 | 0.125 | 0.08 | 261 | 0 | 0.364 | 1 | 1 | cs | TRUE
40 | LV_1095-11_0_6_line_40 |  | 35 | 38 | 0.032985 | 0.125 | 0.08 | 261 | 0 | 0.364 | 1 | 1 | cs | TRUE
41 | LV_1095-11_0_6_line_41 |  | 36 | 39 | 0.026645 | 0.125 | 0.08 | 261 | 0 | 0.364 | 1 | 1 | cs | TRUE
42 | LV_1095-11_0_6_line_42 |  | 37 | 40 | 0.034054 | 0.125 | 0.08 | 261 | 0 | 0.364 | 1 | 1 | cs | TRUE
43 | LV_1095-11_0_6_line_43 |  | 38 | 41 | 0.026726 | 0.125 | 0.08 | 261 | 0 | 0.364 | 1 | 1 | cs | TRUE
44 | LV_1095-11_0_6_line_44 |  | 39 | 42 | 0.026251 | 0.125 | 0.08 | 261 | 0 | 0.364 | 1 | 5 | cs | TRUE
45 | LV_1095-11_0_6_line_45 |  | 39 | 43 | 0.0031959 | 0.125 | 0.08 | 261 | 0 | 0.364 | 1 | 5 | cs | TRUE
46 | LV_1095-11_0_6_line_46 |  | 40 | 89 | 0.01359 | 0.125 | 0.08 | 261 | 0 | 0.364 | 1 | 1 | cs | TRUE
47 | LV_1095-11_0_6_line_47 |  | 40 | 86 | 0.012176 | 0.125 | 0.08 | 261 | 0 | 0.364 | 1 | 1 | cs | TRUE
48 | LV_1095-11_0_6_line_48 |  | 42 | 45 | 0.010211 | 0.125 | 0.08 | 261 | 0 | 0.364 | 1 | 5 | cs | TRUE
49 | LV_1095-11_0_6_line_49 |  | 43 | 76 | 0.015698 | 0.125 | 0.08 | 261 | 0 | 0.364 | 1 | 5 | cs | TRUE
50 | LV_1095-11_0_6_line_50 |  | 44 | 45 | 0.017525 | 0.125 | 0.08 | 261 | 0 | 0.364 | 1 | 5 | cs | TRUE
51 | LV_1095-11_0_6_line_51 |  | 44 | 46 | 0.018389 | 0.125 | 0.08 | 261 | 0 | 0.364 | 1 | 5 | cs | TRUE
52 | LV_1095-11_0_6_line_52 |  | 46 | 47 | 0.01571 | 0.125 | 0.08 | 261 | 0 | 0.364 | 1 | 1 | cs | TRUE
53 | LV_1095-11_0_6_line_53 |  | 46 | 48 | 0.005208 | 0.125 | 0.08 | 261 | 0 | 0.364 | 1 | 5 | cs | TRUE
54 | LV_1095-11_0_6_line_54 |  | 47 | 49 | 0.014248 | 0.125 | 0.08 | 261 | 0 | 0.364 | 1 | 1 | cs | TRUE
55 | LV_1095-11_0_6_line_55 |  | 48 | 50 | 0.028011 | 0.125 | 0.08 | 261 | 0 | 0.364 | 1 | 1 | cs | TRUE
56 | LV_1095-11_0_6_line_56 |  | 48 | 51 | 0.023497 | 0.125 | 0.08 | 261 | 0 | 0.364 | 1 | 2 | cs | TRUE
57 | LV_1095-11_0_6_line_57 |  | 49 | 52 | 0.0018621 | 0.125 | 0.08 | 261 | 0 | 0.364 | 1 | 1 | cs | TRUE
58 | LV_1095-11_0_6_line_58 |  | 50 | 53 | 0.0052728 | 0.125 | 0.08 | 261 | 0 | 0.364 | 1 | 1 | cs | TRUE
59 | LV_1095-11_0_6_line_59 |  | 51 | 54 | 0.027318 | 0.125 | 0.08 | 261 | 0 | 0.364 | 1 | 1 | cs | TRUE
60 | LV_1095-11_0_6_line_60 |  | 52 | 84 | 0.015213 | 0.125 | 0.08 | 261 | 0 | 0.364 | 1 | 1 | cs | TRUE
61 | LV_1095-11_0_6_line_61 |  | 54 | 83 | 0.0019489 | 0.125 | 0.08 | 261 | 0 | 0.364 | 1 | 1 | cs | TRUE
62 | LV_1095-11_0_6_line_62 |  | 55 | 56 | 0.0094281 | 0.125 | 0.08 | 261 | 0 | 0.364 | 1 | 1 | cs | TRUE
63 | LV_1095-11_0_6_line_63 |  | 55 | 57 | 0.0072634 | 0.125 | 0.08 | 261 | 0 | 0.364 | 1 | 1 | cs | TRUE
64 | LV_1095-11_0_6_line_64 |  | 56 | 58 | 0.0090146 | 0.125 | 0.08 | 261 | 0 | 0.364 | 1 | 1 | cs | TRUE
65 | LV_1095-11_0_6_line_65 |  | 57 | 59 | 0.0083539 | 0.125 | 0.08 | 261 | 0 | 0.364 | 1 | 1 | cs | TRUE
66 | LV_1095-11_0_6_line_66 |  | 60 | 61 | 0.039876 | 0.125 | 0.08 | 261 | 0 | 0.364 | 1 | 1 | cs | TRUE
67 | LV_1095-11_0_6_line_67 |  | 61 | 62 | 0.002267 | 0.125 | 0.08 | 261 | 0 | 0.364 | 1 | 1 | cs | TRUE
68 | LV_1095-11_0_6_line_68 |  | 61 | 63 | 0.025963 | 0.125 | 0.08 | 261 | 0 | 0.364 | 1 | 1 | cs | TRUE
69 | LV_1095-11_0_6_line_69 |  | 62 | 64 | 0.027244 | 0.125 | 0.08 | 261 | 0 | 0.364 | 1 | 1 | cs | TRUE
70 | LV_1095-11_0_6_line_70 |  | 63 | 65 | 0.00048097 | 0.125 | 0.08 | 261 | 0 | 0.364 | 1 | 1 | cs | TRUE
71 | LV_1095-11_0_6_line_71 |  | 65 | 66 | 0.021208 | 0.125 | 0.08 | 261 | 0 | 0.364 | 1 | 1 | cs | TRUE
72 | LV_1095-11_0_6_line_72 |  | 66 | 81 | 0.00095116 | 0.125 | 0.08 | 261 | 0 | 0.364 | 1 | 1 | cs | TRUE
73 | LV_1095-11_0_6_line_73 |  | 67 | 68 | 0.020138 | 0.125 | 0.08 | 261 | 0 | 0.364 | 1 | 1 | cs | TRUE
74 | LV_1095-11_0_6_line_74 |  | 67 | 69 | 0.021194 | 0.125 | 0.08 | 261 | 0 | 0.364 | 1 | 1 | cs | TRUE
75 | LV_1095-11_0_6_line_75 |  | 68 | 70 | 0.045801 | 0.125 | 0.08 | 261 | 0 | 0.364 | 1 | 5 | cs | TRUE
76 | LV_1095-11_0_6_line_76 |  | 68 | 71 | 0.021688 | 0.125 | 0.08 | 261 | 0 | 0.364 | 1 | 5 | cs | TRUE
77 | LV_1095-11_0_6_line_77 |  | 69 | 72 | 0.016979 | 0.125 | 0.08 | 261 | 0 | 0.364 | 1 | 1 | cs | TRUE
78 | LV_1095-11_0_6_line_78 |  | 70 | 73 | 0.027113 | 0.125 | 0.08 | 261 | 0 | 0.364 | 1 | 5 | cs | TRUE
79 | LV_1095-11_0_6_line_79 |  | 71 | 74 | 0.024654 | 0.125 | 0.08 | 261 | 0 | 0.364 | 1 | 5 | cs | TRUE
80 | LV_1095-11_0_6_line_80 |  | 72 | 75 | 0.028851 | 0.125 | 0.08 | 261 | 0 | 0.364 | 1 | 1 | cs | TRUE
81 | LV_1095-11_0_6_line_81 |  | 73 | 76 | 0.050625 | 0.125 | 0.08 | 261 | 0 | 0.364 | 1 | 5 | cs | TRUE
82 | LV_1095-11_0_6_line_82 |  | 74 | 77 | 0.0096666 | 0.125 | 0.08 | 261 | 0 | 0.364 | 1 | 5 | cs | TRUE
83 | LV_1095-11_0_6_line_83 |  | 75 | 78 | 0.011795 | 0.125 | 0.08 | 261 | 0 | 0.364 | 1 | 1 | cs | TRUE
84 | LV_1095-11_0_6_line_84 |  | 78 | 100 | 0.0052933 | 0.125 | 0.08 | 261 | 0 | 0.364 | 1 | 1 | cs | TRUE
85 | LV_1095-11_0_6_line_85 |  | 79 | 80 | 0.0056702 | 0.125 | 0.08 | 261 | 0 | 0.364 | 1 | 1 | cs | TRUE
86 | LV_1095-11_0_6_line_86 |  | 80 | 96 | 0.016509 | 0.125 | 0.08 | 261 | 0 | 0.364 | 1 | 1 | cs | TRUE
87 | LV_1095-11_0_6_line_87 |  | 81 | 82 | 0.0055494 | 0.125 | 0.08 | 261 | 0 | 0.364 | 1 | 1 | cs | TRUE
88 | LV_1095-11_0_6_line_88 |  | 82 | 83 | 0.021125 | 0.125 | 0.08 | 261 | 0 | 0.364 | 1 | 1 | cs | TRUE
89 | LV_1095-11_0_6_line_89 |  | 85 | 86 | 0.0057731 | 0.125 | 0.08 | 261 | 0 | 0.364 | 1 | 1 | cs | TRUE
90 | LV_1095-11_0_6_line_90 |  | 85 | 87 | 0.026593 | 0.125 | 0.08 | 261 | 0 | 0.364 | 1 | 1 | cs | TRUE
91 | LV_1095-11_0_6_line_91 |  | 87 | 88 | 0.0048269 | 0.125 | 0.08 | 261 | 0 | 0.364 | 1 | 1 | cs | TRUE
92 | LV_1095-11_0_6_line_92 |  | 90 | 91 | 0.022166 | 0.125 | 0.08 | 261 | 0 | 0.364 | 1 | 1 | cs | TRUE
93 | LV_1095-11_0_6_line_93 |  | 90 | 92 | 0.0095479 | 0.125 | 0.08 | 261 | 0 | 0.364 | 1 | 1 | cs | TRUE
94 | LV_1095-11_0_6_line_94 |  | 92 | 93 | 0.012796 | 0.125 | 0.08 | 261 | 0 | 0.364 | 1 | 1 | cs | TRUE
95 | LV_1095-11_0_6_line_95 |  | 93 | 94 | 0.023186 | 0.125 | 0.08 | 261 | 0 | 0.364 | 1 | 1 | cs | TRUE
96 | LV_1095-11_0_6_line_96 |  | 94 | 95 | 0.004647 | 0.125 | 0.08 | 261 | 0 | 0.364 | 1 | 1 | cs | TRUE
97 | LV_1095-11_0_6_line_97 |  | 95 | 102 | 0.024428 | 0.125 | 0.08 | 261 | 0 | 0.364 | 1 | 1 | cs | TRUE
98 | LV_1095-11_0_6_line_98 |  | 96 | 97 | 0.011717 | 0.125 | 0.08 | 261 | 0 | 0.364 | 1 | 1 | cs | TRUE
99 | LV_1095-11_0_6_line_99 |  | 97 | 98 | 0.024607 | 0.125 | 0.08 | 261 | 0 | 0.364 | 1 | 1 | cs | TRUE
100 | LV_1095-11_0_6_line_100 |  | 97 | 99 | 0.0016424 | 0.125 | 0.08 | 261 | 0 | 0.364 | 1 | 1 | cs | TRUE
101 | LV_1095-11_0_6_line_101 |  | 98 | 100 | 0.015013 | 0.125 | 0.08 | 261 | 0 | 0.364 | 1 | 1 | cs | TRUE
102 | LV_1095-11_0_6_line_102 |  | 99 | 101 | 0.01619 | 0.125 | 0.08 | 261 | 0 | 0.364 | 1 | 1 | cs | TRUE
103 | LV_1095-11_0_6_line_103 |  | 103 | 104 | 0.0096652 | 0.125 | 0.08 | 261 | 0 | 0.364 | 1 | 1 | cs | TRUE
104 | LV_1095-11_0_6_line_104 |  | 104 | 109 | 0.032321 | 0.125 | 0.08 | 261 | 0 | 0.364 | 1 | 1 | cs | TRUE
105 | LV_1095-11_0_6_line_105 |  | 104 | 107 | 0.019468 | 0.125 | 0.08 | 261 | 0 | 0.364 | 1 | 1 | cs | TRUE
106 | LV_1095-11_0_6_line_106 |  | 105 | 106 | 0.032707 | 0.125 | 0.08 | 261 | 0 | 0.364 | 1 | 1 | cs | TRUE
107 | LV_1095-11_0_6_line_107 |  | 106 | 119 | 0.032955 | 0.125 | 0.08 | 261 | 0 | 0.364 | 1 | 1 | cs | TRUE
108 | LV_1095-11_0_6_line_108 |  | 107 | 108 | 0.02088 | 0.125 | 0.08 | 261 | 0 | 0.364 | 1 | 1 | cs | TRUE
109 | LV_1095-11_0_6_line_109 |  | 109 | 116 | 0.031244 | 0.125 | 0.08 | 261 | 0 | 0.364 | 1 | 1 | cs | TRUE
110 | LV_1095-11_0_6_line_110 |  | 109 | 114 | 0.0026385 | 0.125 | 0.08 | 261 | 0 | 0.364 | 1 | 1 | cs | TRUE
111 | LV_1095-11_0_6_line_111 |  | 110 | 111 | 0.015403 | 0.125 | 0.08 | 261 | 0 | 0.364 | 1 | 5 | cs | TRUE
112 | LV_1095-11_0_6_line_112 |  | 111 | 112 | 0.019549 | 0.125 | 0.08 | 261 | 0 | 0.364 | 1 | 1 | cs | TRUE
113 | LV_1095-11_0_6_line_113 |  | 111 | 113 | 0.030702 | 0.125 | 0.08 | 261 | 0 | 0.364 | 1 | 5 | cs | TRUE
114 | LV_1095-11_0_6_line_114 |  | 112 | 114 | 0.039619 | 0.125 | 0.08 | 261 | 0 | 0.364 | 1 | 1 | cs | TRUE
115 | LV_1095-11_0_6_line_115 |  | 113 | 115 | 0.008277 | 0.125 | 0.08 | 261 | 0 | 0.364 | 1 | 1 | cs | TRUE
116 | LV_1095-11_0_6_line_116 |  | 116 | 117 | 0.017576 | 0.125 | 0.08 | 261 | 0 | 0.364 | 1 | 1 | cs | TRUE
117 | LV_1095-11_0_6_line_117 |  | 116 | 118 | 0.012272 | 0.125 | 0.08 | 261 | 0 | 0.364 | 1 | 1 | cs | TRUE
118 | LV_1095-11_0_6_line_118 |  | 117 | 124 | 0.0046169 | 0.125 | 0.08 | 261 | 0 | 0.364 | 1 | 1 | cs | TRUE
119 | LV_1095-11_0_6_line_119 |  | 118 | 131 | 0.037711 | 0.125 | 0.08 | 261 | 0 | 0.364 | 1 | 1 | cs | TRUE
120 | LV_1095-11_0_6_line_120 |  | 119 | 120 | 0.026531 | 0.125 | 0.08 | 261 | 0 | 0.364 | 1 | 1 | cs | TRUE
121 | LV_1095-11_0_6_line_121 |  | 120 | 121 | 0.027554 | 0.125 | 0.08 | 261 | 0 | 0.364 | 1 | 1 | cs | TRUE
122 | LV_1095-11_0_6_line_122 |  | 120 | 122 | 0.0051053 | 0.125 | 0.08 | 261 | 0 | 0.364 | 1 | 1 | cs | TRUE
123 | LV_1095-11_0_6_line_123 |  | 121 | 123 | 0.023895 | 0.125 | 0.08 | 261 | 0 | 0.364 | 1 | 1 | cs | TRUE
124 | LV_1095-11_0_6_line_124 |  | 122 | 124 | 0.032663 | 0.125 | 0.08 | 261 | 0 | 0.364 | 1 | 1 | cs | TRUE
125 | LV_1095-11_0_6_line_125 |  | 123 | 125 | 0.009059 | 0.125 | 0.08 | 261 | 0 | 0.364 | 1 | 1 | cs | TRUE
126 | LV_1095-11_0_6_line_126 |  | 125 | 126 | 0.016204 | 0.125 | 0.08 | 261 | 0 | 0.364 | 1 | 1 | cs | TRUE
127 | LV_1095-11_0_6_line_127 |  | 126 | 127 | 0.0089694 | 0.125 | 0.08 | 261 | 0 | 0.364 | 1 | 1 | cs | TRUE
128 | LV_1095-11_0_6_line_128 |  | 127 | 128 | 0.018368 | 0.125 | 0.08 | 261 | 0 | 0.364 | 1 | 1 | cs | TRUE
129 | LV_1095-11_0_6_line_129 |  | 128 | 129 | 0.0083099 | 0.125 | 0.08 | 261 | 0 | 0.364 | 1 | 1 | cs | TRUE
130 | LV_1095-11_0_6_line_130 |  | 129 | 130 | 0.0057081 | 0.125 | 0.08 | 261 | 0 | 0.364 | 1 | 1 | cs | TRUE

## trafo
| name | std_type | hv_bus | lv_bus | sn_mva | vn_hv_kv | vn_lv_kv | vk_percent | vkr_percent | pfe_kw | i0_percent | shift_degree | tap_side | tap_neutral | tap_min | tap_max | tap_step_percent | tap_step_degree | tap_pos | tap_phase_shifter | parallel | df | in_service
0 | LV_1095-11_0_6_trafo_105 | 0.63 MVA 20/0.4 kV | 132 | 113 | 0.63 | 20 | 0.4 | 6 | 1.206 | 1.65 | 0.2619 | 150 | hv | 0 | -2 | 2 | 2.5 | 0 | 0 | FALSE | 1 | 1 | TRUE

## line_geodata
| x0 | y0 | x1 | y1 | x2 | y2 | x3 | y3 | x4 | y4 | x5 | y5 | x6 | y6 | x7 | y7 | x8 | y8
0 | 2651279.7374 | 1223337.9808 | 2651283.2609 | 1223334.787 | 2651285.1966 | 1223329.278 | 2651286.5194 | 1223322.7409 | 2651287.9931 | 1223319.8074 | 2651290.8912 | 1223317.8978
1 | 2651279.7374 | 1223337.9808 | 2651276.0189 | 1223338.2935 | 2651270.9843 | 1223338.2056 | 2651264.0914 | 1223335.5113 | 2651257.5515 | 1223331.5778
2 | 2651205.5159 | 1223305.0257 | 2651230.6549 | 1223315.4002 | 2651257.5515 | 1223331.5778
3 | 2651197.0035 | 1223299.9732 | 2651200.9121 | 1223303.1258 | 2651205.5159 | 1223305.0257
4 | 2651219.671 | 1223390.6855 | 2651212.6737 | 1223402.7772 | 2651196.0785 | 1223422.5134
5 | 2651214.3551 | 1223387.1487 | 2651219.671 | 1223390.6855
6 | 2651219.671 | 1223390.6855 | 2651229.8082 | 1223370.6047 | 2651239.0228 | 1223375.7983 | 2651244.8523 | 1223381.3296 | 2651252.1499 | 1223391.6209 | 2651253.0692 | 1223394.0637 | 2651252.9123 | 1223397.3088 | 2651251.4259 | 1223402.5993 | 2651247.9802 | 1223410.8636
7 | 2651191.2132 | 1223420.3814 | 2651196.0785 | 1223422.5134
8 | 2651174.905 | 1223448.214 | 2651181.1718 | 1223439.04 | 2651184.7023 | 1223435.8906 | 2651190.5607 | 1223431.0046 | 2651196.0785 | 1223422.5134
9 | 2651247.9802 | 1223410.8636 | 2651244.0792 | 1223409.4736
10 | 2651247.9802 | 1223410.8636 | 2651236.8973 | 1223435.0832 | 2651231.651 | 1223447.2678
11 | 2651231.651 | 1223447.2678 | 2651223.2371 | 1223443.3375
12 | 2651143.7872 | 1223250.9029 | 2651151.7829 | 1223259.4213 | 2651167.5713 | 1223276.2339 | 2651197.0035 | 1223299.9732
13 | 2651174.905 | 1223448.214 | 2651169.5904 | 1223456.6857
14 | 2651187.2337 | 1223352.2719 | 2651181.5653 | 1223350.044 | 2651157.0424 | 1223342.7845
15 | 2651187.2337 | 1223352.2719 | 2651181.5733 | 1223368.7047
16 | 2651157.0424 | 1223342.7845 | 2651148.4935 | 1223367.9171
17 | 2651103.0326 | 1223315.5041 | 2651133.1078 | 1223332.3503 | 2651157.0424 | 1223342.7845
18 | 2651181.5733 | 1223368.7047 | 2651173.0943 | 1223393.3202 | 2651160.7101 | 1223406.1609
19 | 2651280.3409 | 1223167.5476 | 2651282.8551 | 1223211.9744 | 2651284.0375 | 1223216.454
20 | 2651245.9918 | 1223166.1179 | 2651256.9447 | 1223178.2084 | 2651280.3409 | 1223167.5476
21 | 2651245.9918 | 1223166.1179 | 2651220.0018 | 1223179.4581 | 2651197.33 | 1223199.3755 | 2651195.4856 | 1223201.14
22 | 2651143.7872 | 1223250.9029 | 2651164.7333 | 1223230.5591 | 2651195.4856 | 1223201.14
23 | 2651103.0326 | 1223315.5041 | 2651113.2304 | 1223298.0586 | 2651118.4507 | 1223280.9373 | 2651143.7872 | 1223250.9029
24 | 2651103.0326 | 1223315.5041 | 2651095.621 | 1223307.8469 | 2651084.2863 | 1223302.2574 | 2651076.12 | 1223297.549
25 | 2651065.5342 | 1223291.4455 | 2651076.12 | 1223297.549
26 | 2651065.5342 | 1223291.4455 | 2651072.0711 | 1223280.0334
27 | 2651065.5342 | 1223291.4455 | 2651054.4044 | 1223305.2486
28 | 2651081.5143 | 1223261.8211 | 2651077.575 | 1223270.4247 | 2651072.0711 | 1223280.0334
29 | 2651054.4044 | 1223305.2486 | 2651044.8705 | 1223317.0725
30 | 2651081.5143 | 1223261.8211 | 2651085.1058 | 1223253.9771
31 | 2651039.1898 | 1223324.1177 | 2651044.8705 | 1223317.0725
32 | 2651089.8651 | 1223246.2155 | 2651085.4193 | 1223253.2925 | 2651085.1058 | 1223253.9771
33 | 2651039.1898 | 1223324.1177 | 2651019.8212 | 1223310.8364
34 | 2651039.1898 | 1223324.1177 | 2651029.7681 | 1223336.0006
35 | 2650878.5816 | 1223448.7107 | 2650863.2086 | 1223472.9838
36 | 2650879.9505 | 1223446.5494 | 2650878.5816 | 1223448.7107
37 | 2650850.4283 | 1223493.1631 | 2650863.2086 | 1223472.9838
38 | 2650879.9505 | 1223446.5494 | 2650889.1858 | 1223431.9675 | 2650892.1657 | 1223426.512
39 | 2650850.4283 | 1223493.1631 | 2650871.1156 | 1223503.34
40 | 2650831.5276 | 1223520.2074 | 2650839.3345 | 1223509.9788 | 2650850.4283 | 1223493.1631
41 | 2650903.9284 | 1223402.6087 | 2650893.9853 | 1223423.1809 | 2650892.1657 | 1223426.512
42 | 2650901.6722 | 1223518.3719 | 2650871.1156 | 1223503.34
43 | 2650831.5276 | 1223520.2074 | 2650840.2543 | 1223526.5969 | 2650854.3767 | 1223533.9235
44 | 2650903.9284 | 1223402.6087 | 2650911.5069 | 1223406.7204 | 2650916.4869 | 1223409.6426 | 2650926.2139 | 1223416.419
45 | 2650903.9284 | 1223402.6087 | 2650905.2692 | 1223399.7077
46 | 2650901.6722 | 1223518.3719 | 2650896.9815 | 1223531.1265
47 | 2650901.6722 | 1223518.3719 | 2650906.2235 | 1223507.0784
48 | 2650934.5921 | 1223422.2557 | 2650926.2139 | 1223416.419
49 | 2650905.2692 | 1223399.7077 | 2650910.3721 | 1223388.6663 | 2650911.7834 | 1223385.4257
50 | 2650934.5921 | 1223422.2557 | 2650948.9719 | 1223432.2735
51 | 2650962.6056 | 1223444.5251 | 2650957.706 | 1223439.3022 | 2650952.5503 | 1223434.7664 | 2650948.9719 | 1223432.2735
52 | 2650962.6056 | 1223444.5251 | 2650967.6433 | 1223440.6992 | 2650969.7299 | 1223437.9042 | 2650971.7728 | 1223432.3731
53 | 2650965.5109 | 1223448.8526 | 2650962.6056 | 1223444.5251
54 | 2650976.709 | 1223419.0078 | 2650971.7728 | 1223432.3731
55 | 2650965.5109 | 1223448.8526 | 2650975.7235 | 1223448.2063 | 2650992.5609 | 1223453.9113
56 | 2650965.5109 | 1223448.8526 | 2650968.5795 | 1223455.3607 | 2650970.7578 | 1223463.9846 | 2650971.2957 | 1223471.3718
57 | 2650978.2158 | 1223417.9138 | 2650976.709 | 1223419.0078 | 2650976.709 | 1223419.0078
58 | 2650992.5609 | 1223453.9113 | 2650997.5548 | 1223455.6033
59 | 2650971.2957 | 1223471.3718 | 2650971.6399 | 1223476.0996 | 2650966.5303 | 1223498.0919
60 | 2650992.6014 | 1223419.2662 | 2650982.9888 | 1223416.2599 | 2650979.418 | 1223417.0409 | 2650978.2158 | 1223417.9138
61 | 2650966.5303 | 1223498.0919 | 2650966.0892 | 1223499.9902
62 | 2651102.234 | 1223224.4744 | 2651099.137 | 1223229.5288 | 2651097.607 | 1223232.6771
63 | 2651094.309 | 1223239.1416 | 2651094.9992 | 1223238.043 | 2651097.607 | 1223232.6771
64 | 2651106.9437 | 1223216.7879 | 2651102.234 | 1223224.4744
65 | 2651094.309 | 1223239.1416 | 2651089.8651 | 1223246.2155
66 | 2650945.0266 | 1223572.2535 | 2650908.5289 | 1223558.0994 | 2650907.8599 | 1223557.8076
67 | 2650945.0266 | 1223572.2535 | 2650947.0578 | 1223573.2715
68 | 2650945.0266 | 1223572.2535 | 2650952.3784 | 1223547.3531
69 | 2650947.0578 | 1223573.2715 | 2650971.0693 | 1223586.1432
70 | 2650952.3784 | 1223547.3531 | 2650952.5145 | 1223546.8919
71 | 2650958.52 | 1223526.5514 | 2650952.5145 | 1223546.8919
72 | 2650958.52 | 1223526.5514 | 2650958.7893 | 1223525.6392
73 | 2650973.6294 | 1223279.162 | 2650985.1839 | 1223262.669
74 | 2650997.3447 | 1223245.3107 | 2650985.1839 | 1223262.669
75 | 2650973.6294 | 1223279.162 | 2650949.8499 | 1223311.6897 | 2650946.9039 | 1223316.3432
76 | 2650973.6294 | 1223279.162 | 2650991.5163 | 1223291.4273
77 | 2650997.3447 | 1223245.3107 | 2651011.4944 | 1223254.6955
78 | 2650932.4016 | 1223339.2515 | 2650946.9039 | 1223316.3432
79 | 2651011.8489 | 1223305.3696 | 2650991.5163 | 1223291.4273
80 | 2651035.538 | 1223270.6423 | 2651035.538 | 1223270.6423 | 2651011.4944 | 1223254.6955
81 | 2650932.4016 | 1223339.2515 | 2650929.7937 | 1223343.3711 | 2650919.8013 | 1223367.0224 | 2650918.8963 | 1223369.0937 | 2650911.7834 | 1223385.4257
82 | 2651011.8489 | 1223305.3696 | 2651019.8212 | 1223310.8364
83 | 2651045.8239 | 1223267.6731 | 2651045.8239 | 1223267.6731 | 2651043.6782 | 1223270.2785 | 2651041.2274 | 1223271.3137 | 2651038.0355 | 1223271.2307 | 2651035.538 | 1223270.6423
84 | 2651045.8239 | 1223267.6731 | 2651048.344 | 1223263.0182
85 | 2651041.6802 | 1223216.1316 | 2651036.5522 | 1223213.7119
86 | 2651041.6802 | 1223216.1316 | 2651056.6102 | 1223223.1764
87 | 2650958.7893 | 1223525.6392 | 2650960.3607 | 1223520.3169
88 | 2650960.3607 | 1223520.3169 | 2650965.0815 | 1223504.3276 | 2650966.0892 | 1223499.9902
89 | 2650908.3813 | 1223501.7237 | 2650906.2235 | 1223507.0784
90 | 2650908.3813 | 1223501.7237 | 2650918.3213 | 1223477.0585
91 | 2650920.1255 | 1223472.5815 | 2650918.3213 | 1223477.0585
92 | 2651015.9967 | 1223353.3697 | 2651029.7681 | 1223336.0006
93 | 2651015.9967 | 1223353.3697 | 2651010.0647 | 1223360.8513
94 | 2651002.1147 | 1223370.8783 | 2651010.0647 | 1223360.8513
95 | 2651002.1147 | 1223370.8783 | 2650996.0596 | 1223378.5151 | 2650991.8233 | 1223381.7364 | 2650986.6161 | 1223381.4361 | 2650984.0355 | 1223380.1083
96 | 2650979.9034 | 1223377.9822 | 2650984.0355 | 1223380.1083
97 | 2650958.1825 | 1223366.806 | 2650979.9034 | 1223377.9822
98 | 2651067.2068 | 1223228.1764 | 2651056.6102 | 1223223.1764
99 | 2651067.2068 | 1223228.1764 | 2651055.4917 | 1223249.8154
100 | 2651067.2068 | 1223228.1764 | 2651068.1528 | 1223226.8339
101 | 2651055.4917 | 1223249.8154 | 2651048.344 | 1223263.0182
102 | 2651077.4786 | 1223213.5999 | 2651068.1528 | 1223226.8339
103 | 2651100.193 | 1223486.4184 | 2651095.6971 | 1223494.9744
104 | 2651100.193 | 1223486.4184 | 2651114.3393 | 1223485.1057 | 2651118.8536 | 1223483.9659 | 2651121.9942 | 1223482.0583 | 2651127.5694 | 1223473.9345
105 | 2651100.193 | 1223486.4184 | 2651098.2518 | 1223476.6847 | 2651096.6035 | 1223467.287
106 | 2651089.9603 | 1223606.0009 | 2651079.9468 | 1223627.7208 | 2651076.614 | 1223635.8539
107 | 2651103.7577 | 1223576.0737 | 2651089.9603 | 1223606.0009
108 | 2651096.6035 | 1223467.287 | 2651099.5314 | 1223446.6129
109 | 2651143.0283 | 1223499.0271 | 2651136.4904 | 1223488.5757 | 2651134.6857 | 1223477.9648 | 2651129.6144 | 1223475.1083 | 2651127.5694 | 1223473.9345
110 | 2651127.5694 | 1223473.9345 | 2651128.6415 | 1223471.5237
111 | 2651150.0174 | 1223417.2478 | 2651160.7101 | 1223406.1609
112 | 2651150.0174 | 1223417.2478 | 2651143.0638 | 1223426.0491 | 2651139.7449 | 1223433.692 | 2651139.7449 | 1223433.692
113 | 2651122.6704 | 1223403.3156 | 2651132.1967 | 1223409.3011 | 2651140.9854 | 1223412.8676 | 2651150.0174 | 1223417.2478
114 | 2651139.7449 | 1223433.692 | 2651135.0563 | 1223447.1823 | 2651132.1007 | 1223463.7449 | 2651128.6415 | 1223471.5237
115 | 2651122.6704 | 1223403.3156 | 2651118.8501 | 1223406.6515 | 2651116.4909 | 1223408.8213
116 | 2651143.0283 | 1223499.0271 | 2651134.8309 | 1223514.5748
117 | 2651143.0283 | 1223499.0271 | 2651149.55 | 1223488.6312
118 | 2651132.6776 | 1223518.6587 | 2651134.8309 | 1223514.5748
119 | 2651169.5904 | 1223456.6857 | 2651149.55 | 1223488.6312
120 | 2651115.3178 | 1223552.1999 | 2651109.564 | 1223563.4797 | 2651103.7577 | 1223576.0737
121 | 2651115.3178 | 1223552.1999 | 2651139.9346 | 1223564.5797
122 | 2651115.3178 | 1223552.1999 | 2651117.6372 | 1223547.6518
123 | 2651143.1189 | 1223581.1604 | 2651149.3253 | 1223569.3023 | 2651139.9346 | 1223564.5797
124 | 2651117.6372 | 1223547.6518 | 2651124.8974 | 1223533.4149 | 2651132.6776 | 1223518.6587
125 | 2651143.1189 | 1223581.1604 | 2651138.9181 | 1223589.1865
126 | 2651131.4041 | 1223603.5428 | 2651138.9181 | 1223589.1865
127 | 2651131.4041 | 1223603.5428 | 2651127.2449 | 1223611.4895
128 | 2651118.7272 | 1223627.7635 | 2651127.2449 | 1223611.4895
129 | 2651114.8738 | 1223635.1259 | 2651118.7272 | 1223627.7635
130 | 2651112.2269 | 1223640.1832 | 2651114.8738 | 1223635.1259

## bus_geodata
| x | y | coords
0 | 2651290.8912 | 1223317.8978
1 | 2651279.7374 | 1223337.9808
2 | 2651257.5515 | 1223331.5778
3 | 2651205.5159 | 1223305.0257
4 | 2651219.671 | 1223390.6855
5 | 2651196.0785 | 1223422.5134
6 | 2651214.3551 | 1223387.1487
7 | 2651247.9802 | 1223410.8636
8 | 2651244.0792 | 1223409.4736
9 | 2651231.651 | 1223447.2678
10 | 2651197.0035 | 1223299.9732
11 | 2651191.2132 | 1223420.3814
12 | 2651174.905 | 1223448.214
13 | 2651187.2337 | 1223352.2719
14 | 2651157.0424 | 1223342.7845
15 | 2651181.5733 | 1223368.7047
16 | 2651223.2371 | 1223443.3375
17 | 2651284.0375 | 1223216.454
18 | 2651280.3409 | 1223167.5476
19 | 2651195.4856 | 1223201.14
20 | 2651245.9918 | 1223166.1179
21 | 2651143.7872 | 1223250.9029
22 | 2651103.0326 | 1223315.5041
23 | 2651076.12 | 1223297.549
24 | 2651148.4935 | 1223367.9171
25 | 2651065.5342 | 1223291.4455
26 | 2651072.0711 | 1223280.0334
27 | 2651054.4044 | 1223305.2486
28 | 2651081.5143 | 1223261.8211
29 | 2651044.8705 | 1223317.0725
30 | 2651085.1058 | 1223253.9771
31 | 2651039.1898 | 1223324.1177
32 | 2650878.5816 | 1223448.7107
33 | 2650863.2086 | 1223472.9838
34 | 2650879.9505 | 1223446.5494
35 | 2650850.4283 | 1223493.1631
36 | 2650892.1657 | 1223426.512
37 | 2650871.1156 | 1223503.34
38 | 2650831.5276 | 1223520.2074
39 | 2650903.9284 | 1223402.6087
40 | 2650901.6722 | 1223518.3719
41 | 2650854.3767 | 1223533.9235
42 | 2650926.2139 | 1223416.419
43 | 2650905.2692 | 1223399.7077
44 | 2650948.9719 | 1223432.2735
45 | 2650934.5921 | 1223422.2557
46 | 2650962.6056 | 1223444.5251
47 | 2650971.7728 | 1223432.3731
48 | 2650965.5109 | 1223448.8526
49 | 2650976.709 | 1223419.0078
50 | 2650992.5609 | 1223453.9113
51 | 2650971.2957 | 1223471.3718
52 | 2650978.2158 | 1223417.9138
53 | 2650997.5548 | 1223455.6033
54 | 2650966.5303 | 1223498.0919
55 | 2651097.607 | 1223232.6771
56 | 2651102.234 | 1223224.4744
57 | 2651094.309 | 1223239.1416
58 | 2651106.9437 | 1223216.7879
59 | 2651089.8651 | 1223246.2155
60 | 2650907.8599 | 1223557.8076
61 | 2650945.0266 | 1223572.2535
62 | 2650947.0578 | 1223573.2715
63 | 2650952.3784 | 1223547.3531
64 | 2650971.0693 | 1223586.1432
65 | 2650952.5146 | 1223546.8919
66 | 2650958.52 | 1223526.5514
67 | 2650985.1839 | 1223262.669
68 | 2650973.6294 | 1223279.162
69 | 2650997.3447 | 1223245.3107
70 | 2650946.9039 | 1223316.3432
71 | 2650991.5163 | 1223291.4273
72 | 2651011.4944 | 1223254.6955
73 | 2650932.4016 | 1223339.2515
74 | 2651011.8489 | 1223305.3696
75 | 2651035.538 | 1223270.6423
76 | 2650911.7834 | 1223385.4257
77 | 2651019.8212 | 1223310.8364
78 | 2651045.8239 | 1223267.6731
79 | 2651036.5522 | 1223213.7119
80 | 2651041.6802 | 1223216.1316
81 | 2650958.7893 | 1223525.6392
82 | 2650960.3607 | 1223520.3169
83 | 2650966.0892 | 1223499.9902
84 | 2650992.6014 | 1223419.2662
85 | 2650908.3813 | 1223501.7237
86 | 2650906.2235 | 1223507.0784
87 | 2650918.3213 | 1223477.0585
88 | 2650920.1255 | 1223472.5815
89 | 2650896.9815 | 1223531.1265
90 | 2651015.9967 | 1223353.3697
91 | 2651029.7682 | 1223336.0006
92 | 2651010.0647 | 1223360.8513
93 | 2651002.1147 | 1223370.8783
94 | 2650984.0355 | 1223380.1083
95 | 2650979.9034 | 1223377.9822
96 | 2651056.6102 | 1223223.1764
97 | 2651067.2068 | 1223228.1764
98 | 2651055.4917 | 1223249.8154
99 | 2651068.1528 | 1223226.8339
100 | 2651048.344 | 1223263.0182
101 | 2651077.4786 | 1223213.5999
102 | 2650958.1825 | 1223366.806
103 | 2651095.6971 | 1223494.9744
104 | 2651100.193 | 1223486.4184
105 | 2651076.614 | 1223635.8539
106 | 2651089.9603 | 1223606.0009
107 | 2651096.6035 | 1223467.287
108 | 2651099.5314 | 1223446.6129
109 | 2651127.5694 | 1223473.9345
110 | 2651160.7101 | 1223406.1609
111 | 2651150.0174 | 1223417.2478
112 | 2651139.7449 | 1223433.692
113 | 2651122.6704 | 1223403.3156
114 | 2651128.6415 | 1223471.5236
115 | 2651116.4909 | 1223408.8213
116 | 2651143.0283 | 1223499.0271
117 | 2651134.8309 | 1223514.5748
118 | 2651149.55 | 1223488.6312
119 | 2651103.7577 | 1223576.0737
120 | 2651115.3178 | 1223552.1999
121 | 2651139.9346 | 1223564.5797
122 | 2651117.6372 | 1223547.6518
123 | 2651143.1188 | 1223581.1604
124 | 2651132.6776 | 1223518.6587
125 | 2651138.9181 | 1223589.1865
126 | 2651131.4041 | 1223603.5428
127 | 2651127.2449 | 1223611.4895
128 | 2651118.7272 | 1223627.7635
129 | 2651114.8738 | 1223635.1259
130 | 2651112.2269 | 1223640.1832
131 | 2651169.5904 | 1223456.6857
132 | 2651150.0174 | 1223417.2478

## line_std_types
| c_nf_per_km | r_ohm_per_km | x_ohm_per_km | max_i_ka | type | q_mm2 | alpha | voltage_rating
NAYY 4x50 SE | 210 | 0.642 | 0.083 | 0.142 | cs | 50 | 0.00403 | LV
NAYY 4x120 SE | 264 | 0.225 | 0.08 | 0.242 | cs | 120 | 0.00403 | LV
NAYY 4x150 SE | 261 | 0.208 | 0.08 | 0.27 | cs | 150 | 0.00403 | LV
NA2XS2Y 1x95 RM/25 12/20 kV | 216 | 0.313 | 0.132 | 0.252 | cs | 95 | 0.00403 | MV
NA2XS2Y 1x185 RM/25 12/20 kV | 273 | 0.161 | 0.117 | 0.362 | cs | 185 | 0.00403 | MV
NA2XS2Y 1x240 RM/25 12/20 kV | 304 | 0.122 | 0.112 | 0.421 | cs | 240 | 0.00403 | MV
NA2XS2Y 1x95 RM/25 6/10 kV | 315 | 0.313 | 0.123 | 0.249 | cs | 95 | 0.00403 | MV
NA2XS2Y 1x185 RM/25 6/10 kV | 406 | 0.161 | 0.11 | 0.358 | cs | 185 | 0.00403 | MV
NA2XS2Y 1x240 RM/25 6/10 kV | 456 | 0.122 | 0.105 | 0.416 | cs | 240 | 0.00403 | MV
NA2XS2Y 1x150 RM/25 12/20 kV | 250 | 0.206 | 0.116 | 0.319 | cs | 150 | 0.00403 | MV
NA2XS2Y 1x120 RM/25 12/20 kV | 230 | 0.253 | 0.119 | 0.283 | cs | 120 | 0.00403 | MV
NA2XS2Y 1x70 RM/25 12/20 kV | 190 | 0.443 | 0.132 | 0.22 | cs | 70 | 0.00403 | MV
NA2XS2Y 1x150 RM/25 6/10 kV | 360 | 0.206 | 0.11 | 0.315 | cs | 150 | 0.00403 | MV
NA2XS2Y 1x120 RM/25 6/10 kV | 340 | 0.253 | 0.113 | 0.28 | cs | 120 | 0.00403 | MV
NA2XS2Y 1x70 RM/25 6/10 kV | 280 | 0.443 | 0.123 | 0.217 | cs | 70 | 0.00403 | MV
N2XS(FL)2Y 1x120 RM/35 64/110 kV | 112 | 0.153 | 0.166 | 0.366 | cs | 120 | 0.00393 | HV
N2XS(FL)2Y 1x185 RM/35 64/110 kV | 125 | 0.099 | 0.156 | 0.457 | cs | 185 | 0.00393 | HV
N2XS(FL)2Y 1x240 RM/35 64/110 kV | 135 | 0.075 | 0.149 | 0.526 | cs | 240 | 0.00393 | HV
N2XS(FL)2Y 1x300 RM/35 64/110 kV | 144 | 0.06 | 0.144 | 0.588 | cs | 300 | 0.00393 | HV
15-AL1/3-ST1A 0.4 | 11 | 1.8769 | 0.35 | 0.105 | ol | 16 | 0.00403 | LV
24-AL1/4-ST1A 0.4 | 11.25 | 1.2012 | 0.335 | 0.14 | ol | 24 | 0.00403 | LV
48-AL1/8-ST1A 0.4 | 12.2 | 0.5939 | 0.3 | 0.21 | ol | 48 | 0.00403 | LV
94-AL1/15-ST1A 0.4 | 13.2 | 0.306 | 0.29 | 0.35 | ol | 94 | 0.00403 | LV
34-AL1/6-ST1A 10.0 | 9.7 | 0.8342 | 0.36 | 0.17 | ol | 34 | 0.00403 | MV
48-AL1/8-ST1A 10.0 | 10.1 | 0.5939 | 0.35 | 0.21 | ol | 48 | 0.00403 | MV
70-AL1/11-ST1A 10.0 | 10.4 | 0.4132 | 0.339 | 0.29 | ol | 70 | 0.00403 | MV
94-AL1/15-ST1A 10.0 | 10.75 | 0.306 | 0.33 | 0.35 | ol | 94 | 0.00403 | MV
122-AL1/20-ST1A 10.0 | 11.1 | 0.2376 | 0.323 | 0.41 | ol | 122 | 0.00403 | MV
149-AL1/24-ST1A 10.0 | 11.25 | 0.194 | 0.315 | 0.47 | ol | 149 | 0.00403 | MV
34-AL1/6-ST1A 20.0 | 9.15 | 0.8342 | 0.382 | 0.17 | ol | 34 | 0.00403 | MV
48-AL1/8-ST1A 20.0 | 9.5 | 0.5939 | 0.372 | 0.21 | ol | 48 | 0.00403 | MV
70-AL1/11-ST1A 20.0 | 9.7 | 0.4132 | 0.36 | 0.29 | ol | 70 | 0.00403 | MV
94-AL1/15-ST1A 20.0 | 10 | 0.306 | 0.35 | 0.35 | ol | 94 | 0.00403 | MV
122-AL1/20-ST1A 20.0 | 10.3 | 0.2376 | 0.344 | 0.41 | ol | 122 | 0.00403 | MV
149-AL1/24-ST1A 20.0 | 10.5 | 0.194 | 0.337 | 0.47 | ol | 149 | 0.00403 | MV
184-AL1/30-ST1A 20.0 | 10.75 | 0.1571 | 0.33 | 0.535 | ol | 184 | 0.00403 | MV
243-AL1/39-ST1A 20.0 | 11 | 0.1188 | 0.32 | 0.645 | ol | 243 | 0.00403 | MV
48-AL1/8-ST1A 110.0 | 8 | 0.5939 | 0.46 | 0.21 | ol | 48 | 0.00403 | HV
70-AL1/11-ST1A 110.0 | 8.4 | 0.4132 | 0.45 | 0.29 | ol | 70 | 0.00403 | HV
94-AL1/15-ST1A 110.0 | 8.65 | 0.306 | 0.44 | 0.35 | ol | 94 | 0.00403 | HV
122-AL1/20-ST1A 110.0 | 8.5 | 0.2376 | 0.43 | 0.41 | ol | 122 | 0.00403 | HV
149-AL1/24-ST1A 110.0 | 8.75 | 0.194 | 0.41 | 0.47 | ol | 149 | 0.00403 | HV
184-AL1/30-ST1A 110.0 | 8.8 | 0.1571 | 0.4 | 0.535 | ol | 184 | 0.00403 | HV
243-AL1/39-ST1A 110.0 | 9 | 0.1188 | 0.39 | 0.645 | ol | 243 | 0.00403 | HV
305-AL1/39-ST1A 110.0 | 9.2 | 0.0949 | 0.38 | 0.74 | ol | 305 | 0.00403 | HV
490-AL1/64-ST1A 110.0 | 9.75 | 0.059 | 0.37 | 0.96 | ol | 490 | 0.00403 | HV
679-AL1/86-ST1A 110.0 | 9.95 | 0.042 | 0.36 | 1.15 | ol | 679 | 0.00403 | HV
490-AL1/64-ST1A 220.0 | 10 | 0.059 | 0.285 | 0.96 | ol | 490 | 0.00403 | HV
679-AL1/86-ST1A 220.0 | 11.7 | 0.042 | 0.275 | 1.15 | ol | 679 | 0.00403 | HV
490-AL1/64-ST1A 380.0 | 11 | 0.059 | 0.253 | 0.96 | ol | 490 | 0.00403 | HV
679-AL1/86-ST1A 380.0 | 14.6 | 0.042 | 0.25 | 1.15 | ol | 679 | 0.00403 | HV

## trafo_std_types
| i0_percent | pfe_kw | vkr_percent | sn_mva | vn_lv_kv | vn_hv_kv | vk_percent | shift_degree | vector_group | tap_side | tap_neutral | tap_min | tap_max | tap_step_degree | tap_step_percent | tap_phase_shifter
160 MVA 380/110 kV | 0.06 | 60 | 0.25 | 160 | 110 | 380 | 12.2 | 0 | Yy0 | hv | 0 | -9 | 9 | 0 | 1.5 | FALSE
100 MVA 220/110 kV | 0.06 | 55 | 0.26 | 100 | 110 | 220 | 12 | 0 | Yy0 | hv | 0 | -9 | 9 | 0 | 1.5 | FALSE
63 MVA 110/20 kV | 0.04 | 22 | 0.32 | 63 | 20 | 110 | 18 | 150 | YNd5 | hv | 0 | -9 | 9 | 0 | 1.5 | FALSE
40 MVA 110/20 kV | 0.05 | 18 | 0.34 | 40 | 20 | 110 | 16.2 | 150 | YNd5 | hv | 0 | -9 | 9 | 0 | 1.5 | FALSE
25 MVA 110/20 kV | 0.07 | 14 | 0.41 | 25 | 20 | 110 | 12 | 150 | YNd5 | hv | 0 | -9 | 9 | 0 | 1.5 | FALSE
63 MVA 110/10 kV | 0.04 | 22 | 0.32 | 63 | 10 | 110 | 18 | 150 | YNd5 | hv | 0 | -9 | 9 | 0 | 1.5 | FALSE
40 MVA 110/10 kV | 0.05 | 18 | 0.34 | 40 | 10 | 110 | 16.2 | 150 | YNd5 | hv | 0 | -9 | 9 | 0 | 1.5 | FALSE
25 MVA 110/10 kV | 0.07 | 14 | 0.41 | 25 | 10 | 110 | 12 | 150 | YNd5 | hv | 0 | -9 | 9 | 0 | 1.5 | FALSE
0.25 MVA 20/0.4 kV | 0.32 | 0.8 | 1.44 | 0.25 | 0.4 | 20 | 6 | 150 | Yzn5 | hv | 0 | -2 | 2 | 0 | 2.5 | FALSE
0.4 MVA 20/0.4 kV | 0.3375 | 1.35 | 1.425 | 0.4 | 0.4 | 20 | 6 | 150 | Dyn5 | hv | 0 | -2 | 2 | 0 | 2.5 | FALSE
0.63 MVA 20/0.4 kV | 0.2619 | 1.65 | 1.206 | 0.63 | 0.4 | 20 | 6 | 150 | Dyn5 | hv | 0 | -2 | 2 | 0 | 2.5 | FALSE
0.25 MVA 10/0.4 kV | 0.24 | 0.6 | 1.2 | 0.25 | 0.4 | 10 | 4 | 150 | Dyn5 | hv | 0 | -2 | 2 | 0 | 2.5 | FALSE
0.4 MVA 10/0.4 kV | 0.2375 | 0.95 | 1.325 | 0.4 | 0.4 | 10 | 4 | 150 | Dyn5 | hv | 0 | -2 | 2 | 0 | 2.5 | FALSE
0.63 MVA 10/0.4 kV | 0.1873 | 1.18 | 1.0794 | 0.63 | 0.4 | 10 | 4 | 150 | Dyn5 | hv | 0 | -2 | 2 | 0 | 2.5 | FALSE

## trafo3w_std_types
| sn_hv_mva | sn_mv_mva | sn_lv_mva | vn_hv_kv | vn_mv_kv | vn_lv_kv | vk_hv_percent | vk_mv_percent | vk_lv_percent | vkr_hv_percent | vkr_mv_percent | vkr_lv_percent | pfe_kw | i0_percent | shift_mv_degree | shift_lv_degree | vector_group | tap_side | tap_neutral | tap_min | tap_max | tap_step_percent
63/25/38 MVA 110/20/10 kV | 63 | 25 | 38 | 110 | 20 | 10 | 10.4 | 10.4 | 10.4 | 0.28 | 0.32 | 0.35 | 35 | 0.89 | 0 | 0 | YN0yn0yn0 | hv | 0 | -10 | 10 | 1.2
63/25/38 MVA 110/10/10 kV | 63 | 25 | 38 | 110 | 10 | 10 | 10.4 | 10.4 | 10.4 | 0.28 | 0.32 | 0.35 | 35 | 0.89 | 0 | 0 | YN0yn0yn0 | hv | 0 | -10 | 10 | 1.2

## fuse_std_types
| fuse_type | i_rated_a | t_avg | t_min | t_total | x_avg | x_min | x_total
HV 100A | HV 100A | 100 | 0 | [10.0, 3.64, 0.854, 0.281, 0.1, 0.0531, 0.022, 0.01] | [10.0, 4.267, 1.21, 0.403, 0.1, 0.058, 0.022, 0.01] | 0 | [300.0, 350.0, 450.0, 550.0, 700.0, 850.0, 1200.0, 1752.0] | [600.0, 700.0, 900.0, 1150.0, 1665.0, 2000.0, 3000.0, 4313.0]
HV 10A | HV 10A | 10 | 0 | [10.0, 1675.0, 0.344, 0.156, 0.1, 0.0417, 0.0171, 0.01] | [10.0, 1.3, 0.3, 0.155, 0.1, 0.0555, 0.023, 0.01] | 0 | [30.0, 32.0, 35.0, 37.0, 39.0, 50.0, 70.0, 88.0] | [60.0, 70.0, 80.0, 87.0, 94.0, 110.0, 150.0, 216.0]
HV 125A | HV 125A | 125 | 0 | [10.0, 1.82, 0.344, 0.1, 0.0467, 0.0269, 0.01] | [10.0, 2.478, 0.426, 0.1, 0.0427, 0.0211, 0.01] | 0 | [375.0, 500.0, 700.0, 925.0, 1200.0, 1500.0, 2341.0] | [750.0, 1000.0, 1500.0, 2200.0, 3000.0, 4000.0, 5765.0]
HV 160A | HV 160A | 160 | 0 | [10.0, 4.15, 1.03, 0.198, 0.1, 0.051, 0.0172, 0.01] | [10.0, 2.3, 0.734, 0.274, 0.1, 0.046, 0.0177, 0.01] | 0 | [480.0, 550.0, 700.0, 1000.0, 1260.0, 1600.0, 2500.0, 3227.0] | [960.0, 1300.0, 1700.0, 2200.0, 2996.0, 4000.0, 6000.0, 7946.0]
HV 16A | HV 16A | 16 | 0 | [10.0, 0.352, 0.164, 0.1, 0.0649, 0.0342, 0.01] | [10.0, 2.34, 0.722, 0.181, 0.1, 0.055, 0.0296, 0.01] | 0 | [48.0, 60.0, 65.0, 71.0, 80.0, 100.0, 162.0] | [96.0, 110.0, 125.0, 150.0, 168.0, 200.0, 250.0, 398.0]
HV 200A | HV 200A | 200 | 0 | [10.0, 4.267, 1.21, 0.403, 0.1, 0.058, 0.022, 0.01] | [10.0, 3.73, 1.654, 0.328, 0.1, 0.0531, 0.019, 0.01] | 0 | [600.0, 700.0, 900.0, 1150.0, 1665.0, 2000.0, 3000.0, 4313.0] | [1200.0, 1500.0, 1800.0, 2700.0, 3960.0, 5000.0, 7500.0, 10620.0]
HV 20A | HV 20A | 20 | 0 | [10.0, 1.3, 0.3, 0.155, 0.1, 0.0555, 0.023, 0.01] | [10.0, 1.3, 0.161, 0.1, 0.0611, 0.0399, 0.0141, 0.01] | 0 | [60.0, 70.0, 80.0, 87.0, 94.0, 110.0, 150.0, 216.0] | [120.0, 150.0, 200.0, 223.0, 260.0, 300.0, 450.0, 532.0]
HV 25A | HV 25A | 25 | 0 | [10.0, 2.512, 0.833, 0.299, 0.1, 0.0372, 0.0223, 0.01] | [10.0, 3.125, 0.597, 0.198, 0.1, 0.0378, 0.022, 0.01] | 0 | [75.0, 82.0, 90.0, 100.0, 124.0, 170.0, 200.0, 289.0] | [150.0, 170.0, 210.0, 250.0, 294.0, 400.0, 500.0, 711.0]
HV 31.5A | HV 31.5A | 31.5 | 0 | [10.0, 2.34, 0.722, 0.181, 0.1, 0.055, 0.0296, 0.01] | [10.0, 2.84, 0.368, 0.164, 0.1, 0.0621, 0.0378, 0.0195, 0.01] | 0 | [95.0, 110.0, 125.0, 150.0, 165.0, 200.0, 250.0, 390.0] | [189.0, 220.0, 300.0, 350.0, 393.0, 450.0, 530.0, 700.0, 960.0]
HV 40A | HV 40A | 40 | 0 | [10.0, 1.3, 0.161, 0.1, 0.0611, 0.0399, 0.0141, 0.01] | [10.0, 2.05, 0.369, 0.198, 0.1, 0.051, 0.0298, 0.01] | 0 | [120.0, 150.0, 200.0, 223.0, 260.0, 300.0, 450.0, 532.0] | [240.0, 300.0, 400.0, 450.0, 530.0, 650.0, 800.0, 1311.0]
HV 50A | HV 50A | 50 | 0 | [10.0, 3.215, 0.597, 0.198, 0.1, 0.0378, 0.022, 0.01] | [10.0, 3.64, 0.854, 0.281, 0.1, 0.0531, 0.022, 0.01] | 0 | [150.0, 170.0, 210.0, 250.0, 294.0, 400.0, 500.0, 711.0] | [300.0, 350.0, 450.0, 550.0, 700.0, 850.0, 1200.0, 1752.0]
HV 6.3A | HV 6.3A | 6.3 | 0 | [10.0, 1.39, 0.344, 0.168, 0.1, 0.056, 0.0263, 0.01] | [10.0, 1.711, 0.516, 0.198, 0.1, 0.0634, 0.0303, 0.01] | 0 | [19.0, 19.5, 20.4, 20.8, 22.0, 25.0, 32.0, 48.0] | [38.0, 40.0, 43.0, 48.0, 53.0, 60.0, 75.0, 118.0]
HV 63A | HV 63A | 63 | 0 | [10.0, 2.84, 0.368, 0.164, 0.1, 0.0621, 0.0378, 0.0195, 0.01] | [10.0, 1.82, 0.344, 0.1, 0.0467, 0.0269, 0.01] | 0 | [189.0, 220.0, 300.0, 350.0, 393.0, 450.0, 530.0, 700.0, 961.0] | [378.0, 500.0, 700.0, 934.0, 1200.0, 1500.0, 2366.0]
HV 80A | HV 80A | 80 | 0 | [10.0, 2.05, 0.369, 0.198, 0.1, 0.051, 0.0298, 0.01] | [10.0, 4.15, 1.03, 0.198, 0.1, 0.051, 0.0172, 0.01] | 0 | [240.0, 300.0, 400.0, 450.0, 530.0, 650.0, 800.0, 1311.0] | [480.0, 550.0, 700.0, 1000.0, 1260.0, 1600.0, 2500.0, 3227.0]
Siemens NH-1-100 | Siemens NH-1-100 | 100 | [5400.0, 2000.0, 400.0, 20.0, 1.0, 0.2, 0.012, 0.004] | 0 | 0 | [150.0, 190.0, 250.0, 430.0, 900.0, 1250.0, 2700.0, 3600.0] | 0 | 0
Siemens NH-1-125 | Siemens NH-1-125 | 125 | [4800.0, 120.0, 7.0, 0.1, 0.004] | 0 | 0 | [180.0, 400.0, 740.0, 2000.0, 4250.0] | 0 | 0
Siemens NH-1-16 | Siemens NH-1-16 | 16 | [4000.0, 400.0, 2.0, 0.1, 0.04, 0.01] | 0 | 0 | [26.0, 35.0, 75.0, 150.0, 200.0, 300.0] | 0 | 0
Siemens NH-1-160 | Siemens NH-1-160 | 160 | [4800.0, 120.0, 7.0, 0.1, 0.004] | 0 | 0 | [210.0, 500.0, 900.0, 2300.0, 5000.0] | 0 | 0
Siemens NH-1-25 | Siemens NH-1-25 | 25 | [4000.0, 1000.0, 10.0, 0.2, 0.02, 0.01] | 0 | 0 | [40.0, 50.0, 100.0, 210.0, 400.0, 500.0] | 0 | 0
Siemens NH-1-50 | Siemens NH-1-50 | 50 | [4000.0, 40.0, 4.0, 1.0, 0.02, 0.01] | 0 | 0 | [86.0, 200.0, 300.0, 400.0, 1000.0, 1280.0] | 0 | 0
Siemens NH-1-63 | Siemens NH-1-63 | 63 | [4000.0, 100.0, 10.0, 2.0, 0.04, 0.01] | 0 | 0 | [100.0, 200.0, 300.0, 400.0, 1000.0, 1500.0] | 0 | 0
Siemens NH-1-80 | Siemens NH-1-80 | 80 | [4800.0, 120.0, 7.0, 0.1, 0.01] | 0 | 0 | [150.58, 250.0, 450.0, 1150.0, 2470.0] | 0 | 0
Siemens NH-2-1000 | Siemens NH-2-1000 | 1000 | [4800.0, 120.0, 7.0, 0.1, 0.004] | 0 | 0 | [1900.0, 3500.0, 8400.0, 24000.0, 52000.0] | 0 | 0
Siemens NH-2-200 | Siemens NH-2-200 | 200 | [4800.0, 120.0, 7.0, 0.1, 0.004] | 0 | 0 | [280.0, 650.0, 1200.0, 3000.0, 7000.0] | 0 | 0
Siemens NH-2-224 | Siemens NH-2-224 | 224 | [4800.0, 120.0, 7.0, 0.2, 0.04, 0.004] | 0 | 0 | [400.0, 750.0, 1453.0, 3025.0, 4315.0, 7600.0] | 0 | 0
Siemens NH-2-250 | Siemens NH-2-250 | 250 | [4800.0, 120.0, 7.0, 0.1, 0.004] | 0 | 0 | [450.0, 800.0, 1650.0, 4000.0, 8500.0] | 0 | 0
Siemens NH-2-315 | Siemens NH-2-315 | 315 | [4800.0, 120.0, 7.0, 0.1, 0.004] | 0 | 0 | [550.0, 920.0, 1900.0, 5000.0, 11000.0] | 0 | 0
Siemens NH-2-355 | Siemens NH-2-355 | 355 | [4800.0, 120.0, 6.0, 0.1, 0.004] | 0 | 0 | [650.0, 1116.27, 2350.0, 5840.0, 12790.0] | 0 | 0
Siemens NH-2-400 | Siemens NH-2-400 | 400 | [4800.0, 120.0, 7.0, 0.1, 0.004] | 0 | 0 | [720.0, 1350.0, 2800.0, 6500.0, 15000.0] | 0 | 0
Siemens NH-2-425 | Siemens NH-2-425 | 425 | [4800.0, 120.0, 7.0, 0.1, 0.004] | 0 | 0 | [850.0, 1500.0, 3050.0, 7500.0, 16500.0] | 0 | 0
Siemens NH-2-630 | Siemens NH-2-630 | 630 | [4800.0, 120.0, 7.0, 0.1, 0.004] | 0 | 0 | [1200.0, 2000.0, 4800.0, 12000.0, 26000.0] | 0 | 0

## res_bus
| vm_pu | va_degree | p_mw | q_mvar
0 | 0.97308 | -0.51864 | 0.029489 | 0.0073906
1 | 0.97374 | -0.50561 | 0 | 0
2 | 0.9744 | -0.49272 | 0.017801 | 0.0044613
3 | 0.97698 | -0.442 | 0.02511 | 0.0062931
4 | 0.98178 | -0.35027 | 0 | 0
5 | 0.98314 | -0.32358 | 0 | 0
6 | 0.9817 | -0.35171 | 0.01251 | 0.0031352
7 | 0.98008 | -0.38339 | 0 | 0
8 | 0.98003 | -0.38447 | 0.014472 | 0.0036271
9 | 0.97971 | -0.39079 | 0 | 0
10 | 0.97765 | -0.42878 | 0.05753 | 0.014418
11 | 0.9831 | -0.32433 | 0.0078651 | 0.0019712
12 | 0.98454 | -0.29634 | 0 | 0
13 | 0.99132 | -0.16434 | 0 | 0
14 | 0.989 | -0.20868 | 0 | 0
15 | 0.99259 | -0.14002 | 0.0040075 | 0.0010044
16 | 0.97962 | -0.39251 | 0.010222 | 0.0025618
17 | 0.97593 | -0.4628 | 0.019952 | 0.0050004
18 | 0.97684 | -0.44488 | 0 | 0
19 | 0.97877 | -0.40709 | 0.029138 | 0.0073027
20 | 0.97762 | -0.4296 | 0 | 0
21 | 0.98203 | -0.3432 | 0 | 0
22 | 0.98461 | -0.29328 | 0 | 0
23 | 0.98332 | -0.31825 | 0.0053879 | 0.0013503
24 | 0.9889 | -0.21054 | 0.0039264 | 0.00098404
25 | 0.98285 | -0.32735 | 0 | 0
26 | 0.98268 | -0.33066 | 0.0015052 | 0.00037725
27 | 0.98221 | -0.33968 | 0.0019616 | 0.00049163
28 | 0.98244 | -0.33528 | 0.0017181 | 0.00043059
29 | 0.98168 | -0.35015 | 0.0065292 | 0.0016364
30 | 0.98236 | -0.33695 | 0.0010805 | 0.0002708
31 | 0.98137 | -0.35618 | 0 | 0
32 | 0.97482 | -0.48424 | 0.0024145 | 0.00060513
33 | 0.97429 | -0.49467 | 0.0019764 | 0.00049532
34 | 0.97487 | -0.4832 | 0.0021048 | 0.00052751
35 | 0.97389 | -0.50248 | 0.0016999 | 0.00042603
36 | 0.9754 | -0.47275 | 0.0018162 | 0.00045518
37 | 0.97357 | -0.50882 | 0.0016909 | 0.00042378
38 | 0.97386 | -0.50317 | 0 | 0
39 | 0.97605 | -0.46001 | 0 | 0
40 | 0.97315 | -0.51714 | 0 | 0
41 | 0.97383 | -0.50373 | 0.0011371 | 0.00028499
42 | 0.97564 | -0.46816 | 0.0038048 | 0.00095357
43 | 0.97612 | -0.45871 | 0.0017884 | 0.00044822
44 | 0.97522 | -0.47632 | 0.0045254 | 0.0011342
45 | 0.97548 | -0.4712 | 0.0012291 | 0.00030804
46 | 0.97496 | -0.4814 | 0 | 0
47 | 0.97478 | -0.48502 | 0.0021853 | 0.00054769
48 | 0.9749 | -0.4826 | 0 | 0
49 | 0.97464 | -0.48774 | 0.0016883 | 0.00042312
50 | 0.9748 | -0.48465 | 0.0015124 | 0.00037905
51 | 0.97426 | -0.49526 | 0.0036825 | 0.00092293
52 | 0.97463 | -0.48804 | 0.0016877 | 0.00042297
53 | 0.97479 | -0.48489 | 0.0024801 | 0.00062158
54 | 0.97285 | -0.52292 | 0.010088 | 0.0025284
55 | 0.98217 | -0.3407 | 0.0014145 | 0.00035452
56 | 0.98212 | -0.34166 | 0.00097661 | 0.00024476
57 | 0.98221 | -0.33977 | 0.0011073 | 0.00027752
58 | 0.98208 | -0.34242 | 0.0046659 | 0.0011694
59 | 0.98228 | -0.33854 | 0.0014886 | 0.00037308
60 | 0.97077 | -0.56415 | 0.0038626 | 0.00096805
61 | 0.97091 | -0.5613 | 0 | 0
62 | 0.9709 | -0.56157 | 0 | 0
63 | 0.97116 | -0.55638 | 0.0095535 | 0.0023943
64 | 0.97074 | -0.56479 | 0.0063898 | 0.0016014
65 | 0.97117 | -0.5562 | 0.006648 | 0.0016661
66 | 0.97169 | -0.54584 | 0.0025245 | 0.00063269
67 | 0.9788 | -0.40614 | 0.0019988 | 0.00050095
68 | 0.97918 | -0.39867 | 0 | 0
69 | 0.97844 | -0.41323 | 0 | 0
70 | 0.97815 | -0.41894 | 0.0028703 | 0.00071936
71 | 0.97976 | -0.38749 | 0.0040199 | 0.0010075
72 | 0.97815 | -0.41891 | 0.0017515 | 0.00043896
73 | 0.97755 | -0.43067 | 0.0020143 | 0.00050483
74 | 0.98043 | -0.37443 | 0.0015365 | 0.00038509
75 | 0.97771 | -0.42765 | 0.0014547 | 0.00036457
76 | 0.97645 | -0.45223 | 0.0038567 | 0.00096657
77 | 0.98069 | -0.36926 | 0.0063242 | 0.001585
78 | 0.97754 | -0.43092 | 0.001935 | 0.00048495
79 | 0.97699 | -0.44188 | 0.0020045 | 0.00050237
80 | 0.977 | -0.44167 | 0.0016015 | 0.00040138
81 | 0.97172 | -0.54533 | 0.010586 | 0.002653
82 | 0.97192 | -0.54128 | 0.003424 | 0.00085814
83 | 0.97277 | -0.52454 | 0.0019766 | 0.00049539
84 | 0.97453 | -0.49 | 0.0070149 | 0.0017581
85 | 0.97297 | -0.52069 | 0.0019135 | 0.00047956
86 | 0.97302 | -0.51982 | 0.0037288 | 0.00093452
87 | 0.97282 | -0.52378 | 0.0032358 | 0.00081097
88 | 0.9728 | -0.52405 | 0.0030696 | 0.0007693
89 | 0.97314 | -0.51747 | 0.0013202 | 0.00033086
90 | 0.98045 | -0.3741 | 0.0039613 | 0.00099279
91 | 0.98094 | -0.36448 | 0.0062999 | 0.0015789
92 | 0.98027 | -0.37757 | 0.0021341 | 0.00053486
93 | 0.98006 | -0.38171 | 0.0052171 | 0.0013075
94 | 0.97979 | -0.38703 | 0.0029765 | 0.00074598
95 | 0.97975 | -0.38785 | 0.0031215 | 0.00078231
96 | 0.97705 | -0.44059 | 0.0016822 | 0.00042161
97 | 0.97711 | -0.43945 | 0 | 0
98 | 0.97732 | -0.43527 | 0.0018746 | 0.00046982
99 | 0.9771 | -0.43958 | 0.0023999 | 0.00060148
100 | 0.97748 | -0.4322 | 0.0020341 | 0.0005098
101 | 0.97708 | -0.44006 | 0.001638 | 0.00041053
102 | 0.9796 | -0.39075 | 0.0065396 | 0.001639
103 | 0.98968 | -0.1969 | 0.0076708 | 0.0019225
104 | 0.98975 | -0.19558 | 0 | 0
105 | 0.98426 | -0.30196 | 0.010639 | 0.0026664
106 | 0.98458 | -0.2957 | 0.0020252 | 0.00050756
107 | 0.98961 | -0.19831 | 0 | 0
108 | 0.98945 | -0.20123 | 0.0078563 | 0.001969
109 | 0.99021 | -0.18666 | 0 | 0
110 | 0.99585 | -0.078295 | 0.0040093 | 0.0010048
111 | 0.997 | -0.056504 | 0 | 0
112 | 0.99478 | -0.098902 | 0.0056809 | 0.0014238
113 | 1 | 0 | -0.54383 | -0.1399
114 | 0.99048 | -0.18141 | 0.005892 | 0.0014767
115 | 0.99996 | -0.0007912 | 0.0054841 | 0.0013744
116 | 0.98743 | -0.2403 | 0 | 0
117 | 0.98676 | -0.25327 | 0.0020112 | 0.00050406
118 | 0.9868 | -0.25238 | 0.0020285 | 0.00050839
119 | 0.98497 | -0.2882 | 0.0022647 | 0.00056758
120 | 0.98533 | -0.28108 | 0 | 0
121 | 0.98484 | -0.29071 | 0.0013071 | 0.00032758
122 | 0.98549 | -0.27793 | 0.0021872 | 0.00054817
123 | 0.98444 | -0.29851 | 0.0010071 | 0.00025239
124 | 0.98659 | -0.25651 | 0.0026585 | 0.00066628
125 | 0.98429 | -0.3013 | 0.0010071 | 0.00025239
126 | 0.98405 | -0.30601 | 0.00093895 | 0.00023532
127 | 0.98393 | -0.30846 | 0.0037342 | 0.00093587
128 | 0.98373 | -0.31226 | 0.0032914 | 0.00082489
129 | 0.98367 | -0.31348 | 0.0032901 | 0.00082456
130 | 0.98365 | -0.31398 | 0.004882 | 0.0012235
131 | 0.98496 | -0.28824 | 0.0079493 | 0.0019923
132 | 0.99998 | 149.9956 | 0 | 0

## res_line
| p_from_mw | q_from_mvar | p_to_mw | q_to_mvar | pl_mw | ql_mvar | i_from_ka | i_to_ka | i_ka | vm_from_pu | va_from_degree | vm_to_pu | va_to_degree | loading_percent
0 | -0.029489 | -0.0073906 | 0.029507 | 0.007402 | 1.8314e-05 | 1.1423e-05 | 0.045093 | 0.045093 | 0.045093 | 0.97308 | -0.51864 | 0.97374 | -0.50561 | 12.3883
1 | -0.029507 | -0.007402 | 0.029525 | 0.0074133 | 1.8148e-05 | 1.1318e-05 | 0.045093 | 0.045093 | 0.045093 | 0.97374 | -0.50561 | 0.9744 | -0.49272 | 12.3883
2 | -0.047326 | -0.011875 | 0.047441 | 0.011947 | 0.00011476 | 7.2717e-05 | 0.072277 | 0.072277 | 0.072277 | 0.9744 | -0.49272 | 0.97698 | -0.442 | 19.8564
3 | -0.072551 | -0.01824 | 0.072597 | 0.01827 | 4.5815e-05 | 2.9196e-05 | 0.11052 | 0.11052 | 0.11052 | 0.97698 | -0.442 | 0.97765 | -0.42878 | 30.363
4 | -0.037249 | -0.0093513 | 0.037296 | 0.0093812 | 4.7484e-05 | 2.9887e-05 | 0.056461 | 0.056461 | 0.056461 | 0.98178 | -0.35027 | 0.98314 | -0.32358 | 15.5114
5 | 0.01251 | 0.0031357 | -0.01251 | -0.0031352 | 8.5911e-07 | 4.6926e-07 | 0.018961 | 0.018961 | 0.018961 | 0.98178 | -0.35027 | 0.9817 | -0.35171 | 5.2092
6 | 0.024738 | 0.0062156 | -0.024699 | -0.0061916 | 3.9041e-05 | 2.4052e-05 | 0.0375 | 0.0375 | 0.0375 | 0.98178 | -0.35027 | 0.98008 | -0.38339 | 10.3023
7 | 0.0078654 | 0.0019713 | -0.0078651 | -0.0019712 | 2.8161e-07 | 1.1304e-07 | 0.011904 | 0.011905 | 0.011905 | 0.98314 | -0.32358 | 0.9831 | -0.32433 | 3.2705
8 | -0.045162 | -0.011352 | 0.045221 | 0.01139 | 5.8821e-05 | 3.7219e-05 | 0.068366 | 0.068366 | 0.068366 | 0.98314 | -0.32358 | 0.98454 | -0.29634 | 18.7818
9 | 0.014473 | 0.0036276 | -0.014472 | -0.0036271 | 7.4783e-07 | 4.2657e-07 | 0.021974 | 0.021974 | 0.021974 | 0.98008 | -0.38339 | 0.98003 | -0.38447 | 6.0368
10 | 0.010226 | 0.002564 | -0.010223 | -0.0025622 | 3.6059e-06 | 1.8053e-06 | 0.015526 | 0.015526 | 0.015526 | 0.98008 | -0.38339 | 0.97971 | -0.39079 | 4.2655
11 | 0.010223 | 0.0025622 | -0.010222 | -0.0025618 | 8.3748e-07 | 4.1934e-07 | 0.015526 | 0.015526 | 0.015526 | 0.97971 | -0.39079 | 0.97962 | -0.39251 | 4.2655
12 | -0.13013 | -0.032688 | 0.13066 | 0.033028 | 0.00053381 | 0.00033981 | 0.19808 | 0.19808 | 0.19808 | 0.97765 | -0.42878 | 0.98203 | -0.3432 | 27.2092
13 | -0.045221 | -0.01139 | 0.045238 | 0.011401 | 1.7528e-05 | 1.1091e-05 | 0.068366 | 0.068366 | 0.068366 | 0.98454 | -0.29634 | 0.98496 | -0.28824 | 18.7818
14 | 0.40028 | 0.1024 | -0.39942 | -0.10186 | 0.00085718 | 0.00054657 | 0.60158 | 0.60158 | 0.60158 | 0.99132 | -0.16434 | 0.989 | -0.20868 | 33.0539
15 | -0.40028 | -0.1024 | 0.40075 | 0.1027 | 0.00047175 | 0.0003008 | 0.60158 | 0.60158 | 0.60158 | 0.99132 | -0.16434 | 0.99259 | -0.14002 | 33.0538
16 | 0.0039267 | 0.00098392 | -0.0039264 | -0.00098404 | 3.4748e-07 | -1.1824e-07 | 0.0059079 | 0.0059081 | 0.0059081 | 0.989 | -0.20868 | 0.9889 | -0.21054 | 1.6231
17 | 0.39549 | 0.10087 | -0.39388 | -0.099846 | 0.0016085 | 0.0010256 | 0.59567 | 0.59567 | 0.59567 | 0.989 | -0.20868 | 0.98461 | -0.29328 | 32.7293
18 | -0.40476 | -0.10371 | 0.40597 | 0.10448 | 0.0012148 | 0.0007746 | 0.60759 | 0.60759 | 0.60759 | 0.99259 | -0.14002 | 0.99585 | -0.078295 | 33.3839
19 | -0.019952 | -0.0050004 | 0.019969 | 0.0050107 | 1.705e-05 | 1.0297e-05 | 0.030421 | 0.030421 | 0.030421 | 0.97593 | -0.4628 | 0.97684 | -0.44488 | 8.3573
20 | -0.019969 | -0.0050107 | 0.019983 | 0.0050195 | 1.4556e-05 | 8.7901e-06 | 0.030421 | 0.03042 | 0.030421 | 0.97684 | -0.44488 | 0.97762 | -0.4296 | 8.3573
21 | 0.020005 | 0.0050324 | -0.019983 | -0.0050195 | 2.1496e-05 | 1.298e-05 | 0.03042 | 0.03042 | 0.03042 | 0.97877 | -0.40709 | 0.97762 | -0.4296 | 8.3572
22 | -0.049143 | -0.012335 | 0.049293 | 0.01243 | 0.00015023 | 9.5243e-05 | 0.074719 | 0.074719 | 0.074719 | 0.97877 | -0.40709 | 0.98203 | -0.3432 | 20.5272
23 | -0.17995 | -0.045458 | 0.18038 | 0.04573 | 0.00043169 | 0.00027138 | 0.2728 | 0.2728 | 0.2728 | 0.98203 | -0.3432 | 0.98461 | -0.29328 | 14.9891
24 | 0.2135 | 0.054117 | -0.21324 | -0.053955 | 0.00025583 | 0.00016166 | 0.32287 | 0.32288 | 0.32288 | 0.98461 | -0.29328 | 0.98332 | -0.31825 | 17.7404
25 | 0.20786 | 0.052605 | -0.20776 | -0.052547 | 9.0774e-05 | 5.7321e-05 | 0.31472 | 0.31472 | 0.31472 | 0.98332 | -0.31825 | 0.98285 | -0.32735 | 17.2925
26 | 0.013965 | 0.0035018 | -0.013962 | -0.0035005 | 2.2047e-06 | 1.2443e-06 | 0.021143 | 0.021143 | 0.021143 | 0.98285 | -0.32735 | 0.98268 | -0.33066 | 5.8085
27 | 0.1938 | 0.049045 | -0.19369 | -0.048973 | 0.00011462 | 7.2233e-05 | 0.29358 | 0.29358 | 0.29358 | 0.98285 | -0.32735 | 0.98221 | -0.33968 | 16.1308
28 | 0.012457 | 0.0031233 | -0.012454 | -0.0031218 | 2.7403e-06 | 1.4937e-06 | 0.018864 | 0.018864 | 0.018864 | 0.98268 | -0.33066 | 0.98244 | -0.33528 | 5.1823
29 | 0.19172 | 0.048482 | -0.19163 | -0.048421 | 9.6206e-05 | 6.0611e-05 | 0.29061 | 0.29061 | 0.29061 | 0.98221 | -0.33968 | 0.98168 | -0.35015 | 15.9675
30 | 0.010736 | 0.0026912 | -0.010735 | -0.0026908 | 8.5549e-07 | 4.3828e-07 | 0.016261 | 0.016261 | 0.016261 | 0.98244 | -0.33528 | 0.98236 | -0.33695 | 4.4674
31 | 0.1851 | 0.046785 | -0.18504 | -0.046751 | 5.3486e-05 | 3.3659e-05 | 0.28071 | 0.28071 | 0.28071 | 0.98168 | -0.35015 | 0.98137 | -0.35618 | 15.4237
32 | 0.0096549 | 0.00242 | -0.0096542 | -0.0024196 | 7.3073e-07 | 3.5233e-07 | 0.014625 | 0.014625 | 0.014625 | 0.98236 | -0.33695 | 0.98228 | -0.33854 | 4.0178
33 | 0.15476 | 0.039149 | -0.15466 | -0.039088 | 9.7096e-05 | 6.0659e-05 | 0.23479 | 0.23479 | 0.23479 | 0.98137 | -0.35618 | 0.98069 | -0.36926 | 12.9005
34 | 0.030284 | 0.0076019 | -0.030272 | -0.0075944 | 1.1993e-05 | 7.4842e-06 | 0.045923 | 0.045924 | 0.045924 | 0.98137 | -0.35618 | 0.98094 | -0.36448 | 12.6164
35 | 0.019801 | 0.0049711 | -0.019791 | -0.0049652 | 9.8455e-06 | 5.9431e-06 | 0.030229 | 0.030229 | 0.030229 | 0.97482 | -0.48424 | 0.97429 | -0.49467 | 8.3046
36 | -0.022216 | -0.0055763 | 0.022217 | 0.005577 | 1.1035e-06 | 6.7432e-07 | 0.033914 | 0.033914 | 0.033914 | 0.97482 | -0.48424 | 0.97487 | -0.4832 | 9.3172
37 | 0.017815 | 0.0044699 | -0.017808 | -0.0044659 | 6.6321e-06 | 3.9472e-06 | 0.02721 | 0.027211 | 0.027211 | 0.97429 | -0.49467 | 0.97389 | -0.50248 | 7.4754
38 | -0.024322 | -0.0061045 | 0.024334 | 0.0061119 | 1.2135e-05 | 7.4737e-06 | 0.037127 | 0.037127 | 0.037127 | 0.97487 | -0.4832 | 0.9754 | -0.47275 | 10.1998
39 | 0.014971 | 0.0037556 | -0.014967 | -0.003753 | 4.5244e-06 | 2.6088e-06 | 0.022876 | 0.022876 | 0.022876 | 0.97389 | -0.50248 | 0.97357 | -0.50882 | 6.2847
40 | 0.0011372 | 0.00028429 | -0.0011372 | -0.00028468 | 3.7336e-08 | -3.8653e-07 | 0.0017373 | 0.0017374 | 0.0017374 | 0.97389 | -0.50248 | 0.97386 | -0.50317 | 0.47732
41 | -0.02615 | -0.0065671 | 0.026166 | 0.006577 | 1.5905e-05 | 9.8465e-06 | 0.039898 | 0.039898 | 0.039898 | 0.9754 | -0.47275 | 0.97605 | -0.46001 | 10.9609
42 | 0.013276 | 0.0033292 | -0.013271 | -0.0033263 | 5.2582e-06 | 2.942e-06 | 0.020292 | 0.020292 | 0.020292 | 0.97357 | -0.50882 | 0.97315 | -0.51714 | 5.5747
43 | 0.0011372 | 0.00028468 | -0.0011371 | -0.00028499 | 3.0255e-08 | -3.1316e-07 | 0.0017374 | 0.0017375 | 0.0017375 | 0.97386 | -0.50317 | 0.97383 | -0.50373 | 0.47735
44 | 0.085127 | 0.021429 | -0.085093 | -0.021409 | 3.3177e-05 | 1.9593e-05 | 0.12981 | 0.12981 | 0.12981 | 0.97605 | -0.46001 | 0.97564 | -0.46816 | 7.1325
45 | -0.11129 | -0.028006 | 0.1113 | 0.02801 | 6.9034e-06 | 4.2184e-06 | 0.16971 | 0.16971 | 0.16971 | 0.97605 | -0.46001 | 0.97612 | -0.45871 | 9.3247
46 | 0.0013202 | 0.00033071 | -0.0013202 | -0.00033086 | 2.0766e-08 | -1.5555e-07 | 0.0020186 | 0.0020187 | 0.0020187 | 0.97315 | -0.51714 | 0.97314 | -0.51747 | 0.55458
47 | 0.01195 | 0.0029956 | -0.011949 | -0.0029947 | 1.5247e-06 | 8.2452e-07 | 0.018273 | 0.018273 | 0.018273 | 0.97315 | -0.51714 | 0.97302 | -0.51982 | 5.0202
48 | 0.081289 | 0.020455 | -0.081277 | -0.020449 | 1.1777e-05 | 6.8998e-06 | 0.12401 | 0.12401 | 0.12401 | 0.97564 | -0.46816 | 0.97548 | -0.4712 | 6.8137
49 | -0.11309 | -0.028458 | 0.11312 | 0.028479 | 3.5007e-05 | 2.1423e-05 | 0.17244 | 0.17243 | 0.17244 | 0.97612 | -0.45871 | 0.97645 | -0.45223 | 9.4745
50 | -0.080028 | -0.020129 | 0.080048 | 0.02014 | 1.9607e-05 | 1.1455e-05 | 0.12213 | 0.12213 | 0.12213 | 0.97522 | -0.47632 | 0.97548 | -0.4712 | 6.7107
51 | 0.075503 | 0.018995 | -0.075484 | -0.018984 | 1.8313e-05 | 1.0573e-05 | 0.11523 | 0.11523 | 0.11523 | 0.97522 | -0.47632 | 0.97496 | -0.4814 | 6.3313
52 | 0.01258 | 0.003154 | -0.012578 | -0.0031528 | 2.172e-06 | 1.1942e-06 | 0.019201 | 0.019201 | 0.019201 | 0.97496 | -0.4814 | 0.97478 | -0.48502 | 5.275
53 | 0.062904 | 0.01583 | -0.0629 | -0.015828 | 3.602e-06 | 1.9806e-06 | 0.096029 | 0.096029 | 0.096029 | 0.97496 | -0.4814 | 0.9749 | -0.4826 | 5.2763
54 | 0.010393 | 0.0026051 | -0.010392 | -0.0026045 | 1.3448e-06 | 6.831e-07 | 0.015865 | 0.015865 | 0.015865 | 0.97478 | -0.48502 | 0.97464 | -0.48774 | 4.3586
55 | 0.003993 | 0.0010005 | -0.0039926 | -0.0010006 | 3.9016e-07 | -9.9528e-08 | 0.0060945 | 0.0060946 | 0.0060946 | 0.9749 | -0.4826 | 0.9748 | -0.48465 | 1.6743
56 | 0.058907 | 0.014828 | -0.058872 | -0.014806 | 3.5634e-05 | 2.222e-05 | 0.089935 | 0.089935 | 0.089935 | 0.9749 | -0.4826 | 0.97426 | -0.49526 | 12.3537
57 | 0.0087033 | 0.0021813 | -0.0087032 | -0.0021813 | 1.2329e-07 | 5.5699e-08 | 0.013288 | 0.013288 | 0.013288 | 0.97464 | -0.48774 | 0.97463 | -0.48804 | 3.6505
58 | 0.0024801 | 0.00062153 | -0.0024801 | -0.00062158 | 2.8341e-08 | -4.7594e-08 | 0.0037859 | 0.0037859 | 0.0037859 | 0.9748 | -0.48465 | 0.97479 | -0.48489 | 1.0401
59 | 0.055189 | 0.013883 | -0.055116 | -0.013836 | 7.282e-05 | 4.6265e-05 | 0.084311 | 0.084311 | 0.084311 | 0.97426 | -0.49526 | 0.97285 | -0.52292 | 23.1623
60 | 0.0070155 | 0.0017583 | -0.0070149 | -0.0017581 | 6.5448e-07 | 2.2931e-07 | 0.010711 | 0.010711 | 0.010711 | 0.97463 | -0.48804 | 0.97453 | -0.49 | 2.9426
61 | 0.045028 | 0.011308 | -0.045025 | -0.011306 | 3.4674e-06 | 2.195e-06 | 0.06888 | 0.06888 | 0.06888 | 0.97285 | -0.52292 | 0.97277 | -0.52454 | 18.9232
62 | 0.0056429 | 0.0014142 | -0.0056427 | -0.0014141 | 2.5841e-07 | 4.6071e-08 | 0.0085492 | 0.0085492 | 0.0085492 | 0.98217 | -0.3407 | 0.98212 | -0.34166 | 2.3487
63 | -0.0070575 | -0.0017687 | 0.0070578 | 0.0017688 | 3.1139e-07 | 1.0737e-07 | 0.010692 | 0.010692 | 0.010692 | 0.98217 | -0.3407 | 0.98221 | -0.33977 | 2.9374
64 | 0.004666 | 0.0011694 | -0.0046659 | -0.0011694 | 1.6895e-07 | -5.9389e-09 | 0.0070696 | 0.0070696 | 0.0070696 | 0.98212 | -0.34166 | 0.98208 | -0.34242 | 1.9422
65 | -0.0081651 | -0.0020463 | 0.0081656 | 0.0020465 | 4.7934e-07 | 2.0104e-07 | 0.01237 | 0.01237 | 0.01237 | 0.98221 | -0.33977 | 0.98228 | -0.33854 | 3.3983
66 | -0.0038626 | -0.00096805 | 0.0038631 | 0.00096789 | 5.2416e-07 | -1.5762e-07 | 0.0059206 | 0.0059205 | 0.0059206 | 0.97077 | -0.56415 | 0.97091 | -0.5613 | 1.6265
67 | 0.0063908 | 0.0016017 | -0.0063907 | -0.0016017 | 8.1556e-08 | 2.416e-08 | 0.0097946 | 0.0097946 | 0.0097946 | 0.97091 | -0.5613 | 0.9709 | -0.56157 | 2.6908
68 | -0.010254 | -0.0025696 | 0.010256 | 0.0025709 | 2.4044e-06 | 1.2177e-06 | 0.015715 | 0.015715 | 0.015715 | 0.97091 | -0.5613 | 0.97116 | -0.55638 | 4.3173
69 | 0.0063907 | 0.0016017 | -0.0063898 | -0.0016014 | 9.8012e-07 | 2.9041e-07 | 0.0097946 | 0.0097947 | 0.0097947 | 0.9709 | -0.56157 | 0.97074 | -0.56479 | 2.6909
70 | -0.01981 | -0.0049652 | 0.01981 | 0.0049653 | 1.6617e-07 | 1.004e-07 | 0.030353 | 0.030353 | 0.030353 | 0.97116 | -0.55638 | 0.97117 | -0.5562 | 8.3387
71 | -0.026458 | -0.0066314 | 0.026471 | 0.0066396 | 1.307e-05 | 8.1024e-06 | 0.040539 | 0.040539 | 0.040539 | 0.97117 | -0.5562 | 0.97169 | -0.54584 | 11.1371
72 | -0.028996 | -0.0072722 | 0.028996 | 0.0072727 | 7.033e-07 | 4.3833e-07 | 0.044405 | 0.044405 | 0.044405 | 0.97169 | -0.54584 | 0.97172 | -0.54533 | 12.1991
73 | -0.0204 | -0.0051204 | 0.020407 | 0.0051248 | 7.2645e-06 | 4.3961e-06 | 0.031016 | 0.031016 | 0.031016 | 0.9788 | -0.40614 | 0.97918 | -0.39867 | 8.5208
74 | 0.018401 | 0.0046195 | -0.018395 | -0.0046158 | 6.2209e-06 | 3.7151e-06 | 0.027977 | 0.027977 | 0.027977 | 0.9788 | -0.40614 | 0.97844 | -0.41323 | 7.6861
75 | 0.12217 | 0.030858 | -0.12205 | -0.030785 | 0.00011851 | 7.2969e-05 | 0.18574 | 0.18574 | 0.18574 | 0.97918 | -0.39867 | 0.97815 | -0.41894 | 10.2057
76 | -0.14258 | -0.035983 | 0.14265 | 0.036031 | 7.6425e-05 | 4.7547e-05 | 0.21676 | 0.21676 | 0.21676 | 0.97918 | -0.39867 | 0.97976 | -0.38749 | 11.9098
77 | 0.018395 | 0.0046158 | -0.01839 | -0.0046128 | 4.9838e-06 | 2.9764e-06 | 0.027977 | 0.027977 | 0.027977 | 0.97844 | -0.41323 | 0.97815 | -0.41891 | 7.6861
78 | 0.11918 | 0.030066 | -0.11911 | -0.030025 | 6.6896e-05 | 4.1113e-05 | 0.18138 | 0.18138 | 0.18138 | 0.97815 | -0.41894 | 0.97755 | -0.43067 | 9.9658
79 | -0.14667 | -0.037038 | 0.14677 | 0.037095 | 9.1836e-05 | 5.7222e-05 | 0.22286 | 0.22286 | 0.22286 | 0.97976 | -0.38749 | 0.98043 | -0.37443 | 12.2452
80 | 0.016639 | 0.0041738 | -0.016632 | -0.0041698 | 6.9324e-06 | 4.0748e-06 | 0.025313 | 0.025313 | 0.025313 | 0.97815 | -0.41891 | 0.97771 | -0.42765 | 6.9542
81 | 0.1171 | 0.02952 | -0.11698 | -0.029446 | 0.00012072 | 7.4092e-05 | 0.17831 | 0.17831 | 0.17831 | 0.97755 | -0.43067 | 0.97645 | -0.45223 | 9.7974
82 | -0.1483 | -0.03748 | 0.14834 | 0.037503 | 3.6766e-05 | 2.2921e-05 | 0.22519 | 0.22519 | 0.22519 | 0.98043 | -0.37443 | 0.98069 | -0.36926 | 12.3733
83 | 0.015177 | 0.0038052 | -0.015175 | -0.0038038 | 2.36e-06 | 1.3625e-06 | 0.023099 | 0.023099 | 0.023099 | 0.97771 | -0.42765 | 0.97754 | -0.43092 | 6.346
84 | 0.01324 | 0.0033189 | -0.013239 | -0.0033184 | 8.0626e-07 | 4.4965e-07 | 0.020154 | 0.020154 | 0.020154 | 0.97754 | -0.43092 | 0.97748 | -0.4322 | 5.5368
85 | -0.0020045 | -0.00050237 | 0.0020045 | 0.00050231 | 1.9818e-08 | -5.8321e-08 | 0.003053 | 0.0030529 | 0.003053 | 0.97699 | -0.44188 | 0.977 | -0.44167 | 0.83873
86 | -0.003606 | -0.00090369 | 0.0036062 | 0.00090361 | 1.8673e-07 | -8.7234e-08 | 0.0054922 | 0.0054921 | 0.0054922 | 0.977 | -0.44167 | 0.97705 | -0.44059 | 1.5088
87 | -0.039582 | -0.0099257 | 0.03959 | 0.0099305 | 7.646e-06 | 4.8247e-06 | 0.060615 | 0.060615 | 0.060615 | 0.97172 | -0.54533 | 0.97192 | -0.54128 | 16.6524
88 | -0.043014 | -0.010789 | 0.043048 | 0.01081 | 3.4357e-05 | 2.1727e-05 | 0.065857 | 0.065857 | 0.065857 | 0.97192 | -0.54128 | 0.97277 | -0.52454 | 18.0926
89 | -0.0082198 | -0.0020601 | 0.0082202 | 0.0020602 | 3.4212e-07 | 1.4725e-07 | 0.012571 | 0.012571 | 0.012571 | 0.97297 | -0.52069 | 0.97302 | -0.51982 | 3.4536
90 | 0.0063063 | 0.0015805 | -0.0063054 | -0.0015802 | 9.2762e-07 | 2.6346e-07 | 0.0096446 | 0.0096447 | 0.0096447 | 0.97297 | -0.52069 | 0.97282 | -0.52378 | 2.6497
91 | 0.0030696 | 0.00076927 | -0.0030696 | -0.0007693 | 3.9904e-08 | -3.439e-08 | 0.0046952 | 0.0046953 | 0.0046953 | 0.97282 | -0.52378 | 0.9728 | -0.52405 | 1.2899
92 | -0.023961 | -0.0060087 | 0.023972 | 0.0060155 | 1.0994e-05 | 6.7562e-06 | 0.036367 | 0.036367 | 0.036367 | 0.98045 | -0.3741 | 0.98094 | -0.36448 | 9.991
93 | 0.02 | 0.005016 | -0.019997 | -0.005014 | 3.2992e-06 | 1.9911e-06 | 0.030355 | 0.030355 | 0.030355 | 0.98045 | -0.3741 | 0.98027 | -0.37757 | 8.3393
94 | 0.017863 | 0.0044791 | -0.017859 | -0.004477 | 3.5282e-06 | 2.0968e-06 | 0.027116 | 0.027116 | 0.027116 | 0.98027 | -0.37757 | 0.98006 | -0.38171 | 7.4494
95 | 0.012642 | 0.0031695 | -0.012639 | -0.0031677 | 3.2034e-06 | 1.7581e-06 | 0.019195 | 0.019195 | 0.019195 | 0.98006 | -0.38171 | 0.97979 | -0.38703 | 5.2733
96 | 0.0096623 | 0.0024217 | -0.009662 | -0.0024216 | 3.7525e-07 | 1.8164e-07 | 0.014674 | 0.014674 | 0.014674 | 0.97979 | -0.38703 | 0.97975 | -0.38785 | 4.0314
97 | 0.0065405 | 0.0016393 | -0.0065396 | -0.001639 | 9.0391e-07 | 2.7093e-07 | 0.0099336 | 0.0099337 | 0.0099337 | 0.97975 | -0.38785 | 0.9796 | -0.39075 | 2.729
98 | -0.0052884 | -0.0013252 | 0.0052887 | 0.0013252 | 2.8502e-07 | 3.5659e-08 | 0.0080541 | 0.008054 | 0.0080541 | 0.97705 | -0.44059 | 0.97711 | -0.43945 | 2.2127
99 | -0.0093267 | -0.0023371 | 0.0093286 | 0.002338 | 1.8615e-06 | 8.8308e-07 | 0.014203 | 0.014203 | 0.014203 | 0.97711 | -0.43945 | 0.97732 | -0.43527 | 3.902
100 | 0.004038 | 0.0010118 | -0.004038 | -0.0010118 | 2.3289e-08 | -5.6662e-09 | 0.0061493 | 0.0061493 | 0.0061493 | 0.97711 | -0.43945 | 0.9771 | -0.43958 | 1.6894
101 | -0.011203 | -0.0028078 | 0.011205 | 0.0028086 | 1.6381e-06 | 8.6021e-07 | 0.017057 | 0.017057 | 0.017057 | 0.97732 | -0.43527 | 0.97748 | -0.4322 | 4.6861
102 | 0.0016381 | 0.00041035 | -0.001638 | -0.00041053 | 3.7779e-08 | -1.786e-07 | 0.0024945 | 0.0024946 | 0.0024946 | 0.9771 | -0.43958 | 0.97708 | -0.44006 | 0.68533
103 | -0.0076708 | -0.0019225 | 0.0076713 | 0.0019227 | 4.8211e-07 | 1.8435e-07 | 0.011533 | 0.011533 | 0.011533 | 0.98968 | -0.1969 | 0.98975 | -0.19558 | 3.1685
104 | -0.01553 | -0.0038925 | 0.015536 | 0.0038963 | 6.6071e-06 | 3.813e-06 | 0.023348 | 0.023348 | 0.023348 | 0.98975 | -0.19558 | 0.99021 | -0.18666 | 6.4143
105 | 0.0078584 | 0.0019698 | -0.0078574 | -0.0019694 | 1.0191e-06 | 4.0204e-07 | 0.011815 | 0.011815 | 0.011815 | 0.98975 | -0.19558 | 0.98961 | -0.19831 | 3.2458
106 | -0.010639 | -0.0026664 | 0.010642 | 0.002668 | 3.1729e-06 | 1.6149e-06 | 0.016084 | 0.016084 | 0.016084 | 0.98426 | -0.30196 | 0.98458 | -0.2957 | 4.4187
107 | -0.012667 | -0.0031756 | 0.012672 | 0.0031781 | 4.5294e-06 | 2.4796e-06 | 0.019145 | 0.019145 | 0.019145 | 0.98458 | -0.2957 | 0.98497 | -0.2882 | 5.2596
108 | 0.0078574 | 0.0019694 | -0.0078563 | -0.001969 | 1.093e-06 | 4.313e-07 | 0.011815 | 0.011815 | 0.011815 | 0.98961 | -0.19831 | 0.98945 | -0.20123 | 3.2459
109 | 0.096945 | 0.024544 | -0.096696 | -0.024385 | 0.00024897 | 0.00015894 | 0.14577 | 0.14577 | 0.14577 | 0.99021 | -0.18666 | 0.98743 | -0.2403 | 40.0469
110 | -0.11248 | -0.028441 | 0.11251 | 0.028459 | 2.8299e-05 | 1.8077e-05 | 0.16912 | 0.16912 | 0.16912 | 0.99021 | -0.18666 | 0.99048 | -0.18141 | 46.4611
111 | -0.40998 | -0.10549 | 0.41041 | 0.10576 | 0.00043491 | 0.00027734 | 0.61358 | 0.61358 | 0.61358 | 0.99585 | -0.078295 | 0.997 | -0.056504 | 33.713
112 | 0.12481 | 0.031823 | -0.12455 | -0.03166 | 0.0002549 | 0.00016288 | 0.18647 | 0.18647 | 0.18647 | 0.997 | -0.056504 | 0.99478 | -0.098902 | 51.2274
113 | -0.53522 | -0.13759 | 0.5367 | 0.13853 | 0.0014739 | 0.00094126 | 0.80004 | 0.80004 | 0.80004 | 0.997 | -0.056504 | 1 | 0 | 43.9584
114 | 0.11887 | 0.030236 | -0.1184 | -0.029935 | 0.00047058 | 0.00030066 | 0.17797 | 0.17797 | 0.17797 | 0.99478 | -0.098902 | 0.99048 | -0.18141 | 48.8929
115 | 0.0054843 | 0.0013745 | -0.0054841 | -0.0013744 | 2.0671e-07 | 2.3709e-08 | 0.0081607 | 0.0081607 | 0.0081607 | 1 | 0 | 0.99996 | -0.0007912 | 2.242
116 | 0.041357 | 0.010406 | -0.041331 | -0.010389 | 2.5613e-05 | 1.6168e-05 | 0.062337 | 0.062337 | 0.062337 | 0.98743 | -0.2403 | 0.98676 | -0.25327 | 17.1257
117 | 0.055339 | 0.01398 | -0.055307 | -0.013959 | 3.2036e-05 | 2.0346e-05 | 0.083433 | 0.083434 | 0.083434 | 0.98743 | -0.2403 | 0.9868 | -0.25238 | 22.9213
118 | 0.03932 | 0.0098854 | -0.039314 | -0.0098815 | 6.0891e-06 | 3.8381e-06 | 0.059305 | 0.059305 | 0.059305 | 0.98676 | -0.25327 | 0.98659 | -0.25651 | 16.2925
119 | 0.053279 | 0.013451 | -0.053187 | -0.013393 | 9.1357e-05 | 5.7988e-05 | 0.080375 | 0.080375 | 0.080375 | 0.9868 | -0.25238 | 0.98496 | -0.28824 | 22.081
120 | -0.014937 | -0.0037456 | 0.014942 | 0.0037485 | 5.0662e-06 | 2.9046e-06 | 0.022566 | 0.022566 | 0.022566 | 0.98497 | -0.2882 | 0.98533 | -0.28108 | 6.1994
121 | 0.019484 | 0.0048917 | -0.019475 | -0.0048864 | 8.9477e-06 | 5.3757e-06 | 0.029427 | 0.029427 | 0.029427 | 0.98533 | -0.28108 | 0.98484 | -0.29071 | 8.0843
122 | -0.034425 | -0.0086403 | 0.034431 | 0.0086435 | 5.1753e-06 | 3.2472e-06 | 0.051993 | 0.051993 | 0.051993 | 0.98533 | -0.28108 | 0.98549 | -0.27793 | 14.2837
123 | 0.018168 | 0.0045588 | -0.018161 | -0.0045548 | 6.753e-06 | 4.018e-06 | 0.027452 | 0.027452 | 0.027452 | 0.98484 | -0.29071 | 0.98444 | -0.29851 | 7.5418
124 | -0.036618 | -0.0091917 | 0.036655 | 0.0092152 | 3.745e-05 | 2.3552e-05 | 0.055295 | 0.055295 | 0.055295 | 0.98549 | -0.27793 | 0.98659 | -0.25651 | 15.191
125 | 0.017154 | 0.0043024 | -0.017152 | -0.004301 | 2.2841e-06 | 1.3467e-06 | 0.02593 | 0.02593 | 0.02593 | 0.98444 | -0.29851 | 0.98429 | -0.3013 | 7.1236
126 | 0.016145 | 0.0040486 | -0.016141 | -0.0040465 | 3.6199e-06 | 2.1108e-06 | 0.024408 | 0.024408 | 0.024408 | 0.98429 | -0.3013 | 0.98405 | -0.30601 | 6.7054
127 | 0.015202 | 0.0038112 | -0.0152 | -0.0038102 | 1.7774e-06 | 1.0236e-06 | 0.022988 | 0.022988 | 0.022988 | 0.98405 | -0.30601 | 0.98393 | -0.30846 | 6.3153
128 | 0.011466 | 0.0028743 | -0.011464 | -0.0028732 | 2.0712e-06 | 1.0923e-06 | 0.017341 | 0.017341 | 0.017341 | 0.98393 | -0.30846 | 0.98373 | -0.31226 | 4.7639
129 | 0.0081726 | 0.0020483 | -0.0081722 | -0.0020481 | 4.7623e-07 | 1.9929e-07 | 0.012362 | 0.012362 | 0.012362 | 0.98373 | -0.31226 | 0.98367 | -0.31348 | 3.3962
130 | 0.0048821 | 0.0012235 | -0.004882 | -0.0012235 | 1.1675e-07 | 2.2606e-09 | 0.0073852 | 0.0073853 | 0.0073853 | 0.98367 | -0.31348 | 0.98365 | -0.31398 | 2.0289

## res_trafo
| p_hv_mw | q_hv_mvar | p_lv_mw | q_lv_mvar | pl_mw | ql_mvar | i_hv_ka | i_lv_ka | vm_hv_pu | va_hv_degree | vm_lv_pu | va_lv_degree | loading_percent
0 | -1.2729e-15 | -1.3162e-15 | 0.00165 | 1.2699e-07 | 0.00165 | 1.2699e-07 | 5.2857e-17 | 0.0023815 | 0.99998 | 149.9956 | 1 | 0 | 0.2619

## res_ext_grid
| p_mw | q_mvar
0 | 0.54383 | 0.1399

## res_load
| p_mw | q_mvar
0 | 0.029489 | 0.0073906
1 | 0.017801 | 0.0044613
2 | 0.02511 | 0.0062931
3 | 0.01251 | 0.0031352
4 | 0.014472 | 0.0036271
5 | 0.05753 | 0.014418
6 | 0.0078651 | 0.0019712
7 | 0.0040075 | 0.0010044
8 | 0.010222 | 0.0025618
9 | 0.019952 | 0.0050004
10 | 0.029138 | 0.0073027
11 | 0.0053879 | 0.0013503
12 | 0.0039264 | 0.00098404
13 | 0.0015052 | 0.00037725
14 | 0.0019616 | 0.00049163
15 | 0.0017181 | 0.00043059
16 | 0.0065292 | 0.0016364
17 | 0.0010805 | 0.0002708
18 | 0.0024145 | 0.00060513
19 | 0.0019764 | 0.00049532
20 | 0.0021048 | 0.00052751
21 | 0.0016999 | 0.00042603
22 | 0.0018162 | 0.00045518
23 | 0.0016909 | 0.00042378
24 | 0.0011371 | 0.00028499
25 | 0.0038048 | 0.00095357
26 | 0.0017884 | 0.00044822
27 | 0.0045254 | 0.0011342
28 | 0.0012291 | 0.00030804
29 | 0.0021853 | 0.00054769
30 | 0.0016883 | 0.00042312
31 | 0.0015124 | 0.00037905
32 | 0.0036825 | 0.00092293
33 | 0.0016877 | 0.00042297
34 | 0.0024801 | 0.00062158
35 | 0.010088 | 0.0025284
36 | 0.0014145 | 0.00035452
37 | 0.00097661 | 0.00024476
38 | 0.0011073 | 0.00027752
39 | 0.0046659 | 0.0011694
40 | 0.0014886 | 0.00037308
41 | 0.0038626 | 0.00096805
42 | 0.0095535 | 0.0023943
43 | 0.0063898 | 0.0016014
44 | 0.006648 | 0.0016661
45 | 0.0025245 | 0.00063269
46 | 0.0019988 | 0.00050095
47 | 0.0028703 | 0.00071936
48 | 0.0040199 | 0.0010075
49 | 0.0017515 | 0.00043896
50 | 0.0020143 | 0.00050483
51 | 0.0015365 | 0.00038509
52 | 0.0014547 | 0.00036457
53 | 0.0038567 | 0.00096657
54 | 0.0063242 | 0.001585
55 | 0.001935 | 0.00048495
56 | 0.0020045 | 0.00050237
57 | 0.0016015 | 0.00040138
58 | 0.010586 | 0.002653
59 | 0.003424 | 0.00085814
60 | 0.0019766 | 0.00049539
61 | 0.0070149 | 0.0017581
62 | 0.0019135 | 0.00047956
63 | 0.0037288 | 0.00093452
64 | 0.0032358 | 0.00081097
65 | 0.0030696 | 0.0007693
66 | 0.0013202 | 0.00033086
67 | 0.0039613 | 0.00099279
68 | 0.0062999 | 0.0015789
69 | 0.0021341 | 0.00053486
70 | 0.0052171 | 0.0013075
71 | 0.0029765 | 0.00074598
72 | 0.0031215 | 0.00078231
73 | 0.0016822 | 0.00042161
74 | 0.0018746 | 0.00046982
75 | 0.0023999 | 0.00060148
76 | 0.0020341 | 0.0005098
77 | 0.001638 | 0.00041053
78 | 0.0065396 | 0.001639
79 | 0.0076708 | 0.0019225
80 | 0.010639 | 0.0026664
81 | 0.0020252 | 0.00050756
82 | 0.0078563 | 0.001969
83 | 0.0040093 | 0.0010048
84 | 0.0056809 | 0.0014238
85 | 0.005892 | 0.0014767
86 | 0.0054841 | 0.0013744
87 | 0.0020112 | 0.00050406
88 | 0.0020285 | 0.00050839
89 | 0.0022647 | 0.00056758
90 | 0.0013071 | 0.00032758
91 | 0.0021872 | 0.00054817
92 | 0.0010071 | 0.00025239
93 | 0.0026585 | 0.00066628
94 | 0.0010071 | 0.00025239
95 | 0.00093895 | 0.00023532
96 | 0.0037342 | 0.00093587
97 | 0.0032914 | 0.00082489
98 | 0.0032901 | 0.00082456
99 | 0.004882 | 0.0012235
100 | 0.0079493 | 0.0019923

## dtypes
| element | column | dtype
0 | bus | name | object
1 | bus | vn_kv | float64
2 | bus | type | object
3 | bus | zone | object
4 | bus | in_service | bool
5 | load | name | object
6 | load | bus | uint32
7 | load | p_mw | float64
8 | load | q_mvar | float64
9 | load | const_z_percent | float64
10 | load | const_i_percent | float64
11 | load | sn_mva | float64
12 | load | scaling | float64
13 | load | in_service | bool
14 | load | type | object
15 | ext_grid | name | object
16 | ext_grid | bus | uint32
17 | ext_grid | vm_pu | float64
18 | ext_grid | va_degree | float64
19 | ext_grid | slack_weight | float64
20 | ext_grid | in_service | bool
21 | line | name | object
22 | line | std_type | object
23 | line | from_bus | uint32
24 | line | to_bus | uint32
25 | line | length_km | float64
26 | line | r_ohm_per_km | float64
27 | line | x_ohm_per_km | float64
28 | line | c_nf_per_km | float64
29 | line | g_us_per_km | float64
30 | line | max_i_ka | float64
31 | line | df | float64
32 | line | parallel | uint32
33 | line | type | object
34 | line | in_service | bool
35 | trafo | name | object
36 | trafo | std_type | object
37 | trafo | hv_bus | uint32
38 | trafo | lv_bus | uint32
39 | trafo | sn_mva | float64
40 | trafo | vn_hv_kv | float64
41 | trafo | vn_lv_kv | float64
42 | trafo | vk_percent | float64
43 | trafo | vkr_percent | float64
44 | trafo | pfe_kw | float64
45 | trafo | i0_percent | float64
46 | trafo | shift_degree | float64
47 | trafo | tap_side | object
48 | trafo | tap_neutral | int32
49 | trafo | tap_min | int32
50 | trafo | tap_max | int32
51 | trafo | tap_step_percent | float64
52 | trafo | tap_step_degree | float64
53 | trafo | tap_pos | int32
54 | trafo | tap_phase_shifter | bool
55 | trafo | parallel | uint32
56 | trafo | df | float64
57 | trafo | in_service | bool
58 | line_geodata | coords | object
59 | bus_geodata | x | float64
60 | bus_geodata | y | float64
61 | bus_geodata | coords | object
62 | res_bus | vm_pu | float64
63 | res_bus | va_degree | float64
64 | res_bus | p_mw | float64
65 | res_bus | q_mvar | float64
66 | res_line | p_from_mw | float64
67 | res_line | q_from_mvar | float64
68 | res_line | p_to_mw | float64
69 | res_line | q_to_mvar | float64
70 | res_line | pl_mw | float64
71 | res_line | ql_mvar | float64
72 | res_line | i_from_ka | float64
73 | res_line | i_to_ka | float64
74 | res_line | i_ka | float64
75 | res_line | vm_from_pu | float64
76 | res_line | va_from_degree | float64
77 | res_line | vm_to_pu | float64
78 | res_line | va_to_degree | float64
79 | res_line | loading_percent | float64
80 | res_trafo | p_hv_mw | float64
81 | res_trafo | q_hv_mvar | float64
82 | res_trafo | p_lv_mw | float64
83 | res_trafo | q_lv_mvar | float64
84 | res_trafo | pl_mw | float64
85 | res_trafo | ql_mvar | float64
86 | res_trafo | i_hv_ka | float64
87 | res_trafo | i_lv_ka | float64
88 | res_trafo | vm_hv_pu | float64
89 | res_trafo | va_hv_degree | float64
90 | res_trafo | vm_lv_pu | float64
91 | res_trafo | va_lv_degree | float64
92 | res_trafo | loading_percent | float64
93 | res_ext_grid | p_mw | float64
94 | res_ext_grid | q_mvar | float64
95 | res_load | p_mw | float64
96 | res_load | q_mvar | float64

## parameters
| version | format_version | converged | OPF_converged | name | f_hz | sn_mva
0 | 2.14.6 | 2.14.0 | TRUE | FALSE |  | 50 | 1