## bus
| name | vn_kv | type | zone | in_service
0 | bus_LV_1099-5_0_4_node_0 | 0.4 | n |  | TRUE
1 | bus_LV_1099-5_0_4_node_1 | 0.4 | n |  | TRUE
2 | bus_LV_1099-5_0_4_node_2 | 0.4 | n |  | TRUE
3 | bus_LV_1099-5_0_4_node_3 | 0.4 | n |  | TRUE
4 | bus_LV_1099-5_0_4_node_4 | 0.4 | n |  | TRUE
5 | bus_LV_1099-5_0_4_node_5 | 0.4 | n |  | TRUE
6 | bus_LV_1099-5_0_4_node_119 | 0.4 | n |  | TRUE
7 | bus_LV_1099-5_0_4_node_118 | 0.4 | n |  | TRUE
8 | bus_LV_1099-5_0_4_node_120 | 0.4 | n |  | TRUE
9 | bus_LV_1099-5_0_4_node_111 | 0.4 | n |  | TRUE
10 | bus_LV_1099-5_0_4_node_6 | 0.4 | n |  | TRUE
11 | bus_LV_1099-5_0_4_node_7 | 0.4 | n |  | TRUE
12 | bus_LV_1099-5_0_4_node_8 | 0.4 | n |  | TRUE
13 | bus_LV_1099-5_0_4_node_9 | 0.4 | n |  | TRUE
14 | bus_LV_1099-5_0_4_node_16 | 0.4 | n |  | TRUE
15 | bus_LV_1099-5_0_4_node_11 | 0.4 | n |  | TRUE
16 | bus_LV_1099-5_0_4_node_51 | 0.4 | n |  | TRUE
17 | bus_LV_1099-5_0_4_node_13 | 0.4 | n |  | TRUE
18 | bus_LV_1099-5_0_4_node_10 | 0.4 | n |  | TRUE
19 | bus_LV_1099-5_0_4_node_31 | 0.4 | n |  | TRUE
20 | bus_LV_1099-5_0_4_node_15 | 0.4 | n |  | TRUE
21 | bus_LV_1099-5_0_4_node_30 | 0.4 | n |  | TRUE
22 | bus_LV_1099-5_0_4_node_53 | 0.4 | n |  | TRUE
23 | bus_LV_1099-5_0_4_node_17 | 0.4 | n |  | TRUE
24 | bus_LV_1099-5_0_4_node_18 | 0.4 | n |  | TRUE
25 | bus_LV_1099-5_0_4_node_52 | 0.4 | n |  | TRUE
26 | bus_LV_1099-5_0_4_node_20 | 0.4 | n |  | TRUE
27 | bus_LV_1099-5_0_4_node_40 | 0.4 | n |  | TRUE
28 | bus_LV_1099-5_0_4_node_21 | 0.4 | n |  | TRUE
29 | bus_LV_1099-5_0_4_node_22 | 0.4 | n |  | TRUE
30 | bus_LV_1099-5_0_4_node_23 | 0.4 | n |  | TRUE
31 | bus_LV_1099-5_0_4_node_24 | 0.4 | n |  | TRUE
32 | bus_LV_1099-5_0_4_node_25 | 0.4 | n |  | TRUE
33 | bus_LV_1099-5_0_4_node_27 | 0.4 | n |  | TRUE
34 | bus_LV_1099-5_0_4_node_62 | 0.4 | n |  | TRUE
35 | bus_LV_1099-5_0_4_node_45 | 0.4 | n |  | TRUE
36 | bus_LV_1099-5_0_4_node_28 | 0.4 | n |  | TRUE
37 | bus_LV_1099-5_0_4_node_60 | 0.4 | n |  | TRUE
38 | bus_LV_1099-5_0_4_node_61 | 0.4 | n |  | TRUE
39 | bus_LV_1099-5_0_4_node_44 | 0.4 | n |  | TRUE
40 | bus_LV_1099-5_0_4_node_43 | 0.4 | n |  | TRUE
41 | bus_LV_1099-5_0_4_node_29 | 0.4 | n |  | TRUE
42 | bus_LV_1099-5_0_4_node_39 | 0.4 | n |  | TRUE
43 | bus_LV_1099-5_0_4_node_36 | 0.4 | n |  | TRUE
44 | bus_LV_1099-5_0_4_node_34 | 0.4 | n |  | TRUE
45 | bus_LV_1099-5_0_4_node_37 | 0.4 | n |  | TRUE
46 | bus_LV_1099-5_0_4_node_32 | 0.4 | n |  | TRUE
47 | bus_LV_1099-5_0_4_node_33 | 0.4 | n |  | TRUE
48 | bus_LV_1099-5_0_4_node_35 | 0.4 | n |  | TRUE
49 | bus_LV_1099-5_0_4_node_71 | 0.4 | n |  | TRUE
50 | bus_LV_1099-5_0_4_node_73 | 0.4 | n |  | TRUE
51 | bus_LV_1099-5_0_4_node_100 | 0.4 | n |  | TRUE
52 | bus_LV_1099-5_0_4_node_72 | 0.4 | n |  | TRUE
53 | bus_LV_1099-5_0_4_node_38 | 0.4 | n |  | TRUE
54 | bus_LV_1099-5_0_4_node_63 | 0.4 | n |  | TRUE
55 | bus_LV_1099-5_0_4_node_41 | 0.4 | n |  | TRUE
56 | bus_LV_1099-5_0_4_node_42 | 0.4 | n |  | TRUE
57 | bus_LV_1099-5_0_4_node_49 | 0.4 | n |  | TRUE
58 | bus_LV_1099-5_0_4_node_50 | 0.4 | n |  | TRUE
59 | bus_LV_1099-5_0_4_node_96 | 0.4 | n |  | TRUE
60 | bus_LV_1099-5_0_4_node_48 | 0.4 | n |  | TRUE
61 | bus_LV_1099-5_0_4_node_46 | 0.4 | n |  | TRUE
62 | bus_LV_1099-5_0_4_node_47 | 0.4 | n |  | TRUE
63 | bus_LV_1099-5_0_4_node_59 | 0.4 | n |  | TRUE
64 | bus_LV_1099-5_0_4_node_64 | 0.4 | n |  | TRUE
65 | bus_LV_1099-5_0_4_node_58 | 0.4 | n |  | TRUE
66 | bus_LV_1099-5_0_4_node_66 | 0.4 | n |  | TRUE
67 | bus_LV_1099-5_0_4_node_67 | 0.4 | n |  | TRUE
68 | bus_LV_1099-5_0_4_node_68 | 0.4 | n |  | TRUE
69 | bus_LV_1099-5_0_4_node_69 | 0.4 | n |  | TRUE
70 | bus_LV_1099-5_0_4_node_70 | 0.4 | n |  | TRUE
71 | bus_LV_1099-5_0_4_node_85 | 0.4 | n |  | TRUE
72 | bus_LV_1099-5_0_4_node_102 | 0.4 | n |  | TRUE
73 | bus_LV_1099-5_0_4_node_86 | 0.4 | n |  | TRUE
74 | bus_LV_1099-5_0_4_node_92 | 0.4 | n |  | TRUE
75 | bus_LV_1099-5_0_4_node_93 | 0.4 | n |  | TRUE
76 | bus_LV_1099-5_0_4_node_94 | 0.4 | n |  | TRUE
77 | bus_LV_1099-5_0_4_node_95 | 0.4 | n |  | TRUE
78 | bus_LV_1099-5_0_4_node_97 | 0.4 | n |  | TRUE
79 | bus_LV_1099-5_0_4_node_54 | 0.4 | n |  | TRUE
80 | bus_LV_1099-5_0_4_node_55 | 0.4 | n |  | TRUE
81 | bus_LV_1099-5_0_4_node_56 | 0.4 | n |  | TRUE
82 | bus_LV_1099-5_0_4_node_57 | 0.4 | n |  | TRUE
83 | bus_LV_1099-5_0_4_node_74 | 0.4 | n |  | TRUE
84 | bus_LV_1099-5_0_4_node_83 | 0.4 | n |  | TRUE
85 | bus_LV_1099-5_0_4_node_87 | 0.4 | n |  | TRUE
86 | bus_LV_1099-5_0_4_node_84 | 0.4 | n |  | TRUE
87 | bus_LV_1099-5_0_4_node_75 | 0.4 | n |  | TRUE
88 | bus_LV_1099-5_0_4_node_76 | 0.4 | n |  | TRUE
89 | bus_LV_1099-5_0_4_node_77 | 0.4 | n |  | TRUE
90 | bus_LV_1099-5_0_4_node_91 | 0.4 | n |  | TRUE
91 | bus_LV_1099-5_0_4_node_88 | 0.4 | n |  | TRUE
92 | bus_LV_1099-5_0_4_node_98 | 0.4 | n |  | TRUE
93 | bus_LV_1099-5_0_4_node_89 | 0.4 | n |  | TRUE
94 | bus_LV_1099-5_0_4_node_78 | 0.4 | n |  | TRUE
95 | bus_LV_1099-5_0_4_node_79 | 0.4 | n |  | TRUE
96 | bus_LV_1099-5_0_4_node_80 | 0.4 | n |  | TRUE
97 | bus_LV_1099-5_0_4_node_81 | 0.4 | n |  | TRUE
98 | bus_LV_1099-5_0_4_node_82 | 0.4 | n |  | TRUE
99 | bus_LV_1099-5_0_4_node_90 | 0.4 | n |  | TRUE
100 | bus_LV_1099-5_0_4_node_101 | 0.4 | n |  | TRUE
101 | bus_LV_1099-5_0_4_node_104 | 0.4 | n |  | TRUE
102 | bus_LV_1099-5_0_4_node_99 | 0.4 | n |  | TRUE
103 | bus_LV_1099-5_0_4_node_117 | 0.4 | n |  | TRUE
104 | bus_LV_1099-5_0_4_node_125 | 0.4 | n |  | TRUE
105 | bus_LV_1099-5_0_4_node_131 | 0.4 | n |  | TRUE
106 | bus_LV_1099-5_0_4_node_124 | 0.4 | n |  | TRUE
107 | bus_LV_1099-5_0_4_node_115 | 0.4 | n |  | TRUE
108 | bus_LV_1099-5_0_4_node_116 | 0.4 | n |  | TRUE
109 | bus_LV_1099-5_0_4_node_103 | 0.4 | n |  | TRUE
110 | bus_LV_1099-5_0_4_node_105 | 0.4 | n |  | TRUE
111 | bus_LV_1099-5_0_4_node_106 | 0.4 | n |  | TRUE
112 | bus_LV_1099-5_0_4_node_113 | 0.4 | n |  | TRUE
113 | bus_LV_1099-5_0_4_node_114 | 0.4 | n |  | TRUE
114 | bus_LV_1099-5_0_4_node_107 | 0.4 | n |  | TRUE
115 | bus_LV_1099-5_0_4_node_108 | 0.4 | n |  | TRUE
116 | bus_LV_1099-5_0_4_node_109 | 0.4 | n |  | TRUE
117 | bus_LV_1099-5_0_4_node_110 | 0.4 | n |  | TRUE
118 | bus_LV_1099-5_0_4_node_112 | 0.4 | n |  | TRUE
119 | bus_LV_1099-5_0_4_node_121 | 0.4 | n |  | TRUE
120 | bus_LV_1099-5_0_4_node_123 | 0.4 | n |  | TRUE
121 | bus_LV_1099-5_0_4_node_128 | 0.4 | n |  | TRUE
122 | bus_LV_1099-5_0_4_node_122 | 0.4 | n |  | TRUE
123 | bus_LV_1099-5_0_4_node_129 | 0.4 | n |  | TRUE
124 | bus_LV_1099-5_0_4_node_132 | 0.4 | n |  | TRUE
125 | bus_LV_1099-5_0_4_node_130 | 0.4 | n |  | TRUE
126 | bus_MV_473_0_node_77 | 20 | n |  | TRUE

## load
| name | bus | p_mw | q_mvar | const_z_percent | const_i_percent | sn_mva | scaling | in_service | type
0 | LV_1099-5_0_4_load_0 | 0 | 0.0036723 | 0.00092035 | 0 | 0 |  | 1 | TRUE | wye
1 | LV_1099-5_0_4_load_1 | 1 | 0.0036106 | 0.0009049 | 0 | 0 |  | 1 | TRUE | wye
2 | LV_1099-5_0_4_load_3 | 3 | 0.0022687 | 0.00056859 | 0 | 0 |  | 1 | TRUE | wye
3 | LV_1099-5_0_4_load_5 | 5 | 0.0033562 | 0.00084114 | 0 | 0 |  | 1 | TRUE | wye
4 | LV_1099-5_0_4_load_119 | 6 | 0.0030441 | 0.00076293 | 0 | 0 |  | 1 | TRUE | wye
5 | LV_1099-5_0_4_load_118 | 7 | 0.0023013 | 0.00057676 | 0 | 0 |  | 1 | TRUE | wye
6 | LV_1099-5_0_4_load_120 | 8 | 0.012794 | 0.0032064 | 0 | 0 |  | 1 | TRUE | wye
7 | LV_1099-5_0_4_load_111 | 9 | 0.0022792 | 0.00057123 | 0 | 0 |  | 1 | TRUE | wye
8 | LV_1099-5_0_4_load_6 | 10 | 0.0010754 | 0.00026953 | 0 | 0 |  | 1 | TRUE | wye
9 | LV_1099-5_0_4_load_7 | 11 | 0.0012088 | 0.00030296 | 0 | 0 |  | 1 | TRUE | wye
10 | LV_1099-5_0_4_load_8 | 12 | 0.00010527 | 2.6383e-05 | 0 | 0 |  | 1 | TRUE | wye
11 | LV_1099-5_0_4_load_51 | 16 | 0.00038517 | 9.6532e-05 | 0 | 0 |  | 1 | TRUE | wye
12 | LV_1099-5_0_4_load_13 | 17 | 0.0005366 | 0.00013449 | 0 | 0 |  | 1 | TRUE | wye
13 | LV_1099-5_0_4_load_10 | 18 | 0.0002462 | 6.1704e-05 | 0 | 0 |  | 1 | TRUE | wye
14 | LV_1099-5_0_4_load_31 | 19 | 0.0001461 | 3.6617e-05 | 0 | 0 |  | 1 | TRUE | wye
15 | LV_1099-5_0_4_load_30 | 21 | 0.00071571 | 0.00017938 | 0 | 0 |  | 1 | TRUE | wye
16 | LV_1099-5_0_4_load_53 | 22 | 0.00063671 | 0.00015958 | 0 | 0 |  | 1 | TRUE | wye
17 | LV_1099-5_0_4_load_17 | 23 | 8.0952e-05 | 2.0289e-05 | 0 | 0 |  | 1 | TRUE | wye
18 | LV_1099-5_0_4_load_18 | 24 | 0.0001664 | 4.1703e-05 | 0 | 0 |  | 1 | TRUE | wye
19 | LV_1099-5_0_4_load_52 | 25 | 0.00015352 | 3.8477e-05 | 0 | 0 |  | 1 | TRUE | wye
20 | LV_1099-5_0_4_load_20 | 26 | 0.00027558 | 6.9067e-05 | 0 | 0 |  | 1 | TRUE | wye
21 | LV_1099-5_0_4_load_40 | 27 | 0.00018926 | 4.7433e-05 | 0 | 0 |  | 1 | TRUE | wye
22 | LV_1099-5_0_4_load_21 | 28 | 0.0020986 | 0.00052595 | 0 | 0 |  | 1 | TRUE | wye
23 | LV_1099-5_0_4_load_22 | 29 | 0.0013838 | 0.00034682 | 0 | 0 |  | 1 | TRUE | wye
24 | LV_1099-5_0_4_load_25 | 32 | 0.0013578 | 0.00034029 | 0 | 0 |  | 1 | TRUE | wye
25 | LV_1099-5_0_4_load_27 | 33 | 0.0077619 | 0.0019453 | 0 | 0 |  | 1 | TRUE | wye
26 | LV_1099-5_0_4_load_62 | 34 | 0.0014603 | 0.00036598 | 0 | 0 |  | 1 | TRUE | wye
27 | LV_1099-5_0_4_load_45 | 35 | 0.0016291 | 0.00040829 | 0 | 0 |  | 1 | TRUE | wye
28 | LV_1099-5_0_4_load_28 | 36 | 0.001347 | 0.0003376 | 0 | 0 |  | 1 | TRUE | wye
29 | LV_1099-5_0_4_load_60 | 37 | 0.0037627 | 0.00094303 | 0 | 0 |  | 1 | TRUE | wye
30 | LV_1099-5_0_4_load_44 | 39 | 0.0038276 | 0.00095928 | 0 | 0 |  | 1 | TRUE | wye
31 | LV_1099-5_0_4_load_43 | 40 | 0.0032486 | 0.00081418 | 0 | 0 |  | 1 | TRUE | wye
32 | LV_1099-5_0_4_load_39 | 42 | 0.0011994 | 0.00030059 | 0 | 0 |  | 1 | TRUE | wye
33 | LV_1099-5_0_4_load_36 | 43 | 0.0046962 | 0.001177 | 0 | 0 |  | 1 | TRUE | wye
34 | LV_1099-5_0_4_load_34 | 44 | 0.0071862 | 0.001801 | 0 | 0 |  | 1 | TRUE | wye
35 | LV_1099-5_0_4_load_37 | 45 | 0.0042311 | 0.0010604 | 0 | 0 |  | 1 | TRUE | wye
36 | LV_1099-5_0_4_load_32 | 46 | 0.00035716 | 8.9513e-05 | 0 | 0 |  | 1 | TRUE | wye
37 | LV_1099-5_0_4_load_71 | 49 | 0.0048831 | 0.0012238 | 0 | 0 |  | 1 | TRUE | wye
38 | LV_1099-5_0_4_load_100 | 51 | 0.0079516 | 0.0019929 | 0 | 0 |  | 1 | TRUE | wye
39 | LV_1099-5_0_4_load_63 | 54 | 0.0024211 | 0.00060679 | 0 | 0 |  | 1 | TRUE | wye
40 | LV_1099-5_0_4_load_41 | 55 | 6.1841e-05 | 1.5499e-05 | 0 | 0 |  | 1 | TRUE | wye
41 | LV_1099-5_0_4_load_42 | 56 | 0.00074673 | 0.00018715 | 0 | 0 |  | 1 | TRUE | wye
42 | LV_1099-5_0_4_load_49 | 57 | 7.7032e-05 | 1.9306e-05 | 0 | 0 |  | 1 | TRUE | wye
43 | LV_1099-5_0_4_load_50 | 58 | 0.00030554 | 7.6576e-05 | 0 | 0 |  | 1 | TRUE | wye
44 | LV_1099-5_0_4_load_48 | 60 | 0.0002195 | 5.5013e-05 | 0 | 0 |  | 1 | TRUE | wye
45 | LV_1099-5_0_4_load_46 | 61 | 0.00015081 | 3.7796e-05 | 0 | 0 |  | 1 | TRUE | wye
46 | LV_1099-5_0_4_load_47 | 62 | 0.00069914 | 0.00017522 | 0 | 0 |  | 1 | TRUE | wye
47 | LV_1099-5_0_4_load_59 | 63 | 0.00035186 | 8.8185e-05 | 0 | 0 |  | 1 | TRUE | wye
48 | LV_1099-5_0_4_load_64 | 64 | 0.0047074 | 0.0011798 | 0 | 0 |  | 1 | TRUE | wye
49 | LV_1099-5_0_4_load_58 | 65 | 0.0011553 | 0.00028954 | 0 | 0 |  | 1 | TRUE | wye
50 | LV_1099-5_0_4_load_66 | 66 | 0.00026197 | 6.5657e-05 | 0 | 0 |  | 1 | TRUE | wye
51 | LV_1099-5_0_4_load_67 | 67 | 0.00012446 | 3.1193e-05 | 0 | 0 |  | 1 | TRUE | wye
52 | LV_1099-5_0_4_load_68 | 68 | 0.00019171 | 4.8046e-05 | 0 | 0 |  | 1 | TRUE | wye
53 | LV_1099-5_0_4_load_69 | 69 | 6.7379e-05 | 1.6887e-05 | 0 | 0 |  | 1 | TRUE | wye
54 | LV_1099-5_0_4_load_85 | 71 | 0.0007024 | 0.00017604 | 0 | 0 |  | 1 | TRUE | wye
55 | LV_1099-5_0_4_load_102 | 72 | 0.00012677 | 3.1772e-05 | 0 | 0 |  | 1 | TRUE | wye
56 | LV_1099-5_0_4_load_86 | 73 | 0.00015974 | 4.0035e-05 | 0 | 0 |  | 1 | TRUE | wye
57 | LV_1099-5_0_4_load_92 | 74 | 0.00051718 | 0.00012962 | 0 | 0 |  | 1 | TRUE | wye
58 | LV_1099-5_0_4_load_94 | 76 | 0.00096562 | 0.00024201 | 0 | 0 |  | 1 | TRUE | wye
59 | LV_1099-5_0_4_load_95 | 77 | 0.00026109 | 6.5435e-05 | 0 | 0 |  | 1 | TRUE | wye
60 | LV_1099-5_0_4_load_97 | 78 | 0.00011942 | 2.9929e-05 | 0 | 0 |  | 1 | TRUE | wye
61 | LV_1099-5_0_4_load_54 | 79 | 0.00085961 | 0.00021544 | 0 | 0 |  | 1 | TRUE | wye
62 | LV_1099-5_0_4_load_55 | 80 | 0.003569 | 0.00089447 | 0 | 0 |  | 1 | TRUE | wye
63 | LV_1099-5_0_4_load_56 | 81 | 0.00039633 | 9.933e-05 | 0 | 0 |  | 1 | TRUE | wye
64 | LV_1099-5_0_4_load_74 | 83 | 0.0022914 | 0.00057427 | 0 | 0 |  | 1 | TRUE | wye
65 | LV_1099-5_0_4_load_83 | 84 | 0.0047663 | 0.0011946 | 0 | 0 |  | 1 | TRUE | wye
66 | LV_1099-5_0_4_load_84 | 86 | 0.0023116 | 0.00057934 | 0 | 0 |  | 1 | TRUE | wye
67 | LV_1099-5_0_4_load_75 | 87 | 0.0031606 | 0.00079211 | 0 | 0 |  | 1 | TRUE | wye
68 | LV_1099-5_0_4_load_76 | 88 | 0.0028864 | 0.0007234 | 0 | 0 |  | 1 | TRUE | wye
69 | LV_1099-5_0_4_load_91 | 90 | 0.0041293 | 0.0010349 | 0 | 0 |  | 1 | TRUE | wye
70 | LV_1099-5_0_4_load_88 | 91 | 0.0075533 | 0.001893 | 0 | 0 |  | 1 | TRUE | wye
71 | LV_1099-5_0_4_load_98 | 92 | 0.0040667 | 0.0010192 | 0 | 0 |  | 1 | TRUE | wye
72 | LV_1099-5_0_4_load_78 | 94 | 0.0039596 | 0.00099236 | 0 | 0 |  | 1 | TRUE | wye
73 | LV_1099-5_0_4_load_79 | 95 | 0.01027 | 0.002574 | 0 | 0 |  | 1 | TRUE | wye
74 | LV_1099-5_0_4_load_80 | 96 | 0.0052408 | 0.0013135 | 0 | 0 |  | 1 | TRUE | wye
75 | LV_1099-5_0_4_load_81 | 97 | 0.005171 | 0.001296 | 0 | 0 |  | 1 | TRUE | wye
76 | LV_1099-5_0_4_load_82 | 98 | 0.0040026 | 0.0010031 | 0 | 0 |  | 1 | TRUE | wye
77 | LV_1099-5_0_4_load_90 | 99 | 0.0025276 | 0.00063347 | 0 | 0 |  | 1 | TRUE | wye
78 | LV_1099-5_0_4_load_101 | 100 | 0.0089918 | 0.0022535 | 0 | 0 |  | 1 | TRUE | wye
79 | LV_1099-5_0_4_load_104 | 101 | 0.0041368 | 0.0010368 | 0 | 0 |  | 1 | TRUE | wye
80 | LV_1099-5_0_4_load_117 | 103 | 0.003091 | 0.00077467 | 0 | 0 |  | 1 | TRUE | wye
81 | LV_1099-5_0_4_load_124 | 106 | 0.0036782 | 0.00092185 | 0 | 0 |  | 1 | TRUE | wye
82 | LV_1099-5_0_4_load_103 | 109 | 0.0023853 | 0.00059782 | 0 | 0 |  | 1 | TRUE | wye
83 | LV_1099-5_0_4_load_105 | 110 | 0.0031437 | 0.00078789 | 0 | 0 |  | 1 | TRUE | wye
84 | LV_1099-5_0_4_load_106 | 111 | 0.0023769 | 0.0005957 | 0 | 0 |  | 1 | TRUE | wye
85 | LV_1099-5_0_4_load_113 | 112 | 0.0037312 | 0.00093514 | 0 | 0 |  | 1 | TRUE | wye
86 | LV_1099-5_0_4_load_114 | 113 | 0.0023487 | 0.00058863 | 0 | 0 |  | 1 | TRUE | wye
87 | LV_1099-5_0_4_load_107 | 114 | 0.0024293 | 0.00060885 | 0 | 0 |  | 1 | TRUE | wye
88 | LV_1099-5_0_4_load_108 | 115 | 0.0019114 | 0.00047905 | 0 | 0 |  | 1 | TRUE | wye
89 | LV_1099-5_0_4_load_109 | 116 | 0.0021101 | 0.00052884 | 0 | 0 |  | 1 | TRUE | wye
90 | LV_1099-5_0_4_load_110 | 117 | 0.0020276 | 0.00050815 | 0 | 0 |  | 1 | TRUE | wye
91 | LV_1099-5_0_4_load_112 | 118 | 0.0045822 | 0.0011484 | 0 | 0 |  | 1 | TRUE | wye
92 | LV_1099-5_0_4_load_123 | 120 | 0.011501 | 0.0028824 | 0 | 0 |  | 1 | TRUE | wye
93 | LV_1099-5_0_4_load_128 | 121 | 0.0010546 | 0.00026432 | 0 | 0 |  | 1 | TRUE | wye
94 | LV_1099-5_0_4_load_122 | 122 | 0.001911 | 0.00047893 | 0 | 0 |  | 1 | TRUE | wye
95 | LV_1099-5_0_4_load_129 | 123 | 0.0010536 | 0.00026407 | 0 | 0 |  | 1 | TRUE | wye
96 | LV_1099-5_0_4_load_132 | 124 | 0.0039579 | 0.00099194 | 0 | 0 |  | 1 | TRUE | wye
97 | LV_1099-5_0_4_load_130 | 125 | 0.0095634 | 0.0023968 | 0 | 0 |  | 1 | TRUE | wye

## ext_grid
| name | bus | vm_pu | va_degree | slack_weight | in_service
0 |  | 49 | 1 | 0 | 1 | TRUE

## line
| name | std_type | from_bus | to_bus | length_km | r_ohm_per_km | x_ohm_per_km | c_nf_per_km | g_us_per_km | max_i_ka | df | parallel | type | in_service
0 | LV_1099-5_0_4_line_0 |  | 0 | 1 | 0.017328 | 0.125 | 0.08 | 261 | 0 | 0.364 | 1 | 1 | cs | TRUE
1 | LV_1099-5_0_4_line_1 |  | 0 | 2 | 0.17472 | 0.125 | 0.08 | 261 | 0 | 0.364 | 1 | 1 | cs | TRUE
2 | LV_1099-5_0_4_line_2 |  | 1 | 3 | 0.023559 | 0.125 | 0.08 | 261 | 0 | 0.364 | 1 | 1 | cs | TRUE
3 | LV_1099-5_0_4_line_3 |  | 2 | 4 | 0.021468 | 0.125 | 0.08 | 261 | 0 | 0.364 | 1 | 1 | cs | TRUE
4 | LV_1099-5_0_4_line_4 |  | 3 | 5 | 0.027355 | 0.125 | 0.08 | 261 | 0 | 0.364 | 1 | 1 | cs | TRUE
5 | LV_1099-5_0_4_line_5 |  | 4 | 6 | 0.18801 | 0.125 | 0.08 | 261 | 0 | 0.364 | 1 | 1 | cs | TRUE
6 | LV_1099-5_0_4_line_6 |  | 5 | 7 | 0.024109 | 0.125 | 0.08 | 261 | 0 | 0.364 | 1 | 1 | cs | TRUE
7 | LV_1099-5_0_4_line_7 |  | 6 | 8 | 0.0036877 | 0.125 | 0.08 | 261 | 0 | 0.364 | 1 | 1 | cs | TRUE
8 | LV_1099-5_0_4_line_8 |  | 7 | 9 | 0.011185 | 0.125 | 0.08 | 261 | 0 | 0.364 | 1 | 1 | cs | TRUE
9 | LV_1099-5_0_4_line_9 |  | 8 | 119 | 0.035567 | 0.125 | 0.08 | 261 | 0 | 0.364 | 1 | 1 | cs | TRUE
10 | LV_1099-5_0_4_line_10 |  | 9 | 116 | 0.010368 | 0.125 | 0.08 | 261 | 0 | 0.364 | 1 | 1 | cs | TRUE
11 | LV_1099-5_0_4_line_11 |  | 10 | 11 | 0.001405 | 0.125 | 0.08 | 261 | 0 | 0.364 | 1 | 1 | cs | TRUE
12 | LV_1099-5_0_4_line_12 |  | 11 | 12 | 0.028917 | 0.125 | 0.08 | 261 | 0 | 0.364 | 1 | 1 | cs | TRUE
13 | LV_1099-5_0_4_line_13 |  | 12 | 13 | 0.020198 | 0.125 | 0.08 | 261 | 0 | 0.364 | 1 | 1 | cs | TRUE
14 | LV_1099-5_0_4_line_14 |  | 13 | 14 | 0.073134 | 0.125 | 0.08 | 261 | 0 | 0.364 | 1 | 1 | cs | TRUE
15 | LV_1099-5_0_4_line_15 |  | 13 | 15 | 0.00768 | 0.125 | 0.08 | 261 | 0 | 0.364 | 1 | 1 | cs | TRUE
16 | LV_1099-5_0_4_line_16 |  | 14 | 16 | 0.036146 | 0.125 | 0.08 | 261 | 0 | 0.364 | 1 | 1 | cs | TRUE
17 | LV_1099-5_0_4_line_17 |  | 15 | 17 | 0.043584 | 0.125 | 0.08 | 261 | 0 | 0.364 | 1 | 1 | cs | TRUE
18 | LV_1099-5_0_4_line_18 |  | 15 | 18 | 0.016826 | 0.125 | 0.08 | 261 | 0 | 0.364 | 1 | 1 | cs | TRUE
19 | LV_1099-5_0_4_line_19 |  | 16 | 25 | 0.024936 | 0.125 | 0.08 | 261 | 0 | 0.364 | 1 | 1 | cs | TRUE
20 | LV_1099-5_0_4_line_20 |  | 17 | 19 | 0.0037039 | 0.125 | 0.08 | 261 | 0 | 0.364 | 1 | 1 | cs | TRUE
21 | LV_1099-5_0_4_line_21 |  | 19 | 21 | 0.042749 | 0.125 | 0.08 | 261 | 0 | 0.364 | 1 | 1 | cs | TRUE
22 | LV_1099-5_0_4_line_22 |  | 20 | 21 | 0.14685 | 0.125 | 0.08 | 261 | 0 | 0.364 | 1 | 1 | cs | TRUE
23 | LV_1099-5_0_4_line_23 |  | 20 | 22 | 0.2995 | 0.125 | 0.08 | 261 | 0 | 0.364 | 1 | 1 | cs | TRUE
24 | LV_1099-5_0_4_line_24 |  | 22 | 26 | 0.010608 | 0.125 | 0.08 | 261 | 0 | 0.364 | 1 | 1 | cs | TRUE
25 | LV_1099-5_0_4_line_25 |  | 22 | 27 | 0.19515 | 0.125 | 0.08 | 261 | 0 | 0.364 | 1 | 1 | cs | TRUE
26 | LV_1099-5_0_4_line_26 |  | 23 | 24 | 0.014797 | 0.125 | 0.08 | 261 | 0 | 0.364 | 1 | 1 | cs | TRUE
27 | LV_1099-5_0_4_line_27 |  | 24 | 26 | 0.012183 | 0.125 | 0.08 | 261 | 0 | 0.364 | 1 | 1 | cs | TRUE
28 | LV_1099-5_0_4_line_28 |  | 27 | 55 | 0.0050422 | 0.125 | 0.08 | 261 | 0 | 0.364 | 1 | 1 | cs | TRUE
29 | LV_1099-5_0_4_line_29 |  | 28 | 29 | 0.064671 | 0.125 | 0.08 | 261 | 0 | 0.364 | 1 | 1 | cs | TRUE
30 | LV_1099-5_0_4_line_30 |  | 28 | 30 | 0.040395 | 0.125 | 0.08 | 261 | 0 | 0.364 | 1 | 1 | cs | TRUE
31 | LV_1099-5_0_4_line_31 |  | 29 | 31 | 0.032522 | 0.125 | 0.08 | 261 | 0 | 0.364 | 1 | 1 | cs | TRUE
32 | LV_1099-5_0_4_line_32 |  | 30 | 32 | 0.029944 | 0.125 | 0.08 | 261 | 0 | 0.364 | 1 | 1 | cs | TRUE
33 | LV_1099-5_0_4_line_33 |  | 31 | 33 | 0.020012 | 0.125 | 0.08 | 261 | 0 | 0.364 | 1 | 1 | cs | TRUE
34 | LV_1099-5_0_4_line_34 |  | 31 | 34 | 0.24454 | 0.125 | 0.08 | 261 | 0 | 0.364 | 1 | 1 | cs | TRUE
35 | LV_1099-5_0_4_line_35 |  | 32 | 35 | 0.021906 | 0.125 | 0.08 | 261 | 0 | 0.364 | 1 | 1 | cs | TRUE
36 | LV_1099-5_0_4_line_36 |  | 33 | 36 | 0.098299 | 0.125 | 0.08 | 261 | 0 | 0.364 | 1 | 1 | cs | TRUE
37 | LV_1099-5_0_4_line_37 |  | 34 | 38 | 0.013239 | 0.125 | 0.08 | 261 | 0 | 0.364 | 1 | 1 | cs | TRUE
38 | LV_1099-5_0_4_line_38 |  | 35 | 39 | 0.012056 | 0.125 | 0.08 | 261 | 0 | 0.364 | 1 | 1 | cs | TRUE
39 | LV_1099-5_0_4_line_39 |  | 36 | 41 | 0.0071746 | 0.125 | 0.08 | 261 | 0 | 0.364 | 1 | 1 | cs | TRUE
40 | LV_1099-5_0_4_line_40 |  | 37 | 38 | 0.019271 | 0.125 | 0.08 | 261 | 0 | 0.364 | 1 | 1 | cs | TRUE
41 | LV_1099-5_0_4_line_41 |  | 39 | 40 | 0.022069 | 0.125 | 0.08 | 261 | 0 | 0.364 | 1 | 1 | cs | TRUE
42 | LV_1099-5_0_4_line_42 |  | 41 | 42 | 0.024043 | 0.125 | 0.08 | 261 | 0 | 0.364 | 1 | 1 | cs | TRUE
43 | LV_1099-5_0_4_line_43 |  | 41 | 43 | 0.051676 | 0.125 | 0.08 | 261 | 0 | 0.364 | 1 | 1 | cs | TRUE
44 | LV_1099-5_0_4_line_44 |  | 42 | 44 | 0.012703 | 0.125 | 0.08 | 261 | 0 | 0.364 | 1 | 1 | cs | TRUE
45 | LV_1099-5_0_4_line_45 |  | 43 | 45 | 0.072321 | 0.125 | 0.08 | 261 | 0 | 0.364 | 1 | 1 | cs | TRUE
46 | LV_1099-5_0_4_line_46 |  | 44 | 47 | 0.027382 | 0.125 | 0.08 | 261 | 0 | 0.364 | 1 | 1 | cs | TRUE
47 | LV_1099-5_0_4_line_47 |  | 45 | 53 | 0.014339 | 0.125 | 0.08 | 261 | 0 | 0.364 | 1 | 1 | cs | TRUE
48 | LV_1099-5_0_4_line_48 |  | 46 | 47 | 0.062685 | 0.125 | 0.08 | 261 | 0 | 0.364 | 1 | 1 | cs | TRUE
49 | LV_1099-5_0_4_line_49 |  | 47 | 48 | 0.053063 | 0.125 | 0.08 | 261 | 0 | 0.364 | 1 | 1 | cs | TRUE
50 | LV_1099-5_0_4_line_50 |  | 48 | 49 | 0.085105 | 0.125 | 0.08 | 261 | 0 | 0.364 | 1 | 1 | cs | TRUE
51 | LV_1099-5_0_4_line_51 |  | 49 | 52 | 0.023592 | 0.125 | 0.08 | 261 | 0 | 0.364 | 1 | 3 | cs | TRUE
52 | LV_1099-5_0_4_line_52 |  | 50 | 51 | 0.011739 | 0.125 | 0.08 | 261 | 0 | 0.364 | 1 | 3 | cs | TRUE
53 | LV_1099-5_0_4_line_53 |  | 50 | 52 | 0.054962 | 0.125 | 0.08 | 261 | 0 | 0.364 | 1 | 3 | cs | TRUE
54 | LV_1099-5_0_4_line_54 |  | 51 | 85 | 0.037266 | 0.125 | 0.08 | 261 | 0 | 0.364 | 1 | 3 | cs | TRUE
55 | LV_1099-5_0_4_line_55 |  | 52 | 83 | 0.04355 | 0.125 | 0.08 | 261 | 0 | 0.364 | 1 | 1 | cs | TRUE
56 | LV_1099-5_0_4_line_56 |  | 53 | 54 | 0.035516 | 0.125 | 0.08 | 261 | 0 | 0.364 | 1 | 1 | cs | TRUE
57 | LV_1099-5_0_4_line_57 |  | 55 | 56 | 0.010471 | 0.125 | 0.08 | 261 | 0 | 0.364 | 1 | 1 | cs | TRUE
58 | LV_1099-5_0_4_line_58 |  | 56 | 57 | 0.27847 | 0.125 | 0.08 | 261 | 0 | 0.364 | 1 | 1 | cs | TRUE
59 | LV_1099-5_0_4_line_59 |  | 57 | 58 | 0.01479 | 0.125 | 0.08 | 261 | 0 | 0.364 | 1 | 1 | cs | TRUE
60 | LV_1099-5_0_4_line_60 |  | 57 | 59 | 0.35464 | 0.125 | 0.08 | 261 | 0 | 0.364 | 1 | 2 | cs | TRUE
61 | LV_1099-5_0_4_line_61 |  | 58 | 60 | 0.25304 | 0.125 | 0.08 | 261 | 0 | 0.364 | 1 | 1 | cs | TRUE
62 | LV_1099-5_0_4_line_62 |  | 59 | 78 | 0.086364 | 0.125 | 0.08 | 261 | 0 | 0.364 | 1 | 1 | cs | TRUE
63 | LV_1099-5_0_4_line_63 |  | 59 | 76 | 0.16904 | 0.125 | 0.08 | 261 | 0 | 0.364 | 1 | 3 | cs | TRUE
64 | LV_1099-5_0_4_line_64 |  | 60 | 62 | 0.0046279 | 0.125 | 0.08 | 261 | 0 | 0.364 | 1 | 1 | cs | TRUE
65 | LV_1099-5_0_4_line_65 |  | 61 | 62 | 0.0065442 | 0.125 | 0.08 | 261 | 0 | 0.364 | 1 | 1 | cs | TRUE
66 | LV_1099-5_0_4_line_66 |  | 61 | 63 | 0.19688 | 0.125 | 0.08 | 261 | 0 | 0.364 | 1 | 1 | cs | TRUE
67 | LV_1099-5_0_4_line_67 |  | 63 | 64 | 0.1225 | 0.125 | 0.08 | 261 | 0 | 0.364 | 1 | 1 | cs | TRUE
68 | LV_1099-5_0_4_line_68 |  | 63 | 65 | 0.076443 | 0.125 | 0.08 | 261 | 0 | 0.364 | 1 | 1 | cs | TRUE
69 | LV_1099-5_0_4_line_69 |  | 65 | 82 | 0.0736 | 0.125 | 0.08 | 261 | 0 | 0.364 | 1 | 1 | cs | TRUE
70 | LV_1099-5_0_4_line_70 |  | 66 | 67 | 0.00089575 | 0.125 | 0.08 | 261 | 0 | 0.364 | 1 | 1 | cs | TRUE
71 | LV_1099-5_0_4_line_71 |  | 66 | 68 | 0.021953 | 0.125 | 0.08 | 261 | 0 | 0.364 | 1 | 1 | cs | TRUE
72 | LV_1099-5_0_4_line_72 |  | 67 | 69 | 0.0011727 | 0.125 | 0.08 | 261 | 0 | 0.364 | 1 | 1 | cs | TRUE
73 | LV_1099-5_0_4_line_73 |  | 68 | 70 | 0.011893 | 0.125 | 0.08 | 261 | 0 | 0.364 | 1 | 1 | cs | TRUE
74 | LV_1099-5_0_4_line_74 |  | 69 | 71 | 0.01196 | 0.125 | 0.08 | 261 | 0 | 0.364 | 1 | 1 | cs | TRUE
75 | LV_1099-5_0_4_line_75 |  | 70 | 72 | 0.0081209 | 0.125 | 0.08 | 261 | 0 | 0.364 | 1 | 1 | cs | TRUE
76 | LV_1099-5_0_4_line_76 |  | 71 | 73 | 0.025495 | 0.125 | 0.08 | 261 | 0 | 0.364 | 1 | 1 | cs | TRUE
77 | LV_1099-5_0_4_line_77 |  | 72 | 78 | 0.0042459 | 0.125 | 0.08 | 261 | 0 | 0.364 | 1 | 1 | cs | TRUE
78 | LV_1099-5_0_4_line_78 |  | 74 | 75 | 0.025721 | 0.125 | 0.08 | 261 | 0 | 0.364 | 1 | 1 | cs | TRUE
79 | LV_1099-5_0_4_line_79 |  | 75 | 76 | 0.023885 | 0.125 | 0.08 | 261 | 0 | 0.364 | 1 | 3 | cs | TRUE
80 | LV_1099-5_0_4_line_80 |  | 75 | 77 | 0.056286 | 0.125 | 0.08 | 261 | 0 | 0.364 | 1 | 3 | cs | TRUE
81 | LV_1099-5_0_4_line_81 |  | 77 | 107 | 0.020268 | 0.125 | 0.08 | 261 | 0 | 0.364 | 1 | 3 | cs | TRUE
82 | LV_1099-5_0_4_line_82 |  | 79 | 80 | 0.0034674 | 0.125 | 0.08 | 261 | 0 | 0.364 | 1 | 1 | cs | TRUE
83 | LV_1099-5_0_4_line_83 |  | 79 | 81 | 0.018819 | 0.125 | 0.08 | 261 | 0 | 0.364 | 1 | 1 | cs | TRUE
84 | LV_1099-5_0_4_line_84 |  | 80 | 82 | 0.059411 | 0.125 | 0.08 | 261 | 0 | 0.364 | 1 | 1 | cs | TRUE
85 | LV_1099-5_0_4_line_85 |  | 83 | 84 | 0.013121 | 0.125 | 0.08 | 261 | 0 | 0.364 | 1 | 1 | cs | TRUE
86 | LV_1099-5_0_4_line_86 |  | 84 | 86 | 0.010581 | 0.125 | 0.08 | 261 | 0 | 0.364 | 1 | 1 | cs | TRUE
87 | LV_1099-5_0_4_line_87 |  | 85 | 97 | 0.023039 | 0.125 | 0.08 | 261 | 0 | 0.364 | 1 | 3 | cs | TRUE
88 | LV_1099-5_0_4_line_88 |  | 86 | 100 | 0.018756 | 0.125 | 0.08 | 261 | 0 | 0.364 | 1 | 1 | cs | TRUE
89 | LV_1099-5_0_4_line_89 |  | 87 | 88 | 0.0071408 | 0.125 | 0.08 | 261 | 0 | 0.364 | 1 | 1 | cs | TRUE
90 | LV_1099-5_0_4_line_90 |  | 88 | 89 | 0.018942 | 0.125 | 0.08 | 261 | 0 | 0.364 | 1 | 1 | cs | TRUE
91 | LV_1099-5_0_4_line_91 |  | 89 | 90 | 0.021497 | 0.125 | 0.08 | 261 | 0 | 0.364 | 1 | 3 | cs | TRUE
92 | LV_1099-5_0_4_line_92 |  | 89 | 91 | 0.011023 | 0.125 | 0.08 | 261 | 0 | 0.364 | 1 | 3 | cs | TRUE
93 | LV_1099-5_0_4_line_93 |  | 90 | 92 | 0.026239 | 0.125 | 0.08 | 261 | 0 | 0.364 | 1 | 3 | cs | TRUE
94 | LV_1099-5_0_4_line_94 |  | 91 | 93 | 0.037245 | 0.125 | 0.08 | 261 | 0 | 0.364 | 1 | 3 | cs | TRUE
95 | LV_1099-5_0_4_line_95 |  | 92 | 102 | 0.029311 | 0.125 | 0.08 | 261 | 0 | 0.364 | 1 | 3 | cs | TRUE
96 | LV_1099-5_0_4_line_96 |  | 93 | 99 | 0.024068 | 0.125 | 0.08 | 261 | 0 | 0.364 | 1 | 3 | cs | TRUE
97 | LV_1099-5_0_4_line_97 |  | 93 | 98 | 0.016167 | 0.125 | 0.08 | 261 | 0 | 0.364 | 1 | 3 | cs | TRUE
98 | LV_1099-5_0_4_line_98 |  | 94 | 95 | 0.013841 | 0.125 | 0.08 | 261 | 0 | 0.364 | 1 | 3 | cs | TRUE
99 | LV_1099-5_0_4_line_99 |  | 94 | 96 | 0.013386 | 0.125 | 0.08 | 261 | 0 | 0.364 | 1 | 3 | cs | TRUE
100 | LV_1099-5_0_4_line_100 |  | 95 | 97 | 0.0011341 | 0.125 | 0.08 | 261 | 0 | 0.364 | 1 | 3 | cs | TRUE
101 | LV_1099-5_0_4_line_101 |  | 96 | 98 | 0.028774 | 0.125 | 0.08 | 261 | 0 | 0.364 | 1 | 3 | cs | TRUE
102 | LV_1099-5_0_4_line_102 |  | 99 | 104 | 0.0068575 | 0.125 | 0.08 | 261 | 0 | 0.364 | 1 | 3 | cs | TRUE
103 | LV_1099-5_0_4_line_103 |  | 100 | 101 | 0.0056662 | 0.125 | 0.08 | 261 | 0 | 0.364 | 1 | 1 | cs | TRUE
104 | LV_1099-5_0_4_line_104 |  | 101 | 109 | 0.025892 | 0.125 | 0.08 | 261 | 0 | 0.364 | 1 | 1 | cs | TRUE
105 | LV_1099-5_0_4_line_105 |  | 102 | 103 | 0.3486 | 0.125 | 0.08 | 261 | 0 | 0.364 | 1 | 3 | cs | TRUE
106 | LV_1099-5_0_4_line_106 |  | 103 | 108 | 0.10408 | 0.125 | 0.08 | 261 | 0 | 0.364 | 1 | 3 | cs | TRUE
107 | LV_1099-5_0_4_line_107 |  | 104 | 105 | 0.014764 | 0.125 | 0.08 | 261 | 0 | 0.364 | 1 | 1 | cs | TRUE
108 | LV_1099-5_0_4_line_108 |  | 104 | 106 | 0.03082 | 0.125 | 0.08 | 261 | 0 | 0.364 | 1 | 3 | cs | TRUE
109 | LV_1099-5_0_4_line_109 |  | 105 | 124 | 0.014663 | 0.125 | 0.08 | 261 | 0 | 0.364 | 1 | 1 | cs | TRUE
110 | LV_1099-5_0_4_line_110 |  | 106 | 122 | 0.016765 | 0.125 | 0.08 | 261 | 0 | 0.364 | 1 | 3 | cs | TRUE
111 | LV_1099-5_0_4_line_111 |  | 107 | 108 | 0.17472 | 0.125 | 0.08 | 261 | 0 | 0.364 | 1 | 3 | cs | TRUE
112 | LV_1099-5_0_4_line_112 |  | 109 | 110 | 0.027388 | 0.125 | 0.08 | 261 | 0 | 0.364 | 1 | 1 | cs | TRUE
113 | LV_1099-5_0_4_line_113 |  | 110 | 111 | 0.0022432 | 0.125 | 0.08 | 261 | 0 | 0.364 | 1 | 1 | cs | TRUE
114 | LV_1099-5_0_4_line_114 |  | 111 | 112 | 0.032077 | 0.125 | 0.08 | 261 | 0 | 0.364 | 1 | 1 | cs | TRUE
115 | LV_1099-5_0_4_line_115 |  | 112 | 113 | 0.034675 | 0.125 | 0.08 | 261 | 0 | 0.364 | 1 | 1 | cs | TRUE
116 | LV_1099-5_0_4_line_116 |  | 114 | 115 | 0.0020195 | 0.125 | 0.08 | 261 | 0 | 0.364 | 1 | 1 | cs | TRUE
117 | LV_1099-5_0_4_line_117 |  | 114 | 116 | 0.030506 | 0.125 | 0.08 | 261 | 0 | 0.364 | 1 | 1 | cs | TRUE
118 | LV_1099-5_0_4_line_118 |  | 115 | 117 | 0.02235 | 0.125 | 0.08 | 261 | 0 | 0.364 | 1 | 1 | cs | TRUE
119 | LV_1099-5_0_4_line_119 |  | 117 | 118 | 0.011246 | 0.125 | 0.08 | 261 | 0 | 0.364 | 1 | 1 | cs | TRUE
120 | LV_1099-5_0_4_line_120 |  | 119 | 120 | 0.0040986 | 0.125 | 0.08 | 261 | 0 | 0.364 | 1 | 1 | cs | TRUE
121 | LV_1099-5_0_4_line_121 |  | 119 | 121 | 0.017797 | 0.125 | 0.08 | 261 | 0 | 0.364 | 1 | 1 | cs | TRUE
122 | LV_1099-5_0_4_line_122 |  | 120 | 122 | 0.028578 | 0.125 | 0.08 | 261 | 0 | 0.364 | 1 | 2 | cs | TRUE
123 | LV_1099-5_0_4_line_123 |  | 121 | 123 | 0.0007927 | 0.125 | 0.08 | 261 | 0 | 0.364 | 1 | 1 | cs | TRUE
124 | LV_1099-5_0_4_line_124 |  | 123 | 125 | 0.00097366 | 0.125 | 0.08 | 261 | 0 | 0.364 | 1 | 1 | cs | TRUE

## trafo
| name | std_type | hv_bus | lv_bus | sn_mva | vn_hv_kv | vn_lv_kv | vk_percent | vkr_percent | pfe_kw | i0_percent | shift_degree | tap_side | tap_neutral | tap_min | tap_max | tap_step_percent | tap_step_degree | tap_pos | tap_phase_shifter | parallel | df | in_service
0 | LV_1099-5_0_4_trafo_71 | 0.63 MVA 20/0.4 kV | 126 | 49 | 0.63 | 20 | 0.4 | 6 | 1.206 | 1.65 | 0.2619 | 150 | hv | 0 | -2 | 2 | 2.5 | 0 | 0 | FALSE | 1 | 1 | TRUE

## line_geodata
| x0 | y0 | x1 | y1 | x2 | y2 | x3 | y3 | x4 | y4 | x5 | y5 | x6 | y6 | x7 | y7 | x8 | y8 | x9 | y9 | x10 | y10 | x11 | y11
0 | 2652689.4536 | 1226118.2219 | 2652681.7433 | 1226122.6787 | 2652675.6202 | 1226128.4621
1 | 2652840.8014 | 1226042.2156 | 2652834.6271 | 1226041.8272 | 2652825.5722 | 1226043.1811 | 2652818.6199 | 1226045.91 | 2652811.6697 | 1226051.8187 | 2652764.3934 | 1226092.8474 | 2652753.1813 | 1226100.7085 | 2652737.9061 | 1226107.7443 | 2652727.4662 | 1226110.5758 | 2652698.4087 | 1226115.2771 | 2652689.4536 | 1226118.2219 | 2652689.4536 | 1226118.2219
2 | 2652675.6202 | 1226128.4621 | 2652675.376 | 1226128.6928 | 2652660.323 | 1226146.3771
3 | 2652840.8014 | 1226042.2156 | 2652850.8693 | 1226049.6985 | 2652856.9125 | 1226056.3118
4 | 2652660.323 | 1226146.3771 | 2652642.5921 | 1226167.2075
5 | 2652856.9125 | 1226056.3118 | 2652834.6445 | 1226071.457 | 2652822.0876 | 1226082.2079 | 2652770.7992 | 1226137.2097 | 2652757.1722 | 1226148.1513 | 2652714.7351 | 1226177.9676
6 | 2652626.9654 | 1226185.5658 | 2652642.5921 | 1226167.2075
7 | 2652714.7351 | 1226177.9676 | 2652711.7177 | 1226180.0877
8 | 2652626.9654 | 1226185.5658 | 2652619.7155 | 1226194.083
9 | 2652682.6154 | 1226200.535 | 2652711.7177 | 1226180.0877
10 | 2652612.9951 | 1226201.9782 | 2652619.7155 | 1226194.083
11 | 2651129.4104 | 1226772.7353 | 2651130.8103 | 1226772.6157
12 | 2651130.8103 | 1226772.6157 | 2651158.5595 | 1226770.2451 | 2651159.6226 | 1226770.3284
13 | 2651179.7588 | 1226771.9061 | 2651159.6226 | 1226770.3284
14 | 2651160.7657 | 1226837.1503 | 2651156.1815 | 1226836.1436 | 2651173.0995 | 1226788.3481 | 2651179.7588 | 1226771.9061
15 | 2651179.7588 | 1226771.9061 | 2651180.5902 | 1226769.534 | 2651182.2995 | 1226764.6568
16 | 2651160.7657 | 1226837.1503 | 2651172.7475 | 1226803.0483
17 | 2651182.2995 | 1226764.6568 | 2651187.9639 | 1226764.3275 | 2651192.4676 | 1226763.2433 | 2651196.5159 | 1226760.4764 | 2651219.6129 | 1226743.996
18 | 2651182.2995 | 1226764.6568 | 2651187.3268 | 1226750.2911 | 2651187.7421 | 1226748.74
19 | 2651172.7475 | 1226803.0483 | 2651172.8544 | 1226802.7438 | 2651181.6362 | 1226779.7509
20 | 2651219.6129 | 1226743.996 | 2651222.628 | 1226741.8447
21 | 2651257.4268 | 1226717.0148 | 2651222.628 | 1226741.8447
22 | 2651377.8011 | 1226632.914 | 2651304.8882 | 1226683.1499 | 2651257.4268 | 1226717.0148
23 | 2651594.9528 | 1226839.1761 | 2651377.8011 | 1226632.914
24 | 2651594.9528 | 1226839.1761 | 2651588.502 | 1226847.5973
25 | 2651594.9528 | 1226839.1761 | 2651787.7294 | 1226808.842
26 | 2651581.0935 | 1226857.2686 | 2651572.0953 | 1226869.0154
27 | 2651581.0935 | 1226857.2686 | 2651588.502 | 1226847.5973
28 | 2651787.7294 | 1226808.842 | 2651790.6454 | 1226812.9555
29 | 2652191.5967 | 1226042.6238 | 2652182.2705 | 1226038.528 | 2652173.6787 | 1226032.9047 | 2652146.5756 | 1226007.4848 | 2652140.5112 | 1226003.8726
30 | 2652103.2482 | 1225988.4492 | 2652113.4043 | 1225992.9075 | 2652136.5918 | 1226001.5381 | 2652140.5112 | 1226003.8726
31 | 2652221.1382 | 1226056.0797 | 2652214.1625 | 1226052.0048 | 2652203.6848 | 1226047.9327 | 2652191.5967 | 1226042.6238
32 | 2652103.2482 | 1225988.4492 | 2652086.1411 | 1226013.026
33 | 2652221.1382 | 1226056.0797 | 2652224.7351 | 1226059.947 | 2652232.284 | 1226072.596
34 | 2652221.1382 | 1226056.0797 | 2652388.6995 | 1225877.9738
35 | 2652072.9803 | 1226030.4717 | 2652076.5261 | 1226026.8394 | 2652086.1411 | 1226013.026
36 | 2652286.33 | 1226154.6236 | 2652252.7701 | 1226106.9222 | 2652232.284 | 1226072.596
37 | 2652388.6995 | 1225877.9738 | 2652397.0675 | 1225867.6966
38 | 2652064.5586 | 1226039.0988 | 2652072.9803 | 1226030.4717
39 | 2652288.3101 | 1226161.5016 | 2652286.5037 | 1226154.8705 | 2652286.33 | 1226154.6236
40 | 2652397.0675 | 1225867.6966 | 2652411.6973 | 1225880.2393
41 | 2652047.234 | 1226052.3214 | 2652051.3473 | 1226050.8898 | 2652062.9883 | 1226040.7074 | 2652064.5586 | 1226039.0988
42 | 2652288.3101 | 1226161.5016 | 2652295.3807 | 1226162.5199 | 2652301.9918 | 1226165.8022 | 2652307.6161 | 1226173.4808
43 | 2652288.3101 | 1226161.5016 | 2652288.2013 | 1226168.7052 | 2652283.4529 | 1226196.7032 | 2652280.3915 | 1226202.6467 | 2652274.4202 | 1226209.8905
44 | 2652314.6894 | 1226183.9479 | 2652314.2453 | 1226182.5314 | 2652307.6161 | 1226173.4808
45 | 2652274.4202 | 1226209.8905 | 2652273.3124 | 1226211.2343 | 2652228.8193 | 1226252.6809 | 2652221.3061 | 1226258.93
46 | 2652328.6947 | 1226206.3955 | 2652322.2252 | 1226201.6802 | 2652317.8212 | 1226193.9366 | 2652314.6894 | 1226183.9479
47 | 2652209.3314 | 1226266.5631 | 2652213.9761 | 1226262.4345 | 2652221.3061 | 1226258.93
48 | 2652328.6947 | 1226206.3955 | 2652334.1803 | 1226206.6439 | 2652341.9149 | 1226202.8317 | 2652362.8577 | 1226182.1696 | 2652367.3899 | 1226175.3274 | 2652370.31 | 1226164.7799
49 | 2652328.6947 | 1226206.3955 | 2652348.2292 | 1226225.1901 | 2652354.6386 | 1226228.1149 | 2652363.1671 | 1226229.6909 | 2652364.3846 | 1226232.6034 | 2652365.8269 | 1226236.6631 | 2652367.8492 | 1226238.5599
50 | 2652367.8492 | 1226238.5599 | 2652373.5286 | 1226240.0329 | 2652384.5215 | 1226238.9067 | 2652392.8473 | 1226239.3914 | 2652400.7412 | 1226243.3077 | 2652430.8582 | 1226263.6411 | 2652443.2581 | 1226271.5301
51 | 2652463.1635 | 1226284.1941 | 2652443.2581 | 1226271.5301
52 | 2652503.9877 | 1226321.1214 | 2652514.1678 | 1226326.9663
53 | 2652463.1635 | 1226284.1941 | 2652503.9877 | 1226321.1214
54 | 2652546.3922 | 1226345.5441 | 2652540.6226 | 1226343.1473 | 2652524.5003 | 1226332.8986 | 2652514.1678 | 1226326.9663
55 | 2652463.1635 | 1226284.1941 | 2652473.04 | 1226275.5757 | 2652492.8368 | 1226252.4498
56 | 2652209.3314 | 1226266.5631 | 2652201.9324 | 1226263.2517 | 2652196.4941 | 1226261.9365 | 2652191.3578 | 1226263.359 | 2652176.6874 | 1226270.8782
57 | 2651790.6454 | 1226812.9555 | 2651794.9619 | 1226819.0446 | 2651797.0417 | 1226821.2164
58 | 2651797.0417 | 1226821.2164 | 2652028.125 | 1226665.8194
59 | 2652028.125 | 1226665.8194 | 2652034.0107 | 1226657.7838 | 2652033.1674 | 1226653.0282
60 | 2652028.125 | 1226665.8194 | 2652247.538 | 1226944.433
61 | 2651813.7621 | 1226526.9702 | 2652033.1674 | 1226653.0282
62 | 2652247.538 | 1226944.433 | 2652197.0648 | 1226979.6568 | 2652184.2206 | 1226992.4077 | 2652180.3474 | 1226997.8953
63 | 2652247.538 | 1226944.433 | 2652391.1601 | 1226855.2947
64 | 2651813.7621 | 1226526.9702 | 2651809.6691 | 1226524.8103
65 | 2651803.8814 | 1226521.756 | 2651809.6691 | 1226524.8103
66 | 2651734.9144 | 1226337.3514 | 2651803.8814 | 1226521.756
67 | 2651734.9144 | 1226337.3514 | 2651649.1572 | 1226249.8701
68 | 2651777.7982 | 1226274.0704 | 2651734.9144 | 1226337.3514
69 | 2651819.0871 | 1226213.1429 | 2651777.7982 | 1226274.0704
70 | 2652170.5296 | 1227041.9393 | 2652170.4149 | 1227041.051
71 | 2652170.4149 | 1227041.051 | 2652168.6858 | 1227027.6603 | 2652169.6788 | 1227019.2674
72 | 2652170.5296 | 1227041.9393 | 2652170.6798 | 1227043.1023
73 | 2652173.216 | 1227007.9988 | 2652170.0773 | 1227015.8985 | 2652169.6788 | 1227019.2674
74 | 2652172.2114 | 1227054.964 | 2652170.6798 | 1227043.1023
75 | 2652173.216 | 1227007.9988 | 2652177.8989 | 1227001.3642
76 | 2652172.2114 | 1227054.964 | 2652175.0658 | 1227077.0694 | 2652175.3243 | 1227080.2647
77 | 2652177.8989 | 1227001.3642 | 2652180.3474 | 1226997.8953
78 | 2652411.4545 | 1226842.699 | 2652425.1543 | 1226863.6772 | 2652425.4731 | 1226864.2616
79 | 2652411.4545 | 1226842.699 | 2652391.1601 | 1226855.2947
80 | 2652411.4545 | 1226842.699 | 2652427.5712 | 1226834.5247 | 2652462.037 | 1226818.0173
81 | 2652480.3162 | 1226809.2625 | 2652462.037 | 1226818.0173
82 | 2651844.3854 | 1226270.6087 | 2651842.5834 | 1226267.6463
83 | 2651844.3854 | 1226270.6087 | 2651845.5012 | 1226272.4432 | 2651851.1018 | 1226278.618 | 2651851.4435 | 1226285.5142 | 2651851.7282 | 1226286.9165
84 | 2651819.0871 | 1226213.1429 | 2651826.7191 | 1226229.7642 | 2651840.4497 | 1226264.1385 | 2651842.5834 | 1226267.6463
85 | 2652492.8368 | 1226252.4498 | 2652501.3698 | 1226242.4818
86 | 2652501.3698 | 1226242.4818 | 2652508.2506 | 1226234.444
87 | 2652546.3922 | 1226345.5441 | 2652551.2619 | 1226340.8397 | 2652564.011 | 1226330.7345
88 | 2652520.448 | 1226220.1954 | 2652508.2506 | 1226234.444
89 | 2652643.8141 | 1226317.4555 | 2652638.1472 | 1226321.8002
90 | 2652623.1147 | 1226333.3252 | 2652638.1472 | 1226321.8002
91 | 2652623.1147 | 1226333.3252 | 2652606.4055 | 1226346.8504
92 | 2652623.1147 | 1226333.3252 | 2652621.3312 | 1226322.4471
93 | 2652606.4055 | 1226346.8504 | 2652586.0109 | 1226363.3588
94 | 2652621.4559 | 1226285.2027 | 2652621.3312 | 1226322.4471
95 | 2652564.2083 | 1226382.8358 | 2652570.37 | 1226376.0193 | 2652586.0109 | 1226363.3588
96 | 2652621.4559 | 1226285.2027 | 2652622.7336 | 1226261.1685
97 | 2652621.4559 | 1226285.2027 | 2652608.7864 | 1226295.2448
98 | 2652575.7465 | 1226321.4328 | 2652564.8998 | 1226330.0301
99 | 2652575.7465 | 1226321.4328 | 2652586.2369 | 1226313.1179
100 | 2652564.8998 | 1226330.0301 | 2652564.011 | 1226330.7345
101 | 2652608.7864 | 1226295.2448 | 2652586.2369 | 1226313.1179
102 | 2652624.168 | 1226254.5074 | 2652622.8561 | 1226258.8652 | 2652622.7336 | 1226261.1685
103 | 2652524.1328 | 1226215.891 | 2652520.448 | 1226220.1954
104 | 2652540.9704 | 1226196.2218 | 2652524.1328 | 1226215.891
105 | 2652564.2083 | 1226382.8358 | 2652731.8803 | 1226688.4658
106 | 2652637.2001 | 1226731.4543 | 2652686.9211 | 1226706.3895 | 2652731.8803 | 1226688.4658
107 | 2652609.6729 | 1226256.5251 | 2652618.5618 | 1226254.191 | 2652624.168 | 1226254.5074
108 | 2652624.168 | 1226254.5074 | 2652624.9176 | 1226252.0236 | 2652629.2603 | 1226245.2244 | 2652644.7132 | 1226232.2813
109 | 2652609.6729 | 1226256.5251 | 2652603.7014 | 1226258.0955 | 2652601.1087 | 1226259.8626 | 2652599.0617 | 1226262.4906 | 2652598.4154 | 1226264.4305
110 | 2652657.5652 | 1226221.5167 | 2652644.7132 | 1226232.2813
111 | 2652480.3162 | 1226809.2625 | 2652637.2001 | 1226731.4543
112 | 2652540.9704 | 1226196.2218 | 2652548.8456 | 1226187.0223 | 2652558.7876 | 1226175.4215
113 | 2652560.2474 | 1226173.7183 | 2652558.7876 | 1226175.4215
114 | 2652560.2474 | 1226173.7183 | 2652581.121 | 1226149.362
115 | 2652608.5423 | 1226129.0053 | 2652596.6531 | 1226134.5116 | 2652587.3156 | 1226142.1339 | 2652581.121 | 1226149.362
116 | 2652593.2217 | 1226225.2081 | 2652591.9127 | 1226226.7459
117 | 2652593.2217 | 1226225.2081 | 2652612.9951 | 1226201.9782
118 | 2652577.4256 | 1226243.7654 | 2652591.9127 | 1226226.7459
119 | 2652570.1364 | 1226252.3288 | 2652577.4256 | 1226243.7654
120 | 2652682.6154 | 1226200.535 | 2652679.4734 | 1226203.1668
121 | 2652682.6154 | 1226200.535 | 2652692.6222 | 1226215.2529
122 | 2652657.5652 | 1226221.5167 | 2652679.4734 | 1226203.1668
123 | 2652693.0679 | 1226215.9084 | 2652692.6222 | 1226215.2529
124 | 2652693.6154 | 1226216.7136 | 2652693.0679 | 1226215.9084

## bus_geodata
| x | y | coords
0 | 2652689.4536 | 1226118.2219
1 | 2652675.6202 | 1226128.4621
2 | 2652840.8014 | 1226042.2156
3 | 2652660.323 | 1226146.3771
4 | 2652856.9125 | 1226056.3118
5 | 2652642.5921 | 1226167.2075
6 | 2652714.7351 | 1226177.9676
7 | 2652626.9654 | 1226185.5658
8 | 2652711.7177 | 1226180.0877
9 | 2652619.7155 | 1226194.083
10 | 2651129.4104 | 1226772.7353
11 | 2651130.8103 | 1226772.6157
12 | 2651159.6226 | 1226770.3284
13 | 2651179.7589 | 1226771.9061
14 | 2651160.7657 | 1226837.1503
15 | 2651182.2995 | 1226764.6568
16 | 2651172.7475 | 1226803.0483
17 | 2651219.6129 | 1226743.996
18 | 2651187.7421 | 1226748.74
19 | 2651222.628 | 1226741.8447
20 | 2651377.8011 | 1226632.914
21 | 2651257.4268 | 1226717.0148
22 | 2651594.9528 | 1226839.1761
23 | 2651572.0953 | 1226869.0154
24 | 2651581.0935 | 1226857.2686
25 | 2651181.6362 | 1226779.7509
26 | 2651588.502 | 1226847.5973
27 | 2651787.7294 | 1226808.842
28 | 2652140.5112 | 1226003.8726
29 | 2652191.5967 | 1226042.6238
30 | 2652103.2482 | 1225988.4492
31 | 2652221.1382 | 1226056.0797
32 | 2652086.1411 | 1226013.026
33 | 2652232.284 | 1226072.596
34 | 2652388.6995 | 1225877.9738
35 | 2652072.9803 | 1226030.4717
36 | 2652286.33 | 1226154.6236
37 | 2652411.6973 | 1225880.2393
38 | 2652397.0675 | 1225867.6966
39 | 2652064.5586 | 1226039.0988
40 | 2652047.234 | 1226052.3214
41 | 2652288.3101 | 1226161.5016
42 | 2652307.6161 | 1226173.4808
43 | 2652274.4202 | 1226209.8905
44 | 2652314.6894 | 1226183.9479
45 | 2652221.3061 | 1226258.93
46 | 2652370.31 | 1226164.7799
47 | 2652328.6947 | 1226206.3955
48 | 2652367.8492 | 1226238.5598
49 | 2652443.2581 | 1226271.5301
50 | 2652503.9877 | 1226321.1214
51 | 2652514.1678 | 1226326.9663
52 | 2652463.1635 | 1226284.1941
53 | 2652209.3314 | 1226266.5631
54 | 2652176.6874 | 1226270.8782
55 | 2651790.6454 | 1226812.9555
56 | 2651797.0417 | 1226821.2164
57 | 2652028.125 | 1226665.8194
58 | 2652033.1674 | 1226653.0282
59 | 2652247.538 | 1226944.433
60 | 2651813.7621 | 1226526.9702
61 | 2651803.8814 | 1226521.756
62 | 2651809.6691 | 1226524.8103
63 | 2651734.9144 | 1226337.3514
64 | 2651649.1572 | 1226249.8701
65 | 2651777.7982 | 1226274.0704
66 | 2652170.4149 | 1227041.051
67 | 2652170.5296 | 1227041.9393
68 | 2652169.6788 | 1227019.2674
69 | 2652170.6798 | 1227043.1023
70 | 2652173.216 | 1227007.9988
71 | 2652172.2114 | 1227054.964
72 | 2652177.8989 | 1227001.3642
73 | 2652175.3243 | 1227080.2647
74 | 2652425.4731 | 1226864.2616
75 | 2652411.4545 | 1226842.699
76 | 2652391.1601 | 1226855.2947
77 | 2652462.037 | 1226818.0173
78 | 2652180.3474 | 1226997.8953
79 | 2651844.3854 | 1226270.6087
80 | 2651842.5834 | 1226267.6463
81 | 2651851.7282 | 1226286.9165
82 | 2651819.0871 | 1226213.1429
83 | 2652492.8368 | 1226252.4498
84 | 2652501.3699 | 1226242.4818
85 | 2652546.3922 | 1226345.5441
86 | 2652508.2506 | 1226234.444
87 | 2652643.8141 | 1226317.4555
88 | 2652638.1472 | 1226321.8002
89 | 2652623.1147 | 1226333.3252
90 | 2652606.4055 | 1226346.8504
91 | 2652621.3312 | 1226322.4471
92 | 2652586.0109 | 1226363.3588
93 | 2652621.4559 | 1226285.2027
94 | 2652575.7465 | 1226321.4328
95 | 2652564.8998 | 1226330.0301
96 | 2652586.2369 | 1226313.1179
97 | 2652564.011 | 1226330.7345
98 | 2652608.7864 | 1226295.2448
99 | 2652622.7336 | 1226261.1685
100 | 2652520.448 | 1226220.1954
101 | 2652524.1328 | 1226215.891
102 | 2652564.2083 | 1226382.8358
103 | 2652731.8803 | 1226688.4658
104 | 2652624.168 | 1226254.5075
105 | 2652609.6729 | 1226256.5251
106 | 2652644.7132 | 1226232.2813
107 | 2652480.3162 | 1226809.2625
108 | 2652637.2001 | 1226731.4543
109 | 2652540.9704 | 1226196.2218
110 | 2652558.7877 | 1226175.4215
111 | 2652560.2474 | 1226173.7183
112 | 2652581.121 | 1226149.362
113 | 2652608.5423 | 1226129.0053
114 | 2652593.2217 | 1226225.2081
115 | 2652591.9127 | 1226226.7459
116 | 2652612.9951 | 1226201.9782
117 | 2652577.4256 | 1226243.7654
118 | 2652570.1364 | 1226252.3288
119 | 2652682.6154 | 1226200.535
120 | 2652679.4734 | 1226203.1668
121 | 2652692.6222 | 1226215.2529
122 | 2652657.5652 | 1226221.5167
123 | 2652693.0679 | 1226215.9084
124 | 2652598.4154 | 1226264.4305
125 | 2652693.6154 | 1226216.7136
126 | 2652463.1635 | 1226284.1941

## line_std_types
| c_nf_per_km | r_ohm_per_km | x_ohm_per_km | max_i_ka | type | q_mm2 | alpha | voltage_rating
NAYY 4x50 SE | 210 | 0.642 | 0.083 | 0.142 | cs | 50 | 0.00403 | LV
NAYY 4x120 SE | 264 | 0.225 | 0.08 | 0.242 | cs | 120 | 0.00403 | LV
NAYY 4x150 SE | 261 | 0.208 | 0.08 | 0.27 | cs | 150 | 0.00403 | LV
NA2XS2Y 1x95 RM/25 12/20 kV | 216 | 0.313 | 0.132 | 0.252 | cs | 95 | 0.00403 | MV
NA2XS2Y 1x185 RM/25 12/20 kV | 273 | 0.161 | 0.117 | 0.362 | cs | 185 | 0.00403 | MV
NA2XS2Y 1x240 RM/25 12/20 kV | 304 | 0.122 | 0.112 | 0.421 | cs | 240 | 0.00403 | MV
NA2XS2Y 1x95 RM/25 6/10 kV | 315 | 0.313 | 0.123 | 0.249 | cs | 95 | 0.00403 | MV
NA2XS2Y 1x185 RM/25 6/10 kV | 406 | 0.161 | 0.11 | 0.358 | cs | 185 | 0.00403 | MV
NA2XS2Y 1x240 RM/25 6/10 kV | 456 | 0.122 | 0.105 | 0.416 | cs | 240 | 0.00403 | MV
NA2XS2Y 1x150 RM/25 12/20 kV | 250 | 0.206 | 0.116 | 0.319 | cs | 150 | 0.00403 | MV
NA2XS2Y 1x120 RM/25 12/20 kV | 230 | 0.253 | 0.119 | 0.283 | cs | 120 | 0.00403 | MV
NA2XS2Y 1x70 RM/25 12/20 kV | 190 | 0.443 | 0.132 | 0.22 | cs | 70 | 0.00403 | MV
NA2XS2Y 1x150 RM/25 6/10 kV | 360 | 0.206 | 0.11 | 0.315 | cs | 150 | 0.00403 | MV
NA2XS2Y 1x120 RM/25 6/10 kV | 340 | 0.253 | 0.113 | 0.28 | cs | 120 | 0.00403 | MV
NA2XS2Y 1x70 RM/25 6/10 kV | 280 | 0.443 | 0.123 | 0.217 | cs | 70 | 0.00403 | MV
N2XS(FL)2Y 1x120 RM/35 64/110 kV | 112 | 0.153 | 0.166 | 0.366 | cs | 120 | 0.00393 | HV
N2XS(FL)2Y 1x185 RM/35 64/110 kV | 125 | 0.099 | 0.156 | 0.457 | cs | 185 | 0.00393 | HV
N2XS(FL)2Y 1x240 RM/35 64/110 kV | 135 | 0.075 | 0.149 | 0.526 | cs | 240 | 0.00393 | HV
N2XS(FL)2Y 1x300 RM/35 64/110 kV | 144 | 0.06 | 0.144 | 0.588 | cs | 300 | 0.00393 | HV
15-AL1/3-ST1A 0.4 | 11 | 1.8769 | 0.35 | 0.105 | ol | 16 | 0.00403 | LV
24-AL1/4-ST1A 0.4 | 11.25 | 1.2012 | 0.335 | 0.14 | ol | 24 | 0.00403 | LV
48-AL1/8-ST1A 0.4 | 12.2 | 0.5939 | 0.3 | 0.21 | ol | 48 | 0.00403 | LV
94-AL1/15-ST1A 0.4 | 13.2 | 0.306 | 0.29 | 0.35 | ol | 94 | 0.00403 | LV
34-AL1/6-ST1A 10.0 | 9.7 | 0.8342 | 0.36 | 0.17 | ol | 34 | 0.00403 | MV
48-AL1/8-ST1A 10.0 | 10.1 | 0.5939 | 0.35 | 0.21 | ol | 48 | 0.00403 | MV
70-AL1/11-ST1A 10.0 | 10.4 | 0.4132 | 0.339 | 0.29 | ol | 70 | 0.00403 | MV
94-AL1/15-ST1A 10.0 | 10.75 | 0.306 | 0.33 | 0.35 | ol | 94 | 0.00403 | MV
122-AL1/20-ST1A 10.0 | 11.1 | 0.2376 | 0.323 | 0.41 | ol | 122 | 0.00403 | MV
149-AL1/24-ST1A 10.0 | 11.25 | 0.194 | 0.315 | 0.47 | ol | 149 | 0.00403 | MV
34-AL1/6-ST1A 20.0 | 9.15 | 0.8342 | 0.382 | 0.17 | ol | 34 | 0.00403 | MV
48-AL1/8-ST1A 20.0 | 9.5 | 0.5939 | 0.372 | 0.21 | ol | 48 | 0.00403 | MV
70-AL1/11-ST1A 20.0 | 9.7 | 0.4132 | 0.36 | 0.29 | ol | 70 | 0.00403 | MV
94-AL1/15-ST1A 20.0 | 10 | 0.306 | 0.35 | 0.35 | ol | 94 | 0.00403 | MV
122-AL1/20-ST1A 20.0 | 10.3 | 0.2376 | 0.344 | 0.41 | ol | 122 | 0.00403 | MV
149-AL1/24-ST1A 20.0 | 10.5 | 0.194 | 0.337 | 0.47 | ol | 149 | 0.00403 | MV
184-AL1/30-ST1A 20.0 | 10.75 | 0.1571 | 0.33 | 0.535 | ol | 184 | 0.00403 | MV
243-AL1/39-ST1A 20.0 | 11 | 0.1188 | 0.32 | 0.645 | ol | 243 | 0.00403 | MV
48-AL1/8-ST1A 110.0 | 8 | 0.5939 | 0.46 | 0.21 | ol | 48 | 0.00403 | HV
70-AL1/11-ST1A 110.0 | 8.4 | 0.4132 | 0.45 | 0.29 | ol | 70 | 0.00403 | HV
94-AL1/15-ST1A 110.0 | 8.65 | 0.306 | 0.44 | 0.35 | ol | 94 | 0.00403 | HV
122-AL1/20-ST1A 110.0 | 8.5 | 0.2376 | 0.43 | 0.41 | ol | 122 | 0.00403 | HV
149-AL1/24-ST1A 110.0 | 8.75 | 0.194 | 0.41 | 0.47 | ol | 149 | 0.00403 | HV
184-AL1/30-ST1A 110.0 | 8.8 | 0.1571 | 0.4 | 0.535 | ol | 184 | 0.00403 | HV
243-AL1/39-ST1A 110.0 | 9 | 0.1188 | 0.39 | 0.645 | ol | 243 | 0.00403 | HV
305-AL1/39-ST1A 110.0 | 9.2 | 0.0949 | 0.38 | 0.74 | ol | 305 | 0.00403 | HV
490-AL1/64-ST1A 110.0 | 9.75 | 0.059 | 0.37 | 0.96 | ol | 490 | 0.00403 | HV
679-AL1/86-ST1A 110.0 | 9.95 | 0.042 | 0.36 | 1.15 | ol | 679 | 0.00403 | HV
490-AL1/64-ST1A 220.0 | 10 | 0.059 | 0.285 | 0.96 | ol | 490 | 0.00403 | HV
679-AL1/86-ST1A 220.0 | 11.7 | 0.042 | 0.275 | 1.15 | ol | 679 | 0.00403 | HV
490-AL1/64-ST1A 380.0 | 11 | 0.059 | 0.253 | 0.96 | ol | 490 | 0.00403 | HV
679-AL1/86-ST1A 380.0 | 14.6 | 0.042 | 0.25 | 1.15 | ol | 679 | 0.00403 | HV

## trafo_std_types
| i0_percent | pfe_kw | vkr_percent | sn_mva | vn_lv_kv | vn_hv_kv | vk_percent | shift_degree | vector_group | tap_side | tap_neutral | tap_min | tap_max | tap_step_degree | tap_step_percent | tap_phase_shifter
160 MVA 380/110 kV | 0.06 | 60 | 0.25 | 160 | 110 | 380 | 12.2 | 0 | Yy0 | hv | 0 | -9 | 9 | 0 | 1.5 | FALSE
100 MVA 220/110 kV | 0.06 | 55 | 0.26 | 100 | 110 | 220 | 12 | 0 | Yy0 | hv | 0 | -9 | 9 | 0 | 1.5 | FALSE
63 MVA 110/20 kV | 0.04 | 22 | 0.32 | 63 | 20 | 110 | 18 | 150 | YNd5 | hv | 0 | -9 | 9 | 0 | 1.5 | FALSE
40 MVA 110/20 kV | 0.05 | 18 | 0.34 | 40 | 20 | 110 | 16.2 | 150 | YNd5 | hv | 0 | -9 | 9 | 0 | 1.5 | FALSE
25 MVA 110/20 kV | 0.07 | 14 | 0.41 | 25 | 20 | 110 | 12 | 150 | YNd5 | hv | 0 | -9 | 9 | 0 | 1.5 | FALSE
63 MVA 110/10 kV | 0.04 | 22 | 0.32 | 63 | 10 | 110 | 18 | 150 | YNd5 | hv | 0 | -9 | 9 | 0 | 1.5 | FALSE
40 MVA 110/10 kV | 0.05 | 18 | 0.34 | 40 | 10 | 110 | 16.2 | 150 | YNd5 | hv | 0 | -9 | 9 | 0 | 1.5 | FALSE
25 MVA 110/10 kV | 0.07 | 14 | 0.41 | 25 | 10 | 110 | 12 | 150 | YNd5 | hv | 0 | -9 | 9 | 0 | 1.5 | FALSE
0.25 MVA 20/0.4 kV | 0.32 | 0.8 | 1.44 | 0.25 | 0.4 | 20 | 6 | 150 | Yzn5 | hv | 0 | -2 | 2 | 0 | 2.5 | FALSE
0.4 MVA 20/0.4 kV | 0.3375 | 1.35 | 1.425 | 0.4 | 0.4 | 20 | 6 | 150 | Dyn5 | hv | 0 | -2 | 2 | 0 | 2.5 | FALSE
0.63 MVA 20/0.4 kV | 0.2619 | 1.65 | 1.206 | 0.63 | 0.4 | 20 | 6 | 150 | Dyn5 | hv | 0 | -2 | 2 | 0 | 2.5 | FALSE
0.25 MVA 10/0.4 kV | 0.24 | 0.6 | 1.2 | 0.25 | 0.4 | 10 | 4 | 150 | Dyn5 | hv | 0 | -2 | 2 | 0 | 2.5 | FALSE
0.4 MVA 10/0.4 kV | 0.2375 | 0.95 | 1.325 | 0.4 | 0.4 | 10 | 4 | 150 | Dyn5 | hv | 0 | -2 | 2 | 0 | 2.5 | FALSE
0.63 MVA 10/0.4 kV | 0.1873 | 1.18 | 1.0794 | 0.63 | 0.4 | 10 | 4 | 150 | Dyn5 | hv | 0 | -2 | 2 | 0 | 2.5 | FALSE

## trafo3w_std_types
| sn_hv_mva | sn_mv_mva | sn_lv_mva | vn_hv_kv | vn_mv_kv | vn_lv_kv | vk_hv_percent | vk_mv_percent | vk_lv_percent | vkr_hv_percent | vkr_mv_percent | vkr_lv_percent | pfe_kw | i0_percent | shift_mv_degree | shift_lv_degree | vector_group | tap_side | tap_neutral | tap_min | tap_max | tap_step_percent
63/25/38 MVA 110/20/10 kV | 63 | 25 | 38 | 110 | 20 | 10 | 10.4 | 10.4 | 10.4 | 0.28 | 0.32 | 0.35 | 35 | 0.89 | 0 | 0 | YN0yn0yn0 | hv | 0 | -10 | 10 | 1.2
63/25/38 MVA 110/10/10 kV | 63 | 25 | 38 | 110 | 10 | 10 | 10.4 | 10.4 | 10.4 | 0.28 | 0.32 | 0.35 | 35 | 0.89 | 0 | 0 | YN0yn0yn0 | hv | 0 | -10 | 10 | 1.2

## fuse_std_types
| fuse_type | i_rated_a | t_avg | t_min | t_total | x_avg | x_min | x_total
HV 100A | HV 100A | 100 | 0 | [10.0, 3.64, 0.854, 0.281, 0.1, 0.0531, 0.022, 0.01] | [10.0, 4.267, 1.21, 0.403, 0.1, 0.058, 0.022, 0.01] | 0 | [300.0, 350.0, 450.0, 550.0, 700.0, 850.0, 1200.0, 1752.0] | [600.0, 700.0, 900.0, 1150.0, 1665.0, 2000.0, 3000.0, 4313.0]
HV 10A | HV 10A | 10 | 0 | [10.0, 1675.0, 0.344, 0.156, 0.1, 0.0417, 0.0171, 0.01] | [10.0, 1.3, 0.3, 0.155, 0.1, 0.0555, 0.023, 0.01] | 0 | [30.0, 32.0, 35.0, 37.0, 39.0, 50.0, 70.0, 88.0] | [60.0, 70.0, 80.0, 87.0, 94.0, 110.0, 150.0, 216.0]
HV 125A | HV 125A | 125 | 0 | [10.0, 1.82, 0.344, 0.1, 0.0467, 0.0269, 0.01] | [10.0, 2.478, 0.426, 0.1, 0.0427, 0.0211, 0.01] | 0 | [375.0, 500.0, 700.0, 925.0, 1200.0, 1500.0, 2341.0] | [750.0, 1000.0, 1500.0, 2200.0, 3000.0, 4000.0, 5765.0]
HV 160A | HV 160A | 160 | 0 | [10.0, 4.15, 1.03, 0.198, 0.1, 0.051, 0.0172, 0.01] | [10.0, 2.3, 0.734, 0.274, 0.1, 0.046, 0.0177, 0.01] | 0 | [480.0, 550.0, 700.0, 1000.0, 1260.0, 1600.0, 2500.0, 3227.0] | [960.0, 1300.0, 1700.0, 2200.0, 2996.0, 4000.0, 6000.0, 7946.0]
HV 16A | HV 16A | 16 | 0 | [10.0, 0.352, 0.164, 0.1, 0.0649, 0.0342, 0.01] | [10.0, 2.34, 0.722, 0.181, 0.1, 0.055, 0.0296, 0.01] | 0 | [48.0, 60.0, 65.0, 71.0, 80.0, 100.0, 162.0] | [96.0, 110.0, 125.0, 150.0, 168.0, 200.0, 250.0, 398.0]
HV 200A | HV 200A | 200 | 0 | [10.0, 4.267, 1.21, 0.403, 0.1, 0.058, 0.022, 0.01] | [10.0, 3.73, 1.654, 0.328, 0.1, 0.0531, 0.019, 0.01] | 0 | [600.0, 700.0, 900.0, 1150.0, 1665.0, 2000.0, 3000.0, 4313.0] | [1200.0, 1500.0, 1800.0, 2700.0, 3960.0, 5000.0, 7500.0, 10620.0]
HV 20A | HV 20A | 20 | 0 | [10.0, 1.3, 0.3, 0.155, 0.1, 0.0555, 0.023, 0.01] | [10.0, 1.3, 0.161, 0.1, 0.0611, 0.0399, 0.0141, 0.01] | 0 | [60.0, 70.0, 80.0, 87.0, 94.0, 110.0, 150.0, 216.0] | [120.0, 150.0, 200.0, 223.0, 260.0, 300.0, 450.0, 532.0]
HV 25A | HV 25A | 25 | 0 | [10.0, 2.512, 0.833, 0.299, 0.1, 0.0372, 0.0223, 0.01] | [10.0, 3.125, 0.597, 0.198, 0.1, 0.0378, 0.022, 0.01] | 0 | [75.0, 82.0, 90.0, 100.0, 124.0, 170.0, 200.0, 289.0] | [150.0, 170.0, 210.0, 250.0, 294.0, 400.0, 500.0, 711.0]
HV 31.5A | HV 31.5A | 31.5 | 0 | [10.0, 2.34, 0.722, 0.181, 0.1, 0.055, 0.0296, 0.01] | [10.0, 2.84, 0.368, 0.164, 0.1, 0.0621, 0.0378, 0.0195, 0.01] | 0 | [95.0, 110.0, 125.0, 150.0, 165.0, 200.0, 250.0, 390.0] | [189.0, 220.0, 300.0, 350.0, 393.0, 450.0, 530.0, 700.0, 960.0]
HV 40A | HV 40A | 40 | 0 | [10.0, 1.3, 0.161, 0.1, 0.0611, 0.0399, 0.0141, 0.01] | [10.0, 2.05, 0.369, 0.198, 0.1, 0.051, 0.0298, 0.01] | 0 | [120.0, 150.0, 200.0, 223.0, 260.0, 300.0, 450.0, 532.0] | [240.0, 300.0, 400.0, 450.0, 530.0, 650.0, 800.0, 1311.0]
HV 50A | HV 50A | 50 | 0 | [10.0, 3.215, 0.597, 0.198, 0.1, 0.0378, 0.022, 0.01] | [10.0, 3.64, 0.854, 0.281, 0.1, 0.0531, 0.022, 0.01] | 0 | [150.0, 170.0, 210.0, 250.0, 294.0, 400.0, 500.0, 711.0] | [300.0, 350.0, 450.0, 550.0, 700.0, 850.0, 1200.0, 1752.0]
HV 6.3A | HV 6.3A | 6.3 | 0 | [10.0, 1.39, 0.344, 0.168, 0.1, 0.056, 0.0263, 0.01] | [10.0, 1.711, 0.516, 0.198, 0.1, 0.0634, 0.0303, 0.01] | 0 | [19.0, 19.5, 20.4, 20.8, 22.0, 25.0, 32.0, 48.0] | [38.0, 40.0, 43.0, 48.0, 53.0, 60.0, 75.0, 118.0]
HV 63A | HV 63A | 63 | 0 | [10.0, 2.84, 0.368, 0.164, 0.1, 0.0621, 0.0378, 0.0195, 0.01] | [10.0, 1.82, 0.344, 0.1, 0.0467, 0.0269, 0.01] | 0 | [189.0, 220.0, 300.0, 350.0, 393.0, 450.0, 530.0, 700.0, 961.0] | [378.0, 500.0, 700.0, 934.0, 1200.0, 1500.0, 2366.0]
HV 80A | HV 80A | 80 | 0 | [10.0, 2.05, 0.369, 0.198, 0.1, 0.051, 0.0298, 0.01] | [10.0, 4.15, 1.03, 0.198, 0.1, 0.051, 0.0172, 0.01] | 0 | [240.0, 300.0, 400.0, 450.0, 530.0, 650.0, 800.0, 1311.0] | [480.0, 550.0, 700.0, 1000.0, 1260.0, 1600.0, 2500.0, 3227.0]
Siemens NH-1-100 | Siemens NH-1-100 | 100 | [5400.0, 2000.0, 400.0, 20.0, 1.0, 0.2, 0.012, 0.004] | 0 | 0 | [150.0, 190.0, 250.0, 430.0, 900.0, 1250.0, 2700.0, 3600.0] | 0 | 0
Siemens NH-1-125 | Siemens NH-1-125 | 125 | [4800.0, 120.0, 7.0, 0.1, 0.004] | 0 | 0 | [180.0, 400.0, 740.0, 2000.0, 4250.0] | 0 | 0
Siemens NH-1-16 | Siemens NH-1-16 | 16 | [4000.0, 400.0, 2.0, 0.1, 0.04, 0.01] | 0 | 0 | [26.0, 35.0, 75.0, 150.0, 200.0, 300.0] | 0 | 0
Siemens NH-1-160 | Siemens NH-1-160 | 160 | [4800.0, 120.0, 7.0, 0.1, 0.004] | 0 | 0 | [210.0, 500.0, 900.0, 2300.0, 5000.0] | 0 | 0
Siemens NH-1-25 | Siemens NH-1-25 | 25 | [4000.0, 1000.0, 10.0, 0.2, 0.02, 0.01] | 0 | 0 | [40.0, 50.0, 100.0, 210.0, 400.0, 500.0] | 0 | 0
Siemens NH-1-50 | Siemens NH-1-50 | 50 | [4000.0, 40.0, 4.0, 1.0, 0.02, 0.01] | 0 | 0 | [86.0, 200.0, 300.0, 400.0, 1000.0, 1280.0] | 0 | 0
Siemens NH-1-63 | Siemens NH-1-63 | 63 | [4000.0, 100.0, 10.0, 2.0, 0.04, 0.01] | 0 | 0 | [100.0, 200.0, 300.0, 400.0, 1000.0, 1500.0] | 0 | 0
Siemens NH-1-80 | Siemens NH-1-80 | 80 | [4800.0, 120.0, 7.0, 0.1, 0.01] | 0 | 0 | [150.58, 250.0, 450.0, 1150.0, 2470.0] | 0 | 0
Siemens NH-2-1000 | Siemens NH-2-1000 | 1000 | [4800.0, 120.0, 7.0, 0.1, 0.004] | 0 | 0 | [1900.0, 3500.0, 8400.0, 24000.0, 52000.0] | 0 | 0
Siemens NH-2-200 | Siemens NH-2-200 | 200 | [4800.0, 120.0, 7.0, 0.1, 0.004] | 0 | 0 | [280.0, 650.0, 1200.0, 3000.0, 7000.0] | 0 | 0
Siemens NH-2-224 | Siemens NH-2-224 | 224 | [4800.0, 120.0, 7.0, 0.2, 0.04, 0.004] | 0 | 0 | [400.0, 750.0, 1453.0, 3025.0, 4315.0, 7600.0] | 0 | 0
Siemens NH-2-250 | Siemens NH-2-250 | 250 | [4800.0, 120.0, 7.0, 0.1, 0.004] | 0 | 0 | [450.0, 800.0, 1650.0, 4000.0, 8500.0] | 0 | 0
Siemens NH-2-315 | Siemens NH-2-315 | 315 | [4800.0, 120.0, 7.0, 0.1, 0.004] | 0 | 0 | [550.0, 920.0, 1900.0, 5000.0, 11000.0] | 0 | 0
Siemens NH-2-355 | Siemens NH-2-355 | 355 | [4800.0, 120.0, 6.0, 0.1, 0.004] | 0 | 0 | [650.0, 1116.27, 2350.0, 5840.0, 12790.0] | 0 | 0
Siemens NH-2-400 | Siemens NH-2-400 | 400 | [4800.0, 120.0, 7.0, 0.1, 0.004] | 0 | 0 | [720.0, 1350.0, 2800.0, 6500.0, 15000.0] | 0 | 0
Siemens NH-2-425 | Siemens NH-2-425 | 425 | [4800.0, 120.0, 7.0, 0.1, 0.004] | 0 | 0 | [850.0, 1500.0, 3050.0, 7500.0, 16500.0] | 0 | 0
Siemens NH-2-630 | Siemens NH-2-630 | 630 | [4800.0, 120.0, 7.0, 0.1, 0.004] | 0 | 0 | [1200.0, 2000.0, 4800.0, 12000.0, 26000.0] | 0 | 0

## res_bus
| vm_pu | va_degree | p_mw | q_mvar
0 | 0.97354 | -0.51079 | 0.0036723 | 0.00092035
1 | 0.97311 | -0.51936 | 0.0036106 | 0.0009049
2 | 0.97852 | -0.41311 | 0 | 0
3 | 0.97259 | -0.52946 | 0.0022687 | 0.00056859
4 | 0.97913 | -0.40117 | 0 | 0
5 | 0.97206 | -0.54005 | 0.0033562 | 0.00084114
6 | 0.9845 | -0.29727 | 0.0030441 | 0.00076293
7 | 0.97166 | -0.5479 | 0.0023013 | 0.00057676
8 | 0.98461 | -0.29504 | 0.012794 | 0.0032064
9 | 0.9715 | -0.55106 | 0.0022792 | 0.00057123
10 | 0.97284 | -0.52658 | 0.0010754 | 0.00026953
11 | 0.97284 | -0.52655 | 0.0012088 | 0.00030296
12 | 0.9729 | -0.52534 | 0.00010527 | 2.6383e-05
13 | 0.97295 | -0.52445 | 0 | 0
14 | 0.97291 | -0.52518 | 0 | 0
15 | 0.97297 | -0.52403 | 0 | 0
16 | 0.97289 | -0.52554 | 0.00038517 | 9.6532e-05
17 | 0.9731 | -0.52148 | 0.0005366 | 0.00013449
18 | 0.97297 | -0.52411 | 0.0002462 | 6.1704e-05
19 | 0.97311 | -0.52123 | 0.0001461 | 3.6617e-05
20 | 0.97389 | -0.50581 | 0 | 0
21 | 0.97327 | -0.51819 | 0.00071571 | 0.00017938
22 | 0.97517 | -0.48057 | 0.00063671 | 0.00015958
23 | 0.97516 | -0.48075 | 8.0952e-05 | 2.0289e-05
24 | 0.97516 | -0.48072 | 0.0001664 | 4.1703e-05
25 | 0.97289 | -0.52561 | 0.00015352 | 3.8477e-05
26 | 0.97516 | -0.48067 | 0.00027558 | 6.9067e-05
27 | 0.97621 | -0.45998 | 0.00018926 | 4.7433e-05
28 | 0.98734 | -0.24375 | 0.0020986 | 0.00052595
29 | 0.98806 | -0.22969 | 0.0013838 | 0.00034682
30 | 0.98697 | -0.25102 | 0 | 0
31 | 0.98847 | -0.22182 | 0 | 0
32 | 0.98669 | -0.25641 | 0.0013578 | 0.00034029
33 | 0.98881 | -0.21512 | 0.0077619 | 0.0019453
34 | 0.98729 | -0.24466 | 0.0014603 | 0.00036598
35 | 0.98651 | -0.25983 | 0.0016291 | 0.00040829
36 | 0.99121 | -0.16871 | 0.001347 | 0.0003376
37 | 0.98718 | -0.24684 | 0.0037627 | 0.00094303
38 | 0.98725 | -0.24555 | 0 | 0
39 | 0.98644 | -0.26136 | 0.0038276 | 0.00095928
40 | 0.98637 | -0.26264 | 0.0032486 | 0.00081418
41 | 0.99139 | -0.16516 | 0 | 0
42 | 0.99226 | -0.14844 | 0.0011994 | 0.00030059
43 | 0.99085 | -0.17557 | 0.0046962 | 0.001177
44 | 0.99273 | -0.13935 | 0.0071862 | 0.001801
45 | 0.99041 | -0.18412 | 0.0042311 | 0.0010604
46 | 0.9939 | -0.1167 | 0.00035716 | 8.9513e-05
47 | 0.99392 | -0.1163 | 0 | 0
48 | 0.99626 | -0.071471 | 0 | 0
49 | 1 | 0 | -0.25511 | -0.064643
50 | 0.99573 | -0.081146 | 0 | 0
51 | 0.99513 | -0.092577 | 0.0079516 | 0.0019929
52 | 0.99853 | -0.027807 | 0 | 0
53 | 0.99038 | -0.18473 | 0 | 0
54 | 0.9903 | -0.18626 | 0.0024211 | 0.00060679
55 | 0.97623 | -0.45943 | 6.1841e-05 | 1.5499e-05
56 | 0.97629 | -0.45828 | 0.00074673 | 0.00018715
57 | 0.97804 | -0.42389 | 7.7032e-05 | 1.9306e-05
58 | 0.97787 | -0.42724 | 0.00030554 | 7.6576e-05
59 | 0.98121 | -0.36173 | 0 | 0
60 | 0.97501 | -0.48336 | 0.0002195 | 5.5013e-05
61 | 0.97489 | -0.48571 | 0.00015081 | 3.7796e-05
62 | 0.97496 | -0.48437 | 0.00069914 | 0.00017522
63 | 0.97286 | -0.5257 | 0.00035186 | 8.8185e-05
64 | 0.97232 | -0.53633 | 0.0047074 | 0.0011798
65 | 0.97244 | -0.53414 | 0.0011553 | 0.00028954
66 | 0.98101 | -0.36568 | 0.00026197 | 6.5657e-05
67 | 0.98101 | -0.36569 | 0.00012446 | 3.1193e-05
68 | 0.98104 | -0.36515 | 0.00019171 | 4.8046e-05
69 | 0.98101 | -0.36571 | 6.7379e-05 | 1.6887e-05
70 | 0.98105 | -0.36483 | 0 | 0
71 | 0.981 | -0.3659 | 0.0007024 | 0.00017604
72 | 0.98107 | -0.36461 | 0.00012677 | 3.1772e-05
73 | 0.981 | -0.36597 | 0.00015974 | 4.0035e-05
74 | 0.98246 | -0.33732 | 0.00051718 | 0.00012962
75 | 0.98247 | -0.33708 | 0 | 0
76 | 0.98231 | -0.34025 | 0.00096562 | 0.00024201
77 | 0.98287 | -0.32944 | 0.00026109 | 6.5435e-05
78 | 0.98107 | -0.36448 | 0.00011942 | 2.9929e-05
79 | 0.97183 | -0.54606 | 0.00085961 | 0.00021544
80 | 0.97184 | -0.54598 | 0.003569 | 0.00089447
81 | 0.97183 | -0.5462 | 0.00039633 | 9.933e-05
82 | 0.9721 | -0.54069 | 0 | 0
83 | 0.99709 | -0.055627 | 0.0022914 | 0.00057427
84 | 0.99668 | -0.063497 | 0.0047663 | 0.0011946
85 | 0.99332 | -0.12721 | 0 | 0
86 | 0.9964 | -0.068962 | 0.0023116 | 0.00057934
87 | 0.98834 | -0.22318 | 0.0031606 | 0.00079211
88 | 0.98836 | -0.22278 | 0.0028864 | 0.0007234
89 | 0.98846 | -0.22074 | 0 | 0
90 | 0.98824 | -0.22511 | 0.0041293 | 0.0010349
91 | 0.9886 | -0.2181 | 0.0075533 | 0.001893
92 | 0.98799 | -0.2298 | 0.0040667 | 0.0010192
93 | 0.98914 | -0.20752 | 0 | 0
94 | 0.99154 | -0.16137 | 0.0039596 | 0.00099236
95 | 0.99215 | -0.14971 | 0.01027 | 0.002574
96 | 0.99097 | -0.17235 | 0.0052408 | 0.0013135
97 | 0.9922 | -0.14869 | 0.005171 | 0.001296
98 | 0.98979 | -0.1951 | 0.0040026 | 0.0010031
99 | 0.98854 | -0.2192 | 0.0025276 | 0.00063347
100 | 0.99593 | -0.077896 | 0.0089918 | 0.0022535
101 | 0.99584 | -0.079701 | 0.0041368 | 0.0010368
102 | 0.98776 | -0.23434 | 0 | 0
103 | 0.98497 | -0.28842 | 0.003091 | 0.00077467
104 | 0.98837 | -0.22243 | 0 | 0
105 | 0.98832 | -0.22347 | 0 | 0
106 | 0.98766 | -0.23621 | 0.0036782 | 0.00092185
107 | 0.98301 | -0.32665 | 0 | 0
108 | 0.98424 | -0.30268 | 0 | 0
109 | 0.99551 | -0.086069 | 0.0023853 | 0.00059782
110 | 0.99522 | -0.09166 | 0.0031437 | 0.00078789
111 | 0.9952 | -0.091994 | 0.0023769 | 0.0005957
112 | 0.99503 | -0.095427 | 0.0037312 | 0.00093514
113 | 0.99495 | -0.096862 | 0.0023487 | 0.00058863
114 | 0.97106 | -0.55974 | 0.0024293 | 0.00060885
115 | 0.97105 | -0.56006 | 0.0019114 | 0.00047905
116 | 0.97137 | -0.55357 | 0.0021101 | 0.00052884
117 | 0.97091 | -0.56279 | 0.0020276 | 0.00050815
118 | 0.97086 | -0.56374 | 0.0045822 | 0.0011484
119 | 0.98615 | -0.26542 | 0 | 0
120 | 0.98637 | -0.26115 | 0.011501 | 0.0028824
121 | 0.98595 | -0.26914 | 0.0010546 | 0.00026432
122 | 0.98729 | -0.24336 | 0.001911 | 0.00047893
123 | 0.98595 | -0.26929 | 0.0010536 | 0.00026407
124 | 0.98826 | -0.2245 | 0.0039579 | 0.00099194
125 | 0.98594 | -0.26946 | 0.0095634 | 0.0023968
126 | 0.99998 | 149.9956 | 0 | 0

## res_line
| p_from_mw | q_from_mvar | p_to_mw | q_to_mvar | pl_mw | ql_mvar | i_from_ka | i_to_ka | i_ka | vm_from_pu | va_from_degree | vm_to_pu | va_to_degree | loading_percent
0 | 0.026924 | 0.0067643 | -0.026913 | -0.0067574 | 1.1008e-05 | 6.8298e-06 | 0.041159 | 0.041159 | 0.041159 | 0.97354 | -0.51079 | 0.97311 | -0.51936 | 11.3074
1 | -0.030597 | -0.0076846 | 0.03074 | 0.0077742 | 0.00014333 | 8.9547e-05 | 0.046772 | 0.046771 | 0.046772 | 0.97354 | -0.51079 | 0.97852 | -0.41311 | 12.8494
2 | 0.023303 | 0.0058525 | -0.023292 | -0.0058456 | 1.1221e-05 | 6.8887e-06 | 0.035638 | 0.035638 | 0.035638 | 0.97311 | -0.51936 | 0.97259 | -0.52946 | 9.7906
3 | -0.03074 | -0.0077742 | 0.030758 | 0.0077852 | 1.7611e-05 | 1.1001e-05 | 0.046771 | 0.046771 | 0.046771 | 0.97852 | -0.41311 | 0.97913 | -0.40117 | 12.8491
4 | 0.021023 | 0.005277 | -0.021012 | -0.0052706 | 1.0614e-05 | 6.4537e-06 | 0.032167 | 0.032167 | 0.032167 | 0.97259 | -0.52946 | 0.97206 | -0.54005 | 8.8371
5 | -0.030758 | -0.0077852 | 0.030912 | 0.0078815 | 0.00015422 | 9.6324e-05 | 0.046771 | 0.04677 | 0.046771 | 0.97913 | -0.40117 | 0.9845 | -0.29727 | 12.8491
6 | 0.017656 | 0.0044294 | -0.017649 | -0.0044255 | 6.605e-06 | 3.9285e-06 | 0.027029 | 0.027029 | 0.027029 | 0.97206 | -0.54005 | 0.97166 | -0.5479 | 7.4257
7 | -0.033956 | -0.0086444 | 0.03396 | 0.0086467 | 3.6494e-06 | 2.2887e-06 | 0.051371 | 0.051371 | 0.051371 | 0.9845 | -0.29727 | 0.98461 | -0.29504 | 14.1129
8 | 0.015348 | 0.0038488 | -0.015346 | -0.0038474 | 2.3174e-06 | 1.3446e-06 | 0.023505 | 0.023505 | 0.023505 | 0.97166 | -0.5479 | 0.9715 | -0.55106 | 6.4575
9 | -0.046753 | -0.011853 | 0.04682 | 0.011895 | 6.6679e-05 | 4.2222e-05 | 0.070706 | 0.070706 | 0.070706 | 0.98461 | -0.29504 | 0.98615 | -0.26542 | 19.4247
10 | 0.013067 | 0.0032762 | -0.013065 | -0.0032753 | 1.5574e-06 | 8.6839e-07 | 0.020014 | 0.020014 | 0.020014 | 0.9715 | -0.55106 | 0.97137 | -0.55357 | 5.4984
11 | -0.0010754 | -0.00026953 | 0.0010754 | 0.00026951 | 1.4257e-09 | -1.6533e-08 | 0.0016449 | 0.0016449 | 0.0016449 | 0.97284 | -0.52658 | 0.97284 | -0.52655 | 0.45191
12 | -0.0022842 | -0.00057247 | 0.0022844 | 0.0005722 | 1.3237e-07 | -2.7435e-07 | 0.0034939 | 0.0034937 | 0.0034939 | 0.97284 | -0.52655 | 0.9729 | -0.52534 | 0.95986
13 | -0.0023896 | -0.00059858 | 0.0023897 | 0.00059839 | 1.0117e-07 | -1.8608e-07 | 0.0036547 | 0.0036547 | 0.0036547 | 0.9729 | -0.52534 | 0.97295 | -0.52445 | 1.0041
14 | 0.00053872 | 0.00013336 | -0.0005387 | -0.00013426 | 1.8597e-08 | -8.9632e-07 | 0.00082331 | 0.00082364 | 0.00082364 | 0.97295 | -0.52445 | 0.97291 | -0.52518 | 0.22627
15 | -0.0029285 | -0.00073175 | 0.0029285 | 0.00073169 | 5.775e-08 | -5.8421e-08 | 0.004478 | 0.0044779 | 0.004478 | 0.97295 | -0.52445 | 0.97297 | -0.52403 | 1.2302
16 | 0.0005387 | 0.00013426 | -0.00053869 | -0.0001347 | 9.197e-09 | -4.4297e-07 | 0.00082364 | 0.0008238 | 0.0008238 | 0.97291 | -0.52518 | 0.97289 | -0.52554 | 0.22632
17 | -0.0031747 | -0.00079319 | 0.0031751 | 0.00079289 | 3.8513e-07 | -2.9488e-07 | 0.0048544 | 0.0048542 | 0.0048544 | 0.97297 | -0.52403 | 0.9731 | -0.52148 | 1.3336
18 | 0.0002462 | 6.1496e-05 | -0.0002462 | -6.1704e-05 | 8.9438e-10 | -2.084e-07 | 0.00037646 | 0.00037653 | 0.00037653 | 0.97297 | -0.52403 | 0.97297 | -0.52411 | 0.10344
19 | 0.00015352 | 3.8167e-05 | -0.00015352 | -3.8477e-05 | 5.1532e-10 | -3.0931e-07 | 0.0002347 | 0.00023481 | 0.00023481 | 0.97289 | -0.52554 | 0.97289 | -0.52561 | 0.064509
20 | -0.0037117 | -0.00092738 | 0.0037118 | 0.00092736 | 4.4728e-08 | -1.7388e-08 | 0.0056747 | 0.0056747 | 0.0056747 | 0.9731 | -0.52148 | 0.97311 | -0.52123 | 1.559
21 | -0.0038579 | -0.00096398 | 0.0038584 | 0.0009638 | 5.5767e-07 | -1.7426e-07 | 0.0058981 | 0.0058979 | 0.0058981 | 0.97311 | -0.52123 | 0.97327 | -0.51819 | 1.6204
22 | 0.0045768 | 0.0011431 | -0.0045741 | -0.0011432 | 2.6921e-06 | -1.0316e-07 | 0.0069915 | 0.0069922 | 0.0069922 | 0.97389 | -0.50581 | 0.97327 | -0.51819 | 1.9209
23 | -0.0045768 | -0.0011431 | 0.0045823 | 0.0011429 | 5.4889e-06 | -2.1867e-07 | 0.0069915 | 0.0069902 | 0.0069915 | 0.97389 | -0.50581 | 0.97517 | -0.48057 | 1.9208
24 | 0.00052293 | 0.00013059 | -0.00052293 | -0.00013072 | 2.5319e-09 | -1.3072e-07 | 0.00079778 | 0.00079783 | 0.00079783 | 0.97517 | -0.48057 | 0.97516 | -0.48067 | 0.21918
25 | -0.005742 | -0.001433 | 0.0057476 | 0.0014342 | 5.6146e-06 | 1.1561e-06 | 0.0087595 | 0.0087587 | 0.0087595 | 0.97517 | -0.48057 | 0.97621 | -0.45998 | 2.4065
26 | -8.0952e-05 | -2.0289e-05 | 8.0952e-05 | 2.0104e-05 | 8.4628e-11 | -1.8455e-07 | 0.00012353 | 0.00012346 | 0.00012353 | 0.97516 | -0.48075 | 0.97516 | -0.48072 | 0.033936
27 | -0.00024735 | -6.1807e-05 | 0.00024735 | 6.1656e-05 | 6.5051e-10 | -1.5157e-07 | 0.00037737 | 0.00037732 | 0.00037737 | 0.97516 | -0.48072 | 0.97516 | -0.48067 | 0.10367
28 | -0.0059368 | -0.0014816 | 0.005937 | 0.0014816 | 1.5477e-07 | 3.6009e-08 | 0.0090472 | 0.0090471 | 0.0090472 | 0.97621 | -0.45998 | 0.97623 | -0.45943 | 2.4855
29 | -0.01217 | -0.0030516 | 0.012178 | 0.003056 | 8.1586e-06 | 4.3938e-06 | 0.018342 | 0.018341 | 0.018342 | 0.98734 | -0.24375 | 0.98806 | -0.22969 | 5.0389
30 | 0.010071 | 0.0025257 | -0.010068 | -0.002524 | 3.4902e-06 | 1.7173e-06 | 0.015179 | 0.015179 | 0.015179 | 0.98734 | -0.24375 | 0.98697 | -0.25102 | 4.1701
31 | -0.013562 | -0.0034028 | 0.013567 | 0.0034057 | 5.0881e-06 | 2.8397e-06 | 0.020425 | 0.020425 | 0.020425 | 0.98806 | -0.22969 | 0.98847 | -0.22182 | 5.6114
32 | 0.010068 | 0.002524 | -0.010065 | -0.0025227 | 2.5873e-06 | 1.2733e-06 | 0.015179 | 0.015179 | 0.015179 | 0.98697 | -0.25102 | 0.98669 | -0.25641 | 4.1701
33 | -0.018796 | -0.004715 | 0.018802 | 0.0047186 | 6.0088e-06 | 3.589e-06 | 0.028297 | 0.028297 | 0.028297 | 0.98847 | -0.22182 | 0.98881 | -0.21512 | 7.7738
34 | 0.0052291 | 0.0013094 | -0.0052234 | -0.0013088 | 5.6825e-06 | 5.0591e-07 | 0.0078714 | 0.0078725 | 0.0078725 | 0.98847 | -0.22182 | 0.98729 | -0.24466 | 2.1628
35 | 0.0087074 | 0.0021824 | -0.008706 | -0.0021818 | 1.4166e-06 | 6.2686e-07 | 0.013132 | 0.013132 | 0.013132 | 0.98669 | -0.25641 | 0.98651 | -0.25983 | 3.6076
36 | -0.026564 | -0.0066639 | 0.026623 | 0.0067004 | 5.8911e-05 | 3.6439e-05 | 0.039977 | 0.039977 | 0.039977 | 0.98881 | -0.21512 | 0.99121 | -0.16871 | 10.9827
37 | 0.0037631 | 0.00094287 | -0.003763 | -0.00094293 | 1.597e-07 | -6.7087e-08 | 0.0056716 | 0.0056716 | 0.0056716 | 0.98729 | -0.24466 | 0.98725 | -0.24555 | 1.5581
38 | 0.0070769 | 0.0017735 | -0.0070764 | -0.0017733 | 5.1515e-07 | 1.7578e-07 | 0.010674 | 0.010674 | 0.010674 | 0.98651 | -0.25983 | 0.98644 | -0.26136 | 2.9325
39 | -0.02797 | -0.007038 | 0.027975 | 0.0070409 | 4.7457e-06 | 2.9448e-06 | 0.041999 | 0.041999 | 0.041999 | 0.99121 | -0.16871 | 0.99139 | -0.16516 | 11.5381
40 | -0.0037627 | -0.00094303 | 0.003763 | 0.00094293 | 2.3246e-07 | -9.7619e-08 | 0.0056717 | 0.0056716 | 0.0056717 | 0.98718 | -0.24684 | 0.98725 | -0.24555 | 1.5582
41 | 0.0032488 | 0.00081403 | -0.0032486 | -0.00081418 | 1.9877e-07 | -1.545e-07 | 0.0049007 | 0.0049008 | 0.0049008 | 0.98644 | -0.26136 | 0.98637 | -0.26264 | 1.3464
42 | -0.039332 | -0.0098884 | 0.039363 | 0.0099082 | 3.1433e-05 | 1.9807e-05 | 0.059045 | 0.059045 | 0.059045 | 0.99139 | -0.16516 | 0.99226 | -0.14844 | 16.2212
43 | 0.011357 | 0.0028474 | -0.011351 | -0.0028445 | 5.6312e-06 | 2.938e-06 | 0.017047 | 0.017047 | 0.017047 | 0.99139 | -0.16516 | 0.99085 | -0.17557 | 4.6832
44 | -0.040562 | -0.010209 | 0.04058 | 0.01022 | 1.7635e-05 | 1.1122e-05 | 0.060844 | 0.060844 | 0.060844 | 0.99226 | -0.14844 | 0.99273 | -0.13935 | 16.7153
45 | 0.0066552 | 0.0016675 | -0.0066525 | -0.0016667 | 2.709e-06 | 8.0266e-07 | 0.0099943 | 0.0099946 | 0.0099946 | 0.99085 | -0.17557 | 0.99041 | -0.18412 | 2.7458
46 | -0.047766 | -0.012021 | 0.047819 | 0.012054 | 5.2663e-05 | 3.335e-05 | 0.071615 | 0.071615 | 0.071615 | 0.99273 | -0.13935 | 0.99392 | -0.1163 | 19.6745
47 | 0.0024214 | 0.00060631 | -0.0024213 | -0.00060645 | 7.1157e-08 | -1.3898e-07 | 0.0036377 | 0.0036378 | 0.0036378 | 0.99041 | -0.18412 | 0.99038 | -0.18473 | 0.9994
48 | -0.00035716 | -8.9513e-05 | 0.00035717 | 8.8705e-05 | 6.7177e-09 | -8.0811e-07 | 0.00053472 | 0.00053444 | 0.00053472 | 0.9939 | -0.1167 | 0.99392 | -0.1163 | 0.1469
49 | -0.048176 | -0.012143 | 0.04828 | 0.012209 | 0.00010358 | 6.5605e-05 | 0.07215 | 0.072149 | 0.07215 | 0.99392 | -0.1163 | 0.99626 | -0.071471 | 19.8213
50 | -0.04828 | -0.012209 | 0.048446 | 0.012314 | 0.00016613 | 0.00010521 | 0.072149 | 0.072149 | 0.072149 | 0.99626 | -0.071471 | 1 | 0 | 19.8212
51 | 0.20501 | 0.052329 | -0.20474 | -0.052154 | 0.00027505 | 0.00017511 | 0.3054 | 0.3054 | 0.3054 | 1 | 0 | 0.99853 | -0.027807 | 27.9669
52 | 0.16773 | 0.04268 | -0.16764 | -0.042622 | 9.2359e-05 | 5.8652e-05 | 0.25089 | 0.25089 | 0.25089 | 0.99573 | -0.081146 | 0.99513 | -0.092577 | 22.9749
53 | -0.16773 | -0.04268 | 0.16816 | 0.042955 | 0.00043244 | 0.00027461 | 0.25089 | 0.25088 | 0.25089 | 0.99573 | -0.081146 | 0.99853 | -0.027807 | 22.9748
54 | 0.15969 | 0.040629 | -0.15942 | -0.04046 | 0.00026608 | 0.00016884 | 0.239 | 0.239 | 0.239 | 0.99513 | -0.092577 | 0.99332 | -0.12721 | 21.8861
55 | 0.036574 | 0.009199 | -0.036526 | -0.0091685 | 4.8534e-05 | 3.0493e-05 | 0.054515 | 0.054515 | 0.054515 | 0.99853 | -0.027807 | 0.99709 | -0.055627 | 14.9766
56 | 0.0024213 | 0.00060645 | -0.0024211 | -0.00060679 | 1.7626e-07 | -3.4418e-07 | 0.0036378 | 0.003638 | 0.003638 | 0.99038 | -0.18473 | 0.9903 | -0.18626 | 0.99944
57 | -0.0059988 | -0.0014971 | 0.0059992 | 0.0014972 | 3.2812e-07 | 7.9073e-08 | 0.0091414 | 0.0091413 | 0.0091414 | 0.97623 | -0.45943 | 0.97629 | -0.45828 | 2.5114
58 | -0.0067459 | -0.0016844 | 0.0067569 | 0.0016879 | 1.1033e-05 | 3.5729e-06 | 0.010279 | 0.010278 | 0.010279 | 0.97629 | -0.45828 | 0.97804 | -0.42389 | 2.824
59 | 0.012479 | 0.0031423 | -0.012477 | -0.0031412 | 2.0004e-06 | 1.0947e-06 | 0.018991 | 0.018991 | 0.018991 | 0.97804 | -0.42389 | 0.97787 | -0.42724 | 5.2174
60 | -0.019313 | -0.0048495 | 0.01937 | 0.0048773 | 5.7416e-05 | 2.7817e-05 | 0.029387 | 0.029383 | 0.029387 | 0.97804 | -0.42389 | 0.98121 | -0.36173 | 4.0366
61 | 0.012171 | 0.0030646 | -0.012139 | -0.0030469 | 3.257e-05 | 1.768e-05 | 0.018526 | 0.018527 | 0.018527 | 0.97787 | -0.42724 | 0.97501 | -0.48336 | 5.0899
62 | 0.0017542 | 0.00043759 | -0.0017539 | -0.00043853 | 2.291e-07 | -9.4408e-07 | 0.0026595 | 0.0026599 | 0.0026599 | 0.98121 | -0.36173 | 0.98107 | -0.36448 | 0.73073
63 | -0.021124 | -0.0053149 | 0.021146 | 0.0053224 | 2.1693e-05 | 7.471e-06 | 0.032043 | 0.032041 | 0.032043 | 0.98121 | -0.36173 | 0.98231 | -0.34025 | 2.9343
64 | 0.011919 | 0.0029919 | -0.011919 | -0.0029916 | 5.7438e-07 | 3.0989e-07 | 0.018192 | 0.018192 | 0.018192 | 0.97501 | -0.48336 | 0.97496 | -0.48437 | 4.9979
65 | -0.011219 | -0.002816 | 0.01122 | 0.0028164 | 7.1973e-07 | 3.7902e-07 | 0.017125 | 0.017125 | 0.017125 | 0.97489 | -0.48571 | 0.97496 | -0.48437 | 4.7048
66 | 0.011068 | 0.0027782 | -0.011047 | -0.0027672 | 2.1076e-05 | 1.1039e-05 | 0.016895 | 0.016896 | 0.016896 | 0.97489 | -0.48571 | 0.97286 | -0.5257 | 4.6418
67 | 0.0047098 | 0.0011798 | -0.0047074 | -0.0011798 | 2.384e-06 | 5.4586e-09 | 0.0072035 | 0.007204 | 0.007204 | 0.97286 | -0.5257 | 0.97232 | -0.53633 | 1.9791
68 | 0.0059853 | 0.0014992 | -0.0059829 | -0.0014986 | 2.4024e-06 | 5.8877e-07 | 0.0091544 | 0.0091548 | 0.0091548 | 0.97286 | -0.5257 | 0.97244 | -0.53414 | 2.515
69 | 0.0048277 | 0.0012091 | -0.0048261 | -0.001209 | 1.5061e-06 | 5.1138e-08 | 0.0073869 | 0.0073873 | 0.0073873 | 0.97244 | -0.53414 | 0.9721 | -0.54069 | 2.0295
70 | 0.001054 | 0.00026366 | -0.001054 | -0.00026367 | 8.5832e-10 | -1.076e-08 | 0.0015985 | 0.0015985 | 0.0015985 | 0.98101 | -0.36568 | 0.98101 | -0.36569 | 0.43916
71 | -0.001316 | -0.00032932 | 0.001316 | 0.00032906 | 3.2793e-08 | -2.562e-07 | 0.0019959 | 0.0019958 | 0.0019959 | 0.98101 | -0.36568 | 0.98104 | -0.36515 | 0.54832
72 | 0.00092953 | 0.00023248 | -0.00092953 | -0.00023249 | 8.7403e-10 | -1.4246e-08 | 0.0014098 | 0.0014098 | 0.0014098 | 0.98101 | -0.36569 | 0.98101 | -0.36571 | 0.3873
73 | -0.0015077 | -0.00037711 | 0.0015077 | 0.00037697 | 2.3317e-08 | -1.3524e-07 | 0.0022866 | 0.0022865 | 0.0022866 | 0.98104 | -0.36515 | 0.98105 | -0.36483 | 0.62818
74 | 0.00086215 | 0.0002156 | -0.00086214 | -0.00021575 | 7.6684e-09 | -1.461e-07 | 0.0013076 | 0.0013076 | 0.0013076 | 0.98101 | -0.36571 | 0.981 | -0.3659 | 0.35923
75 | -0.0015077 | -0.00037697 | 0.0015077 | 0.00037688 | 1.5921e-08 | -9.2353e-08 | 0.0022865 | 0.0022865 | 0.0022865 | 0.98105 | -0.36483 | 0.98107 | -0.36461 | 0.62817
76 | 0.00015974 | 3.9714e-05 | -0.00015974 | -4.0035e-05 | 5.6104e-10 | -3.2152e-07 | 0.00024219 | 0.0002423 | 0.0002423 | 0.981 | -0.3659 | 0.981 | -0.36597 | 0.066567
77 | -0.0016345 | -0.00040865 | 0.0016345 | 0.0004086 | 9.783e-09 | -4.7353e-08 | 0.0024788 | 0.0024787 | 0.0024788 | 0.98107 | -0.36461 | 0.98107 | -0.36448 | 0.68098
78 | -0.00051718 | -0.00012962 | 0.00051719 | 0.0001293 | 5.9173e-09 | -3.2193e-07 | 0.00078331 | 0.0007832 | 0.00078331 | 0.98246 | -0.33732 | 0.98247 | -0.33708 | 0.2152
79 | 0.022115 | 0.0055656 | -0.022112 | -0.0055644 | 3.3513e-06 | 1.2376e-06 | 0.033503 | 0.033503 | 0.033503 | 0.98247 | -0.33708 | 0.98231 | -0.34025 | 3.0681
80 | -0.022632 | -0.0056949 | 0.022641 | 0.0056981 | 8.2706e-06 | 3.154e-06 | 0.034286 | 0.034285 | 0.034286 | 0.98247 | -0.33708 | 0.98287 | -0.32944 | 3.1398
81 | -0.022902 | -0.0057635 | 0.022905 | 0.0057647 | 3.0471e-06 | 1.1794e-06 | 0.034681 | 0.03468 | 0.034681 | 0.98287 | -0.32944 | 0.98301 | -0.32665 | 3.1759
82 | -0.0012559 | -0.00031454 | 0.0012559 | 0.0003145 | 4.808e-09 | -3.9886e-08 | 0.0019229 | 0.0019229 | 0.0019229 | 0.97183 | -0.54606 | 0.97184 | -0.54598 | 0.52828
83 | 0.00039633 | 9.9099e-05 | -0.00039633 | -9.933e-05 | 2.5985e-09 | -2.3152e-07 | 0.00060676 | 0.00060685 | 0.00060685 | 0.97183 | -0.54606 | 0.97183 | -0.5462 | 0.16672
84 | -0.0048249 | -0.001209 | 0.0048261 | 0.001209 | 1.2158e-06 | 4.1796e-08 | 0.0073875 | 0.0073873 | 0.0073875 | 0.97184 | -0.54598 | 0.9721 | -0.54069 | 2.0295
85 | 0.034235 | 0.0085942 | -0.034222 | -0.0085862 | 1.2846e-05 | 8.0505e-06 | 0.051095 | 0.051095 | 0.051095 | 0.99709 | -0.055627 | 0.99668 | -0.063497 | 14.0372
86 | 0.029455 | 0.0073916 | -0.029448 | -0.0073868 | 7.6744e-06 | 4.7738e-06 | 0.043979 | 0.043979 | 0.043979 | 0.99668 | -0.063497 | 0.9964 | -0.068962 | 12.0823
87 | 0.15942 | 0.04046 | -0.15926 | -0.040356 | 0.0001645 | 0.00010438 | 0.239 | 0.239 | 0.239 | 0.99332 | -0.12721 | 0.9922 | -0.14869 | 21.8861
88 | 0.027136 | 0.0068075 | -0.027125 | -0.0068004 | 1.1552e-05 | 7.1494e-06 | 0.040527 | 0.040527 | 0.040527 | 0.9964 | -0.068962 | 0.99593 | -0.077896 | 11.1339
89 | -0.0031606 | -0.00079211 | 0.0031606 | 0.00079206 | 6.0633e-08 | -5.2706e-08 | 0.0047585 | 0.0047584 | 0.0047585 | 0.98834 | -0.22318 | 0.98836 | -0.22278 | 1.3073
90 | -0.006047 | -0.0015155 | 0.0060476 | 0.0015156 | 5.8874e-07 | 1.3401e-07 | 0.009104 | 0.0091039 | 0.009104 | 0.98836 | -0.22278 | 0.98846 | -0.22074 | 2.5011
91 | 0.034321 | 0.0086491 | -0.034313 | -0.0086453 | 7.1777e-06 | 3.7672e-06 | 0.051683 | 0.051683 | 0.051683 | 0.98846 | -0.22074 | 0.98824 | -0.22511 | 4.7329
92 | -0.040368 | -0.010165 | 0.040373 | 0.010168 | 5.0914e-06 | 2.8345e-06 | 0.060787 | 0.060786 | 0.060787 | 0.98846 | -0.22074 | 0.9886 | -0.2181 | 5.5665
93 | 0.030184 | 0.0076104 | -0.030177 | -0.0076071 | 6.7798e-06 | 3.3308e-06 | 0.045465 | 0.045466 | 0.045466 | 0.98824 | -0.22511 | 0.98799 | -0.2298 | 4.1635
94 | -0.047927 | -0.012061 | 0.047951 | 0.012075 | 2.4239e-05 | 1.4079e-05 | 0.072155 | 0.072155 | 0.072155 | 0.9886 | -0.2181 | 0.98914 | -0.20752 | 6.6076
95 | 0.026111 | 0.0065879 | -0.026105 | -0.0065854 | 5.6708e-06 | 2.5035e-06 | 0.039341 | 0.039341 | 0.039341 | 0.98799 | -0.2298 | 0.98776 | -0.23434 | 3.6027
96 | 0.082275 | 0.020858 | -0.082229 | -0.020829 | 4.6151e-05 | 2.861e-05 | 0.12386 | 0.12386 | 0.12386 | 0.98914 | -0.20752 | 0.98854 | -0.2192 | 11.3421
97 | -0.13023 | -0.032932 | 0.1303 | 0.032981 | 7.764e-05 | 4.9067e-05 | 0.19601 | 0.19601 | 0.19601 | 0.98914 | -0.20752 | 0.98979 | -0.1951 | 17.9496
98 | -0.14373 | -0.03643 | 0.14381 | 0.036481 | 8.0598e-05 | 5.1047e-05 | 0.21584 | 0.21584 | 0.21584 | 0.99154 | -0.16137 | 0.99215 | -0.14971 | 19.7654
99 | 0.13977 | 0.035438 | -0.13969 | -0.035391 | 7.3717e-05 | 4.6661e-05 | 0.2099 | 0.2099 | 0.2099 | 0.99154 | -0.16137 | 0.99097 | -0.17235 | 19.2213
100 | -0.15408 | -0.039055 | 0.15409 | 0.03906 | 7.5802e-06 | 4.8074e-06 | 0.23124 | 0.23124 | 0.23124 | 0.99215 | -0.14971 | 0.9922 | -0.14869 | 21.176
101 | 0.13445 | 0.034077 | -0.13431 | -0.033985 | 0.0001468 | 9.2841e-05 | 0.20203 | 0.20203 | 0.20203 | 0.99097 | -0.17235 | 0.98979 | -0.1951 | 18.5007
102 | 0.079702 | 0.020196 | -0.079689 | -0.020188 | 1.2354e-05 | 7.6428e-06 | 0.12005 | 0.12005 | 0.12005 | 0.98854 | -0.2192 | 0.98837 | -0.22243 | 10.9937
103 | 0.018133 | 0.0045468 | -0.018131 | -0.0045459 | 1.5597e-06 | 9.2446e-07 | 0.027093 | 0.027093 | 0.027093 | 0.99593 | -0.077896 | 0.99584 | -0.079701 | 7.4431
104 | 0.013994 | 0.0035091 | -0.01399 | -0.0035067 | 4.2459e-06 | 2.3806e-06 | 0.020912 | 0.020912 | 0.020912 | 0.99584 | -0.079701 | 0.99551 | -0.086069 | 5.745
105 | 0.026105 | 0.0065854 | -0.026038 | -0.0065556 | 6.7452e-05 | 2.982e-05 | 0.039341 | 0.039346 | 0.039346 | 0.98776 | -0.23434 | 0.98497 | -0.28842 | 3.6031
106 | 0.022947 | 0.0057809 | -0.022931 | -0.0057749 | 1.5645e-05 | 6.0415e-06 | 0.034677 | 0.034678 | 0.034678 | 0.98497 | -0.28842 | 0.98424 | -0.30268 | 3.1756
107 | 0.0039583 | 0.00099181 | -0.0039581 | -0.00099187 | 1.9661e-07 | -6.3372e-08 | 0.0059592 | 0.0059592 | 0.0059592 | 0.98837 | -0.22243 | 0.98832 | -0.22347 | 1.6372
108 | 0.075731 | 0.019196 | -0.075681 | -0.019165 | 5.0147e-05 | 3.091e-05 | 0.11409 | 0.11409 | 0.11409 | 0.98837 | -0.22243 | 0.98766 | -0.23621 | 10.448
109 | 0.0039581 | 0.00099187 | -0.0039579 | -0.00099194 | 1.9527e-07 | -6.2915e-08 | 0.0059592 | 0.0059593 | 0.0059593 | 0.98832 | -0.22347 | 0.98826 | -0.2245 | 1.6372
110 | 0.072003 | 0.018243 | -0.071978 | -0.018228 | 2.4693e-05 | 1.516e-05 | 0.10855 | 0.10855 | 0.10855 | 0.98766 | -0.23621 | 0.98729 | -0.24336 | 9.9406
111 | -0.022905 | -0.0057647 | 0.022931 | 0.0057749 | 2.6265e-05 | 1.0157e-05 | 0.03468 | 0.034678 | 0.03468 | 0.98301 | -0.32665 | 0.98424 | -0.30268 | 3.1759
112 | 0.011605 | 0.0029089 | -0.011602 | -0.0029073 | 3.0904e-06 | 1.6218e-06 | 0.017346 | 0.017346 | 0.017346 | 0.99551 | -0.086069 | 0.99522 | -0.09166 | 4.7655
113 | 0.0084581 | 0.0021194 | -0.008458 | -0.0021193 | 1.3453e-07 | 5.6949e-08 | 0.012646 | 0.012646 | 0.012646 | 0.99522 | -0.09166 | 0.9952 | -0.091994 | 3.4742
114 | 0.0060811 | 0.0015236 | -0.0060801 | -0.0015234 | 9.9443e-07 | 2.1971e-07 | 0.0090922 | 0.0090924 | 0.0090924 | 0.9952 | -0.091994 | 0.99503 | -0.095427 | 2.4979
115 | 0.0023488 | 0.00058829 | -0.0023487 | -0.00058863 | 1.6043e-07 | -3.4769e-07 | 0.0035124 | 0.0035126 | 0.0035126 | 0.99503 | -0.095427 | 0.99495 | -0.096862 | 0.965
116 | 0.0085224 | 0.0021359 | -0.0085223 | -0.0021359 | 1.2916e-07 | 5.7677e-08 | 0.013059 | 0.013059 | 0.013059 | 0.97106 | -0.55974 | 0.97105 | -0.56006 | 3.5877
117 | -0.010952 | -0.0027448 | 0.010955 | 0.0027465 | 3.2218e-06 | 1.6845e-06 | 0.016782 | 0.016782 | 0.016782 | 0.97106 | -0.55974 | 0.97137 | -0.55357 | 4.6104
118 | 0.0066108 | 0.0016568 | -0.00661 | -0.0016566 | 8.6014e-07 | 2.7404e-07 | 0.01013 | 0.01013 | 0.01013 | 0.97105 | -0.56006 | 0.97091 | -0.56279 | 2.7831
119 | 0.0045824 | 0.0011484 | -0.0045822 | -0.0011484 | 2.08e-07 | -5.9481e-09 | 0.007023 | 0.0070231 | 0.0070231 | 0.97091 | -0.56279 | 0.97086 | -0.56374 | 1.9294
120 | -0.058494 | -0.014822 | 0.058506 | 0.014829 | 1.1989e-05 | 7.6208e-06 | 0.088321 | 0.088321 | 0.088321 | 0.98615 | -0.26542 | 0.98637 | -0.26115 | 24.2639
121 | 0.011674 | 0.0029264 | -0.011672 | -0.0029253 | 2.0709e-06 | 1.0984e-06 | 0.017615 | 0.017615 | 0.017615 | 0.98615 | -0.26542 | 0.98595 | -0.26914 | 4.8393
122 | -0.070007 | -0.017712 | 0.070067 | 0.017749 | 5.9833e-05 | 3.7563e-05 | 0.10567 | 0.10567 | 0.10567 | 0.98637 | -0.26115 | 0.98729 | -0.24336 | 14.5152
123 | 0.010617 | 0.0026609 | -0.010617 | -0.0026609 | 7.6323e-08 | 3.8737e-08 | 0.016024 | 0.016024 | 0.016024 | 0.98595 | -0.26914 | 0.98595 | -0.26929 | 4.4021
124 | 0.0095634 | 0.0023968 | -0.0095634 | -0.0023968 | 7.6064e-08 | 3.6263e-08 | 0.014433 | 0.014433 | 0.014433 | 0.98595 | -0.26929 | 0.98594 | -0.26946 | 3.9652

## res_trafo
| p_hv_mw | q_hv_mvar | p_lv_mw | q_lv_mvar | pl_mw | ql_mvar | i_hv_ka | i_lv_ka | vm_hv_pu | va_hv_degree | vm_lv_pu | va_lv_degree | loading_percent
0 | -1.2729e-15 | -1.3162e-15 | 0.00165 | 1.2699e-07 | 0.00165 | 1.2699e-07 | 5.2857e-17 | 0.0023815 | 0.99998 | 149.9956 | 1 | 0 | 0.2619

## res_ext_grid
| p_mw | q_mvar
0 | 0.25999 | 0.065867

## res_load
| p_mw | q_mvar
0 | 0.0036723 | 0.00092035
1 | 0.0036106 | 0.0009049
2 | 0.0022687 | 0.00056859
3 | 0.0033562 | 0.00084114
4 | 0.0030441 | 0.00076293
5 | 0.0023013 | 0.00057676
6 | 0.012794 | 0.0032064
7 | 0.0022792 | 0.00057123
8 | 0.0010754 | 0.00026953
9 | 0.0012088 | 0.00030296
10 | 0.00010527 | 2.6383e-05
11 | 0.00038517 | 9.6532e-05
12 | 0.0005366 | 0.00013449
13 | 0.0002462 | 6.1704e-05
14 | 0.0001461 | 3.6617e-05
15 | 0.00071571 | 0.00017938
16 | 0.00063671 | 0.00015958
17 | 8.0952e-05 | 2.0289e-05
18 | 0.0001664 | 4.1703e-05
19 | 0.00015352 | 3.8477e-05
20 | 0.00027558 | 6.9067e-05
21 | 0.00018926 | 4.7433e-05
22 | 0.0020986 | 0.00052595
23 | 0.0013838 | 0.00034682
24 | 0.0013578 | 0.00034029
25 | 0.0077619 | 0.0019453
26 | 0.0014603 | 0.00036598
27 | 0.0016291 | 0.00040829
28 | 0.001347 | 0.0003376
29 | 0.0037627 | 0.00094303
30 | 0.0038276 | 0.00095928
31 | 0.0032486 | 0.00081418
32 | 0.0011994 | 0.00030059
33 | 0.0046962 | 0.001177
34 | 0.0071862 | 0.001801
35 | 0.0042311 | 0.0010604
36 | 0.00035716 | 8.9513e-05
37 | 0.0048831 | 0.0012238
38 | 0.0079516 | 0.0019929
39 | 0.0024211 | 0.00060679
40 | 6.1841e-05 | 1.5499e-05
41 | 0.00074673 | 0.00018715
42 | 7.7032e-05 | 1.9306e-05
43 | 0.00030554 | 7.6576e-05
44 | 0.0002195 | 5.5013e-05
45 | 0.00015081 | 3.7796e-05
46 | 0.00069914 | 0.00017522
47 | 0.00035186 | 8.8185e-05
48 | 0.0047074 | 0.0011798
49 | 0.0011553 | 0.00028954
50 | 0.00026197 | 6.5657e-05
51 | 0.00012446 | 3.1193e-05
52 | 0.00019171 | 4.8046e-05
53 | 6.7379e-05 | 1.6887e-05
54 | 0.0007024 | 0.00017604
55 | 0.00012677 | 3.1772e-05
56 | 0.00015974 | 4.0035e-05
57 | 0.00051718 | 0.00012962
58 | 0.00096562 | 0.00024201
59 | 0.00026109 | 6.5435e-05
60 | 0.00011942 | 2.9929e-05
61 | 0.00085961 | 0.00021544
62 | 0.003569 | 0.00089447
63 | 0.00039633 | 9.933e-05
64 | 0.0022914 | 0.00057427
65 | 0.0047663 | 0.0011946
66 | 0.0023116 | 0.00057934
67 | 0.0031606 | 0.00079211
68 | 0.0028864 | 0.0007234
69 | 0.0041293 | 0.0010349
70 | 0.0075533 | 0.001893
71 | 0.0040667 | 0.0010192
72 | 0.0039596 | 0.00099236
73 | 0.01027 | 0.002574
74 | 0.0052408 | 0.0013135
75 | 0.005171 | 0.001296
76 | 0.0040026 | 0.0010031
77 | 0.0025276 | 0.00063347
78 | 0.0089918 | 0.0022535
79 | 0.0041368 | 0.0010368
80 | 0.003091 | 0.00077467
81 | 0.0036782 | 0.00092185
82 | 0.0023853 | 0.00059782
83 | 0.0031437 | 0.00078789
84 | 0.0023769 | 0.0005957
85 | 0.0037312 | 0.00093514
86 | 0.0023487 | 0.00058863
87 | 0.0024293 | 0.00060885
88 | 0.0019114 | 0.00047905
89 | 0.0021101 | 0.00052884
90 | 0.0020276 | 0.00050815
91 | 0.0045822 | 0.0011484
92 | 0.011501 | 0.0028824
93 | 0.0010546 | 0.00026432
94 | 0.001911 | 0.00047893
95 | 0.0010536 | 0.00026407
96 | 0.0039579 | 0.00099194
97 | 0.0095634 | 0.0023968

## dtypes
| element | column | dtype
0 | bus | name | object
1 | bus | vn_kv | float64
2 | bus | type | object
3 | bus | zone | object
4 | bus | in_service | bool
5 | load | name | object
6 | load | bus | uint32
7 | load | p_mw | float64
8 | load | q_mvar | float64
9 | load | const_z_percent | float64
10 | load | const_i_percent | float64
11 | load | sn_mva | float64
12 | load | scaling | float64
13 | load | in_service | bool
14 | load | type | object
15 | ext_grid | name | object
16 | ext_grid | bus | uint32
17 | ext_grid | vm_pu | float64
18 | ext_grid | va_degree | float64
19 | ext_grid | slack_weight | float64
20 | ext_grid | in_service | bool
21 | line | name | object
22 | line | std_type | object
23 | line | from_bus | uint32
24 | line | to_bus | uint32
25 | line | length_km | float64
26 | line | r_ohm_per_km | float64
27 | line | x_ohm_per_km | float64
28 | line | c_nf_per_km | float64
29 | line | g_us_per_km | float64
30 | line | max_i_ka | float64
31 | line | df | float64
32 | line | parallel | uint32
33 | line | type | object
34 | line | in_service | bool
35 | trafo | name | object
36 | trafo | std_type | object
37 | trafo | hv_bus | uint32
38 | trafo | lv_bus | uint32
39 | trafo | sn_mva | float64
40 | trafo | vn_hv_kv | float64
41 | trafo | vn_lv_kv | float64
42 | trafo | vk_percent | float64
43 | trafo | vkr_percent | float64
44 | trafo | pfe_kw | float64
45 | trafo | i0_percent | float64
46 | trafo | shift_degree | float64
47 | trafo | tap_side | object
48 | trafo | tap_neutral | int32
49 | trafo | tap_min | int32
50 | trafo | tap_max | int32
51 | trafo | tap_step_percent | float64
52 | trafo | tap_step_degree | float64
53 | trafo | tap_pos | int32
54 | trafo | tap_phase_shifter | bool
55 | trafo | parallel | uint32
56 | trafo | df | float64
57 | trafo | in_service | bool
58 | line_geodata | coords | object
59 | bus_geodata | x | float64
60 | bus_geodata | y | float64
61 | bus_geodata | coords | object
62 | res_bus | vm_pu | float64
63 | res_bus | va_degree | float64
64 | res_bus | p_mw | float64
65 | res_bus | q_mvar | float64
66 | res_line | p_from_mw | float64
67 | res_line | q_from_mvar | float64
68 | res_line | p_to_mw | float64
69 | res_line | q_to_mvar | float64
70 | res_line | pl_mw | float64
71 | res_line | ql_mvar | float64
72 | res_line | i_from_ka | float64
73 | res_line | i_to_ka | float64
74 | res_line | i_ka | float64
75 | res_line | vm_from_pu | float64
76 | res_line | va_from_degree | float64
77 | res_line | vm_to_pu | float64
78 | res_line | va_to_degree | float64
79 | res_line | loading_percent | float64
80 | res_trafo | p_hv_mw | float64
81 | res_trafo | q_hv_mvar | float64
82 | res_trafo | p_lv_mw | float64
83 | res_trafo | q_lv_mvar | float64
84 | res_trafo | pl_mw | float64
85 | res_trafo | ql_mvar | float64
86 | res_trafo | i_hv_ka | float64
87 | res_trafo | i_lv_ka | float64
88 | res_trafo | vm_hv_pu | float64
89 | res_trafo | va_hv_degree | float64
90 | res_trafo | vm_lv_pu | float64
91 | res_trafo | va_lv_degree | float64
92 | res_trafo | loading_percent | float64
93 | res_ext_grid | p_mw | float64
94 | res_ext_grid | q_mvar | float64
95 | res_load | p_mw | float64
96 | res_load | q_mvar | float64

## parameters
| version | format_version | converged | OPF_converged | name | f_hz | sn_mva
0 | 2.14.6 | 2.14.0 | TRUE | FALSE |  | 50 | 1