## bus
| name | vn_kv | type | zone | in_service
0 | bus_LV_1103-22_0_8_node_0 | 0.4 | n |  | TRUE
1 | bus_LV_1103-22_0_8_node_1 | 0.4 | n |  | TRUE
2 | bus_LV_1103-22_0_8_node_2 | 0.4 | n |  | TRUE
3 | bus_LV_1103-22_0_8_node_3 | 0.4 | n |  | TRUE
4 | bus_LV_1103-22_0_8_node_4 | 0.4 | n |  | TRUE
5 | bus_LV_1103-22_0_8_node_6 | 0.4 | n |  | TRUE
6 | bus_LV_1103-22_0_8_node_44 | 0.4 | n |  | TRUE
7 | bus_LV_1103-22_0_8_node_5 | 0.4 | n |  | TRUE
8 | bus_LV_1103-22_0_8_node_106 | 0.4 | n |  | TRUE
9 | bus_LV_1103-22_0_8_node_109 | 0.4 | n |  | TRUE
10 | bus_LV_1103-22_0_8_node_7 | 0.4 | n |  | TRUE
11 | bus_LV_1103-22_0_8_node_126 | 0.4 | n |  | TRUE
12 | bus_LV_1103-22_0_8_node_12 | 0.4 | n |  | TRUE
13 | bus_LV_1103-22_0_8_node_17 | 0.4 | n |  | TRUE
14 | bus_LV_1103-22_0_8_node_108 | 0.4 | n |  | TRUE
15 | bus_LV_1103-22_0_8_node_11 | 0.4 | n |  | TRUE
16 | bus_LV_1103-22_0_8_node_102 | 0.4 | n |  | TRUE
17 | bus_LV_1103-22_0_8_node_104 | 0.4 | n |  | TRUE
18 | bus_LV_1103-22_0_8_node_101 | 0.4 | n |  | TRUE
19 | bus_LV_1103-22_0_8_node_8 | 0.4 | n |  | TRUE
20 | bus_LV_1103-22_0_8_node_9 | 0.4 | n |  | TRUE
21 | bus_LV_1103-22_0_8_node_20 | 0.4 | n |  | TRUE
22 | bus_LV_1103-22_0_8_node_127 | 0.4 | n |  | TRUE
23 | bus_LV_1103-22_0_8_node_123 | 0.4 | n |  | TRUE
24 | bus_LV_1103-22_0_8_node_18 | 0.4 | n |  | TRUE
25 | bus_LV_1103-22_0_8_node_15 | 0.4 | n |  | TRUE
26 | bus_LV_1103-22_0_8_node_19 | 0.4 | n |  | TRUE
27 | bus_LV_1103-22_0_8_node_14 | 0.4 | n |  | TRUE
28 | bus_LV_1103-22_0_8_node_13 | 0.4 | n |  | TRUE
29 | bus_LV_1103-22_0_8_node_128 | 0.4 | n |  | TRUE
30 | bus_LV_1103-22_0_8_node_40 | 0.4 | n |  | TRUE
31 | bus_LV_1103-22_0_8_node_122 | 0.4 | n |  | TRUE
32 | bus_LV_1103-22_0_8_node_124 | 0.4 | n |  | TRUE
33 | bus_LV_1103-22_0_8_node_16 | 0.4 | n |  | TRUE
34 | bus_LV_1103-22_0_8_node_24 | 0.4 | n |  | TRUE
35 | bus_LV_1103-22_0_8_node_43 | 0.4 | n |  | TRUE
36 | bus_LV_1103-22_0_8_node_26 | 0.4 | n |  | TRUE
37 | bus_LV_1103-22_0_8_node_22 | 0.4 | n |  | TRUE
38 | bus_LV_1103-22_0_8_node_23 | 0.4 | n |  | TRUE
39 | bus_LV_1103-22_0_8_node_25 | 0.4 | n |  | TRUE
40 | bus_LV_1103-22_0_8_node_27 | 0.4 | n |  | TRUE
41 | bus_LV_1103-22_0_8_node_30 | 0.4 | n |  | TRUE
42 | bus_LV_1103-22_0_8_node_28 | 0.4 | n |  | TRUE
43 | bus_LV_1103-22_0_8_node_29 | 0.4 | n |  | TRUE
44 | bus_LV_1103-22_0_8_node_33 | 0.4 | n |  | TRUE
45 | bus_LV_1103-22_0_8_node_35 | 0.4 | n |  | TRUE
46 | bus_LV_1103-22_0_8_node_32 | 0.4 | n |  | TRUE
47 | bus_LV_1103-22_0_8_node_34 | 0.4 | n |  | TRUE
48 | bus_LV_1103-22_0_8_node_36 | 0.4 | n |  | TRUE
49 | bus_LV_1103-22_0_8_node_85 | 0.4 | n |  | TRUE
50 | bus_LV_1103-22_0_8_node_37 | 0.4 | n |  | TRUE
51 | bus_LV_1103-22_0_8_node_41 | 0.4 | n |  | TRUE
52 | bus_LV_1103-22_0_8_node_38 | 0.4 | n |  | TRUE
53 | bus_LV_1103-22_0_8_node_120 | 0.4 | n |  | TRUE
54 | bus_LV_1103-22_0_8_node_129 | 0.4 | n |  | TRUE
55 | bus_LV_1103-22_0_8_node_99 | 0.4 | n |  | TRUE
56 | bus_LV_1103-22_0_8_node_83 | 0.4 | n |  | TRUE
57 | bus_LV_1103-22_0_8_node_119 | 0.4 | n |  | TRUE
58 | bus_LV_1103-22_0_8_node_98 | 0.4 | n |  | TRUE
59 | bus_LV_1103-22_0_8_node_121 | 0.4 | n |  | TRUE
60 | bus_LV_1103-22_0_8_node_47 | 0.4 | n |  | TRUE
61 | bus_LV_1103-22_0_8_node_49 | 0.4 | n |  | TRUE
62 | bus_LV_1103-22_0_8_node_45 | 0.4 | n |  | TRUE
63 | bus_LV_1103-22_0_8_node_64 | 0.4 | n |  | TRUE
64 | bus_LV_1103-22_0_8_node_62 | 0.4 | n |  | TRUE
65 | bus_LV_1103-22_0_8_node_46 | 0.4 | n |  | TRUE
66 | bus_LV_1103-22_0_8_node_48 | 0.4 | n |  | TRUE
67 | bus_LV_1103-22_0_8_node_57 | 0.4 | n |  | TRUE
68 | bus_LV_1103-22_0_8_node_58 | 0.4 | n |  | TRUE
69 | bus_LV_1103-22_0_8_node_50 | 0.4 | n |  | TRUE
70 | bus_LV_1103-22_0_8_node_56 | 0.4 | n |  | TRUE
71 | bus_LV_1103-22_0_8_node_59 | 0.4 | n |  | TRUE
72 | bus_LV_1103-22_0_8_node_52 | 0.4 | n |  | TRUE
73 | bus_LV_1103-22_0_8_node_66 | 0.4 | n |  | TRUE
74 | bus_LV_1103-22_0_8_node_51 | 0.4 | n |  | TRUE
75 | bus_LV_1103-22_0_8_node_69 | 0.4 | n |  | TRUE
76 | bus_LV_1103-22_0_8_node_67 | 0.4 | n |  | TRUE
77 | bus_LV_1103-22_0_8_node_53 | 0.4 | n |  | TRUE
78 | bus_LV_1103-22_0_8_node_54 | 0.4 | n |  | TRUE
79 | bus_LV_1103-22_0_8_node_55 | 0.4 | n |  | TRUE
80 | bus_LV_1103-22_0_8_node_60 | 0.4 | n |  | TRUE
81 | bus_LV_1103-22_0_8_node_61 | 0.4 | n |  | TRUE
82 | bus_LV_1103-22_0_8_node_63 | 0.4 | n |  | TRUE
83 | bus_LV_1103-22_0_8_node_65 | 0.4 | n |  | TRUE
84 | bus_LV_1103-22_0_8_node_72 | 0.4 | n |  | TRUE
85 | bus_LV_1103-22_0_8_node_74 | 0.4 | n |  | TRUE
86 | bus_LV_1103-22_0_8_node_70 | 0.4 | n |  | TRUE
87 | bus_LV_1103-22_0_8_node_81 | 0.4 | n |  | TRUE
88 | bus_LV_1103-22_0_8_node_82 | 0.4 | n |  | TRUE
89 | bus_LV_1103-22_0_8_node_79 | 0.4 | n |  | TRUE
90 | bus_LV_1103-22_0_8_node_89 | 0.4 | n |  | TRUE
91 | bus_LV_1103-22_0_8_node_68 | 0.4 | n |  | TRUE
92 | bus_LV_1103-22_0_8_node_78 | 0.4 | n |  | TRUE
93 | bus_LV_1103-22_0_8_node_87 | 0.4 | n |  | TRUE
94 | bus_LV_1103-22_0_8_node_71 | 0.4 | n |  | TRUE
95 | bus_LV_1103-22_0_8_node_73 | 0.4 | n |  | TRUE
96 | bus_LV_1103-22_0_8_node_93 | 0.4 | n |  | TRUE
97 | bus_LV_1103-22_0_8_node_92 | 0.4 | n |  | TRUE
98 | bus_LV_1103-22_0_8_node_75 | 0.4 | n |  | TRUE
99 | bus_LV_1103-22_0_8_node_91 | 0.4 | n |  | TRUE
100 | bus_LV_1103-22_0_8_node_76 | 0.4 | n |  | TRUE
101 | bus_LV_1103-22_0_8_node_80 | 0.4 | n |  | TRUE
102 | bus_LV_1103-22_0_8_node_77 | 0.4 | n |  | TRUE
103 | bus_LV_1103-22_0_8_node_95 | 0.4 | n |  | TRUE
104 | bus_LV_1103-22_0_8_node_94 | 0.4 | n |  | TRUE
105 | bus_LV_1103-22_0_8_node_84 | 0.4 | n |  | TRUE
106 | bus_LV_1103-22_0_8_node_90 | 0.4 | n |  | TRUE
107 | bus_LV_1103-22_0_8_node_86 | 0.4 | n |  | TRUE
108 | bus_LV_1103-22_0_8_node_88 | 0.4 | n |  | TRUE
109 | bus_LV_1103-22_0_8_node_97 | 0.4 | n |  | TRUE
110 | bus_LV_1103-22_0_8_node_100 | 0.4 | n |  | TRUE
111 | bus_LV_1103-22_0_8_node_111 | 0.4 | n |  | TRUE
112 | bus_LV_1103-22_0_8_node_114 | 0.4 | n |  | TRUE
113 | bus_LV_1103-22_0_8_node_112 | 0.4 | n |  | TRUE
114 | bus_LV_1103-22_0_8_node_110 | 0.4 | n |  | TRUE
115 | bus_LV_1103-22_0_8_node_125 | 0.4 | n |  | TRUE
116 | bus_LV_1103-22_0_8_node_107 | 0.4 | n |  | TRUE
117 | bus_LV_1103-22_0_8_node_116 | 0.4 | n |  | TRUE
118 | bus_LV_1103-22_0_8_node_117 | 0.4 | n |  | TRUE
119 | bus_LV_1103-22_0_8_node_115 | 0.4 | n |  | TRUE
120 | bus_LV_1103-22_0_8_node_113 | 0.4 | n |  | TRUE
121 | bus_MV_471_0_node_63 | 20 | n |  | TRUE

## load
| name | bus | p_mw | q_mvar | const_z_percent | const_i_percent | sn_mva | scaling | in_service | type
0 | LV_1103-22_0_8_load_0 | 0 | 0.0032046 | 0.00080315 | 0 | 0 |  | 1 | TRUE | wye
1 | LV_1103-22_0_8_load_1 | 1 | 0.0031867 | 0.00079865 | 0 | 0 |  | 1 | TRUE | wye
2 | LV_1103-22_0_8_load_6 | 5 | 0.0026998 | 0.00067664 | 0 | 0 |  | 1 | TRUE | wye
3 | LV_1103-22_0_8_load_44 | 6 | 0.0048298 | 0.0012105 | 0 | 0 |  | 1 | TRUE | wye
4 | LV_1103-22_0_8_load_109 | 9 | 0.013597 | 0.0034077 | 0 | 0 |  | 1 | TRUE | wye
5 | LV_1103-22_0_8_load_7 | 10 | 0.001613 | 0.00040426 | 0 | 0 |  | 1 | TRUE | wye
6 | LV_1103-22_0_8_load_126 | 11 | 0.043115 | 0.010806 | 0 | 0 |  | 1 | TRUE | wye
7 | LV_1103-22_0_8_load_108 | 14 | 0.0019454 | 0.00048756 | 0 | 0 |  | 1 | TRUE | wye
8 | LV_1103-22_0_8_load_101 | 18 | 0.014633 | 0.0036673 | 0 | 0 |  | 1 | TRUE | wye
9 | LV_1103-22_0_8_load_9 | 20 | 0.0018252 | 0.00045744 | 0 | 0 |  | 1 | TRUE | wye
10 | LV_1103-22_0_8_load_127 | 22 | 0.0031103 | 0.00077952 | 0 | 0 |  | 1 | TRUE | wye
11 | LV_1103-22_0_8_load_123 | 23 | 0.012265 | 0.0030738 | 0 | 0 |  | 1 | TRUE | wye
12 | LV_1103-22_0_8_load_18 | 24 | 0.01363 | 0.0034159 | 0 | 0 |  | 1 | TRUE | wye
13 | LV_1103-22_0_8_load_19 | 26 | 0.021315 | 0.005342 | 0 | 0 |  | 1 | TRUE | wye
14 | LV_1103-22_0_8_load_13 | 28 | 0.038942 | 0.0097597 | 0 | 0 |  | 1 | TRUE | wye
15 | LV_1103-22_0_8_load_128 | 29 | 0.0072879 | 0.0018265 | 0 | 0 |  | 1 | TRUE | wye
16 | LV_1103-22_0_8_load_124 | 32 | 0.0091558 | 0.0022947 | 0 | 0 |  | 1 | TRUE | wye
17 | LV_1103-22_0_8_load_43 | 35 | 0.0020681 | 0.00051832 | 0 | 0 |  | 1 | TRUE | wye
18 | LV_1103-22_0_8_load_26 | 36 | 0.0036141 | 0.00090579 | 0 | 0 |  | 1 | TRUE | wye
19 | LV_1103-22_0_8_load_22 | 37 | 0.0056916 | 0.0014265 | 0 | 0 |  | 1 | TRUE | wye
20 | LV_1103-22_0_8_load_23 | 38 | 0.0039244 | 0.00098354 | 0 | 0 |  | 1 | TRUE | wye
21 | LV_1103-22_0_8_load_25 | 39 | 0.0061213 | 0.0015341 | 0 | 0 |  | 1 | TRUE | wye
22 | LV_1103-22_0_8_load_27 | 40 | 0.0033541 | 0.00084061 | 0 | 0 |  | 1 | TRUE | wye
23 | LV_1103-22_0_8_load_30 | 41 | 0.0038682 | 0.00096947 | 0 | 0 |  | 1 | TRUE | wye
24 | LV_1103-22_0_8_load_28 | 42 | 0.0014901 | 0.00037345 | 0 | 0 |  | 1 | TRUE | wye
25 | LV_1103-22_0_8_load_35 | 45 | 0.0085601 | 0.0021454 | 0 | 0 |  | 1 | TRUE | wye
26 | LV_1103-22_0_8_load_32 | 46 | 0.0047362 | 0.001187 | 0 | 0 |  | 1 | TRUE | wye
27 | LV_1103-22_0_8_load_41 | 51 | 0.0065764 | 0.0016482 | 0 | 0 |  | 1 | TRUE | wye
28 | LV_1103-22_0_8_load_120 | 53 | 0.00097852 | 0.00024524 | 0 | 0 |  | 1 | TRUE | wye
29 | LV_1103-22_0_8_load_129 | 54 | 0.012037 | 0.0030167 | 0 | 0 |  | 1 | TRUE | wye
30 | LV_1103-22_0_8_load_119 | 57 | 0.0037571 | 0.00094162 | 0 | 0 |  | 1 | TRUE | wye
31 | LV_1103-22_0_8_load_121 | 59 | 0.0036237 | 0.00090819 | 0 | 0 |  | 1 | TRUE | wye
32 | LV_1103-22_0_8_load_45 | 62 | 0.0041892 | 0.0010499 | 0 | 0 |  | 1 | TRUE | wye
33 | LV_1103-22_0_8_load_64 | 63 | 0.0096453 | 0.0024173 | 0 | 0 |  | 1 | TRUE | wye
34 | LV_1103-22_0_8_load_62 | 64 | 0.018454 | 0.0046249 | 0 | 0 |  | 1 | TRUE | wye
35 | LV_1103-22_0_8_load_46 | 65 | 0.0063873 | 0.0016008 | 0 | 0 |  | 1 | TRUE | wye
36 | LV_1103-22_0_8_load_57 | 67 | 0.0063669 | 0.0015957 | 0 | 0 |  | 1 | TRUE | wye
37 | LV_1103-22_0_8_load_58 | 68 | 0.0045459 | 0.0011393 | 0 | 0 |  | 1 | TRUE | wye
38 | LV_1103-22_0_8_load_50 | 69 | 0.0046895 | 0.0011753 | 0 | 0 |  | 1 | TRUE | wye
39 | LV_1103-22_0_8_load_56 | 70 | 0.0063535 | 0.0015923 | 0 | 0 |  | 1 | TRUE | wye
40 | LV_1103-22_0_8_load_59 | 71 | 0.0020916 | 0.00052421 | 0 | 0 |  | 1 | TRUE | wye
41 | LV_1103-22_0_8_load_51 | 74 | 0.0045572 | 0.0011421 | 0 | 0 |  | 1 | TRUE | wye
42 | LV_1103-22_0_8_load_67 | 76 | 0.00089479 | 0.00022426 | 0 | 0 |  | 1 | TRUE | wye
43 | LV_1103-22_0_8_load_53 | 77 | 0.013185 | 0.0033045 | 0 | 0 |  | 1 | TRUE | wye
44 | LV_1103-22_0_8_load_54 | 78 | 0.0063383 | 0.0015885 | 0 | 0 |  | 1 | TRUE | wye
45 | LV_1103-22_0_8_load_55 | 79 | 0.006619 | 0.0016589 | 0 | 0 |  | 1 | TRUE | wye
46 | LV_1103-22_0_8_load_60 | 80 | 0.0039915 | 0.0010004 | 0 | 0 |  | 1 | TRUE | wye
47 | LV_1103-22_0_8_load_61 | 81 | 0.0095835 | 0.0024019 | 0 | 0 |  | 1 | TRUE | wye
48 | LV_1103-22_0_8_load_63 | 82 | 0.0041392 | 0.0010374 | 0 | 0 |  | 1 | TRUE | wye
49 | LV_1103-22_0_8_load_65 | 83 | 0.0096519 | 0.002419 | 0 | 0 |  | 1 | TRUE | wye
50 | LV_1103-22_0_8_load_74 | 85 | 0.0040328 | 0.0010107 | 0 | 0 |  | 1 | TRUE | wye
51 | LV_1103-22_0_8_load_70 | 86 | 0.013732 | 0.0034416 | 0 | 0 |  | 1 | TRUE | wye
52 | LV_1103-22_0_8_load_81 | 87 | 0.010179 | 0.0025511 | 0 | 0 |  | 1 | TRUE | wye
53 | LV_1103-22_0_8_load_82 | 88 | 0.010445 | 0.0026177 | 0 | 0 |  | 1 | TRUE | wye
54 | LV_1103-22_0_8_load_89 | 90 | 0.0028338 | 0.00071021 | 0 | 0 |  | 1 | TRUE | wye
55 | LV_1103-22_0_8_load_68 | 91 | 0.001873 | 0.00046943 | 0 | 0 |  | 1 | TRUE | wye
56 | LV_1103-22_0_8_load_78 | 92 | 0.0027783 | 0.00069631 | 0 | 0 |  | 1 | TRUE | wye
57 | LV_1103-22_0_8_load_87 | 93 | 0.0010346 | 0.0002593 | 0 | 0 |  | 1 | TRUE | wye
58 | LV_1103-22_0_8_load_71 | 94 | 0.0066483 | 0.0016662 | 0 | 0 |  | 1 | TRUE | wye
59 | LV_1103-22_0_8_load_93 | 96 | 0.010396 | 0.0026055 | 0 | 0 |  | 1 | TRUE | wye
60 | LV_1103-22_0_8_load_92 | 97 | 0.0057796 | 0.0014485 | 0 | 0 |  | 1 | TRUE | wye
61 | LV_1103-22_0_8_load_75 | 98 | 0.0025711 | 0.00064437 | 0 | 0 |  | 1 | TRUE | wye
62 | LV_1103-22_0_8_load_91 | 99 | 0.0057086 | 0.0014307 | 0 | 0 |  | 1 | TRUE | wye
63 | LV_1103-22_0_8_load_80 | 101 | 0.0017004 | 0.00042616 | 0 | 0 |  | 1 | TRUE | wye
64 | LV_1103-22_0_8_load_77 | 102 | 0.0047819 | 0.0011984 | 0 | 0 |  | 1 | TRUE | wye
65 | LV_1103-22_0_8_load_95 | 103 | 0.0038493 | 0.00096474 | 0 | 0 |  | 1 | TRUE | wye
66 | LV_1103-22_0_8_load_94 | 104 | 0.0026431 | 0.00066241 | 0 | 0 |  | 1 | TRUE | wye
67 | LV_1103-22_0_8_load_84 | 105 | 0.010576 | 0.0026505 | 0 | 0 |  | 1 | TRUE | wye
68 | LV_1103-22_0_8_load_90 | 106 | 0.018201 | 0.0045615 | 0 | 0 |  | 1 | TRUE | wye
69 | LV_1103-22_0_8_load_86 | 107 | 0.0025331 | 0.00063486 | 0 | 0 |  | 1 | TRUE | wye
70 | LV_1103-22_0_8_load_88 | 108 | 0.0049172 | 0.0012324 | 0 | 0 |  | 1 | TRUE | wye
71 | LV_1103-22_0_8_load_97 | 109 | 0.0023231 | 0.00058223 | 0 | 0 |  | 1 | TRUE | wye
72 | LV_1103-22_0_8_load_111 | 111 | 0.0010122 | 0.00025368 | 0 | 0 |  | 1 | TRUE | wye
73 | LV_1103-22_0_8_load_114 | 112 | 0.0083379 | 0.0020897 | 0 | 0 |  | 1 | TRUE | wye
74 | LV_1103-22_0_8_load_110 | 114 | 0.0075557 | 0.0018936 | 0 | 0 |  | 1 | TRUE | wye
75 | LV_1103-22_0_8_load_125 | 115 | 0.048297 | 0.012104 | 0 | 0 |  | 1 | TRUE | wye
76 | LV_1103-22_0_8_load_117 | 118 | 0.0021389 | 0.00053605 | 0 | 0 |  | 1 | TRUE | wye
77 | LV_1103-22_0_8_load_115 | 119 | 0.0017141 | 0.0004296 | 0 | 0 |  | 1 | TRUE | wye

## ext_grid
| name | bus | vm_pu | va_degree | slack_weight | in_service
0 |  | 45 | 1 | 0 | 1 | TRUE

## line
| name | std_type | from_bus | to_bus | length_km | r_ohm_per_km | x_ohm_per_km | c_nf_per_km | g_us_per_km | max_i_ka | df | parallel | type | in_service
0 | LV_1103-22_0_8_line_0 |  | 0 | 1 | 0.0088676 | 0.125 | 0.08 | 261 | 0 | 0.364 | 1 | 1 | cs | TRUE
1 | LV_1103-22_0_8_line_1 |  | 0 | 2 | 0.014622 | 0.125 | 0.08 | 261 | 0 | 0.364 | 1 | 1 | cs | TRUE
2 | LV_1103-22_0_8_line_2 |  | 1 | 3 | 0.0091687 | 0.125 | 0.08 | 261 | 0 | 0.364 | 1 | 1 | cs | TRUE
3 | LV_1103-22_0_8_line_3 |  | 2 | 4 | 0.05239 | 0.125 | 0.08 | 261 | 0 | 0.364 | 1 | 1 | cs | TRUE
4 | LV_1103-22_0_8_line_4 |  | 3 | 5 | 0.06148 | 0.125 | 0.08 | 261 | 0 | 0.364 | 1 | 1 | cs | TRUE
5 | LV_1103-22_0_8_line_5 |  | 4 | 6 | 0.072016 | 0.125 | 0.08 | 261 | 0 | 0.364 | 1 | 1 | cs | TRUE
6 | LV_1103-22_0_8_line_6 |  | 5 | 10 | 0.027443 | 0.125 | 0.08 | 261 | 0 | 0.364 | 1 | 1 | cs | TRUE
7 | LV_1103-22_0_8_line_7 |  | 7 | 8 | 0.10486 | 0.125 | 0.08 | 261 | 0 | 0.364 | 1 | 1 | cs | TRUE
8 | LV_1103-22_0_8_line_8 |  | 7 | 9 | 0.010512 | 0.125 | 0.08 | 261 | 0 | 0.364 | 1 | 1 | cs | TRUE
9 | LV_1103-22_0_8_line_9 |  | 8 | 11 | 0.0093826 | 0.125 | 0.08 | 261 | 0 | 0.364 | 1 | 1 | cs | TRUE
10 | LV_1103-22_0_8_line_10 |  | 8 | 12 | 0.04534 | 0.125 | 0.08 | 261 | 0 | 0.364 | 1 | 1 | cs | TRUE
11 | LV_1103-22_0_8_line_11 |  | 10 | 19 | 0.013813 | 0.125 | 0.08 | 261 | 0 | 0.364 | 1 | 1 | cs | TRUE
12 | LV_1103-22_0_8_line_12 |  | 11 | 17 | 0.012809 | 0.125 | 0.08 | 261 | 0 | 0.364 | 1 | 1 | cs | TRUE
13 | LV_1103-22_0_8_line_13 |  | 12 | 23 | 0.018168 | 0.125 | 0.08 | 261 | 0 | 0.364 | 1 | 1 | cs | TRUE
14 | LV_1103-22_0_8_line_14 |  | 13 | 14 | 0.014202 | 0.125 | 0.08 | 261 | 0 | 0.364 | 1 | 1 | cs | TRUE
15 | LV_1103-22_0_8_line_15 |  | 13 | 15 | 0.082361 | 0.125 | 0.08 | 261 | 0 | 0.364 | 1 | 1 | cs | TRUE
16 | LV_1103-22_0_8_line_16 |  | 15 | 22 | 0.029465 | 0.125 | 0.08 | 261 | 0 | 0.364 | 1 | 1 | cs | TRUE
17 | LV_1103-22_0_8_line_17 |  | 16 | 17 | 0.012729 | 0.125 | 0.08 | 261 | 0 | 0.364 | 1 | 1 | cs | TRUE
18 | LV_1103-22_0_8_line_18 |  | 16 | 18 | 0.021158 | 0.125 | 0.08 | 261 | 0 | 0.364 | 1 | 1 | cs | TRUE
19 | LV_1103-22_0_8_line_19 |  | 17 | 115 | 0.010876 | 0.125 | 0.08 | 261 | 0 | 0.364 | 1 | 1 | cs | TRUE
20 | LV_1103-22_0_8_line_20 |  | 19 | 20 | 0.010717 | 0.125 | 0.08 | 261 | 0 | 0.364 | 1 | 1 | cs | TRUE
21 | LV_1103-22_0_8_line_21 |  | 20 | 21 | 0.067264 | 0.125 | 0.08 | 261 | 0 | 0.364 | 1 | 1 | cs | TRUE
22 | LV_1103-22_0_8_line_22 |  | 21 | 24 | 0.02217 | 0.125 | 0.08 | 261 | 0 | 0.364 | 1 | 1 | cs | TRUE
23 | LV_1103-22_0_8_line_23 |  | 22 | 31 | 0.013928 | 0.125 | 0.08 | 261 | 0 | 0.364 | 1 | 1 | cs | TRUE
24 | LV_1103-22_0_8_line_24 |  | 23 | 32 | 0.037729 | 0.125 | 0.08 | 261 | 0 | 0.364 | 1 | 2 | cs | TRUE
25 | LV_1103-22_0_8_line_25 |  | 24 | 26 | 0.021379 | 0.125 | 0.08 | 261 | 0 | 0.364 | 1 | 1 | cs | TRUE
26 | LV_1103-22_0_8_line_26 |  | 25 | 26 | 0.0072327 | 0.125 | 0.08 | 261 | 0 | 0.364 | 1 | 1 | cs | TRUE
27 | LV_1103-22_0_8_line_27 |  | 25 | 27 | 0.019783 | 0.125 | 0.08 | 261 | 0 | 0.364 | 1 | 1 | cs | TRUE
28 | LV_1103-22_0_8_line_28 |  | 27 | 33 | 0.037617 | 0.125 | 0.08 | 261 | 0 | 0.364 | 1 | 1 | cs | TRUE
29 | LV_1103-22_0_8_line_29 |  | 27 | 28 | 0.027577 | 0.125 | 0.08 | 261 | 0 | 0.364 | 1 | 1 | cs | TRUE
30 | LV_1103-22_0_8_line_30 |  | 29 | 30 | 0.020653 | 0.125 | 0.08 | 261 | 0 | 0.364 | 1 | 1 | cs | TRUE
31 | LV_1103-22_0_8_line_31 |  | 30 | 31 | 0.028065 | 0.125 | 0.08 | 261 | 0 | 0.364 | 1 | 1 | cs | TRUE
32 | LV_1103-22_0_8_line_32 |  | 31 | 59 | 0.034138 | 0.125 | 0.08 | 261 | 0 | 0.364 | 1 | 1 | cs | TRUE
33 | LV_1103-22_0_8_line_33 |  | 32 | 116 | 0.012664 | 0.125 | 0.08 | 261 | 0 | 0.364 | 1 | 4 | cs | TRUE
34 | LV_1103-22_0_8_line_34 |  | 33 | 34 | 0.015288 | 0.125 | 0.08 | 261 | 0 | 0.364 | 1 | 1 | cs | TRUE
35 | LV_1103-22_0_8_line_35 |  | 33 | 35 | 0.007201 | 0.125 | 0.08 | 261 | 0 | 0.364 | 1 | 1 | cs | TRUE
36 | LV_1103-22_0_8_line_36 |  | 34 | 36 | 0.017113 | 0.125 | 0.08 | 261 | 0 | 0.364 | 1 | 1 | cs | TRUE
37 | LV_1103-22_0_8_line_37 |  | 34 | 37 | 0.03185 | 0.125 | 0.08 | 261 | 0 | 0.364 | 1 | 1 | cs | TRUE
38 | LV_1103-22_0_8_line_38 |  | 36 | 41 | 0.038657 | 0.125 | 0.08 | 261 | 0 | 0.364 | 1 | 1 | cs | TRUE
39 | LV_1103-22_0_8_line_39 |  | 37 | 38 | 0.005439 | 0.125 | 0.08 | 261 | 0 | 0.364 | 1 | 1 | cs | TRUE
40 | LV_1103-22_0_8_line_40 |  | 38 | 39 | 0.013353 | 0.125 | 0.08 | 261 | 0 | 0.364 | 1 | 1 | cs | TRUE
41 | LV_1103-22_0_8_line_41 |  | 39 | 40 | 0.0084548 | 0.125 | 0.08 | 261 | 0 | 0.364 | 1 | 1 | cs | TRUE
42 | LV_1103-22_0_8_line_42 |  | 40 | 42 | 0.013853 | 0.125 | 0.08 | 261 | 0 | 0.364 | 1 | 1 | cs | TRUE
43 | LV_1103-22_0_8_line_43 |  | 42 | 43 | 0.024748 | 0.125 | 0.08 | 261 | 0 | 0.364 | 1 | 1 | cs | TRUE
44 | LV_1103-22_0_8_line_44 |  | 43 | 44 | 0.009638 | 0.125 | 0.08 | 261 | 0 | 0.364 | 1 | 1 | cs | TRUE
45 | LV_1103-22_0_8_line_45 |  | 44 | 45 | 0.024966 | 0.125 | 0.08 | 261 | 0 | 0.364 | 1 | 4 | cs | TRUE
46 | LV_1103-22_0_8_line_46 |  | 44 | 46 | 0.0072993 | 0.125 | 0.08 | 261 | 0 | 0.364 | 1 | 4 | cs | TRUE
47 | LV_1103-22_0_8_line_47 |  | 45 | 49 | 0.021668 | 0.125 | 0.08 | 261 | 0 | 0.364 | 1 | 4 | cs | TRUE
48 | LV_1103-22_0_8_line_48 |  | 46 | 47 | 0.01627 | 0.125 | 0.08 | 261 | 0 | 0.364 | 1 | 4 | cs | TRUE
49 | LV_1103-22_0_8_line_49 |  | 47 | 48 | 0.040092 | 0.125 | 0.08 | 261 | 0 | 0.364 | 1 | 4 | cs | TRUE
50 | LV_1103-22_0_8_line_50 |  | 48 | 50 | 0.053845 | 0.125 | 0.08 | 261 | 0 | 0.364 | 1 | 4 | cs | TRUE
51 | LV_1103-22_0_8_line_51 |  | 48 | 51 | 0.015341 | 0.125 | 0.08 | 261 | 0 | 0.364 | 1 | 1 | cs | TRUE
52 | LV_1103-22_0_8_line_52 |  | 49 | 56 | 0.0684 | 0.125 | 0.08 | 261 | 0 | 0.364 | 1 | 4 | cs | TRUE
53 | LV_1103-22_0_8_line_53 |  | 50 | 52 | 0.031382 | 0.125 | 0.08 | 261 | 0 | 0.364 | 1 | 4 | cs | TRUE
54 | LV_1103-22_0_8_line_54 |  | 50 | 53 | 0.0071639 | 0.125 | 0.08 | 261 | 0 | 0.364 | 1 | 1 | cs | TRUE
55 | LV_1103-22_0_8_line_55 |  | 52 | 54 | 0.050377 | 0.125 | 0.08 | 261 | 0 | 0.364 | 1 | 1 | cs | TRUE
56 | LV_1103-22_0_8_line_56 |  | 52 | 55 | 0.031733 | 0.125 | 0.08 | 261 | 0 | 0.364 | 1 | 4 | cs | TRUE
57 | LV_1103-22_0_8_line_57 |  | 53 | 57 | 0.030469 | 0.125 | 0.08 | 261 | 0 | 0.364 | 1 | 1 | cs | TRUE
58 | LV_1103-22_0_8_line_58 |  | 55 | 58 | 0.014218 | 0.125 | 0.08 | 261 | 0 | 0.364 | 1 | 4 | cs | TRUE
59 | LV_1103-22_0_8_line_59 |  | 56 | 105 | 0.020878 | 0.125 | 0.08 | 261 | 0 | 0.364 | 1 | 4 | cs | TRUE
60 | LV_1103-22_0_8_line_60 |  | 56 | 88 | 0.0073053 | 0.125 | 0.08 | 261 | 0 | 0.364 | 1 | 1 | cs | TRUE
61 | LV_1103-22_0_8_line_61 |  | 57 | 59 | 0.0001631 | 0.125 | 0.08 | 261 | 0 | 0.364 | 1 | 1 | cs | TRUE
62 | LV_1103-22_0_8_line_62 |  | 58 | 110 | 0.011535 | 0.125 | 0.08 | 261 | 0 | 0.364 | 1 | 4 | cs | TRUE
63 | LV_1103-22_0_8_line_63 |  | 58 | 109 | 0.035692 | 0.125 | 0.08 | 261 | 0 | 0.364 | 1 | 1 | cs | TRUE
64 | LV_1103-22_0_8_line_64 |  | 60 | 61 | 0.051327 | 0.125 | 0.08 | 261 | 0 | 0.364 | 1 | 4 | cs | TRUE
65 | LV_1103-22_0_8_line_65 |  | 60 | 62 | 0.052426 | 0.125 | 0.08 | 261 | 0 | 0.364 | 1 | 4 | cs | TRUE
66 | LV_1103-22_0_8_line_66 |  | 61 | 69 | 0.078291 | 0.125 | 0.08 | 261 | 0 | 0.364 | 1 | 4 | cs | TRUE
67 | LV_1103-22_0_8_line_67 |  | 62 | 65 | 0.018159 | 0.125 | 0.08 | 261 | 0 | 0.364 | 1 | 2 | cs | TRUE
68 | LV_1103-22_0_8_line_68 |  | 63 | 64 | 0.042699 | 0.125 | 0.08 | 261 | 0 | 0.364 | 1 | 1 | cs | TRUE
69 | LV_1103-22_0_8_line_69 |  | 64 | 83 | 0.01986 | 0.125 | 0.08 | 261 | 0 | 0.364 | 1 | 1 | cs | TRUE
70 | LV_1103-22_0_8_line_70 |  | 64 | 80 | 0.036343 | 0.125 | 0.08 | 261 | 0 | 0.364 | 1 | 1 | cs | TRUE
71 | LV_1103-22_0_8_line_71 |  | 65 | 66 | 0.012913 | 0.125 | 0.08 | 261 | 0 | 0.364 | 1 | 1 | cs | TRUE
72 | LV_1103-22_0_8_line_72 |  | 66 | 67 | 0.014563 | 0.125 | 0.08 | 261 | 0 | 0.364 | 1 | 1 | cs | TRUE
73 | LV_1103-22_0_8_line_73 |  | 66 | 68 | 0.084637 | 0.125 | 0.08 | 261 | 0 | 0.364 | 1 | 1 | cs | TRUE
74 | LV_1103-22_0_8_line_74 |  | 67 | 70 | 0.026416 | 0.125 | 0.08 | 261 | 0 | 0.364 | 1 | 1 | cs | TRUE
75 | LV_1103-22_0_8_line_75 |  | 68 | 71 | 0.0032687 | 0.125 | 0.08 | 261 | 0 | 0.364 | 1 | 1 | cs | TRUE
76 | LV_1103-22_0_8_line_76 |  | 69 | 74 | 0.025868 | 0.125 | 0.08 | 261 | 0 | 0.364 | 1 | 4 | cs | TRUE
77 | LV_1103-22_0_8_line_77 |  | 70 | 78 | 0.027635 | 0.125 | 0.08 | 261 | 0 | 0.364 | 1 | 1 | cs | TRUE
78 | LV_1103-22_0_8_line_78 |  | 72 | 73 | 0.038908 | 0.125 | 0.08 | 261 | 0 | 0.364 | 1 | 4 | cs | TRUE
79 | LV_1103-22_0_8_line_79 |  | 72 | 74 | 0.11954 | 0.125 | 0.08 | 261 | 0 | 0.364 | 1 | 4 | cs | TRUE
80 | LV_1103-22_0_8_line_80 |  | 73 | 75 | 0.061655 | 0.125 | 0.08 | 261 | 0 | 0.364 | 1 | 4 | cs | TRUE
81 | LV_1103-22_0_8_line_81 |  | 73 | 76 | 0.055458 | 0.125 | 0.08 | 261 | 0 | 0.364 | 1 | 1 | cs | TRUE
82 | LV_1103-22_0_8_line_82 |  | 75 | 89 | 0.096732 | 0.125 | 0.08 | 261 | 0 | 0.364 | 1 | 4 | cs | TRUE
83 | LV_1103-22_0_8_line_83 |  | 75 | 90 | 0.059505 | 0.125 | 0.08 | 261 | 0 | 0.364 | 1 | 1 | cs | TRUE
84 | LV_1103-22_0_8_line_84 |  | 76 | 91 | 0.012633 | 0.125 | 0.08 | 261 | 0 | 0.364 | 1 | 1 | cs | TRUE
85 | LV_1103-22_0_8_line_85 |  | 77 | 78 | 0.026775 | 0.125 | 0.08 | 261 | 0 | 0.364 | 1 | 1 | cs | TRUE
86 | LV_1103-22_0_8_line_86 |  | 77 | 79 | 0.0020304 | 0.125 | 0.08 | 261 | 0 | 0.364 | 1 | 1 | cs | TRUE
87 | LV_1103-22_0_8_line_87 |  | 80 | 81 | 0.0062034 | 0.125 | 0.08 | 261 | 0 | 0.364 | 1 | 1 | cs | TRUE
88 | LV_1103-22_0_8_line_88 |  | 81 | 82 | 0.050662 | 0.125 | 0.08 | 261 | 0 | 0.364 | 1 | 1 | cs | TRUE
89 | LV_1103-22_0_8_line_89 |  | 82 | 84 | 0.013083 | 0.125 | 0.08 | 261 | 0 | 0.364 | 1 | 1 | cs | TRUE
90 | LV_1103-22_0_8_line_90 |  | 84 | 85 | 0.013762 | 0.125 | 0.08 | 261 | 0 | 0.364 | 1 | 4 | cs | TRUE
91 | LV_1103-22_0_8_line_91 |  | 84 | 86 | 0.037444 | 0.125 | 0.08 | 261 | 0 | 0.364 | 1 | 4 | cs | TRUE
92 | LV_1103-22_0_8_line_92 |  | 85 | 98 | 0.0071856 | 0.125 | 0.08 | 261 | 0 | 0.364 | 1 | 4 | cs | TRUE
93 | LV_1103-22_0_8_line_93 |  | 86 | 94 | 0.0073262 | 0.125 | 0.08 | 261 | 0 | 0.364 | 1 | 4 | cs | TRUE
94 | LV_1103-22_0_8_line_94 |  | 87 | 88 | 0.021244 | 0.125 | 0.08 | 261 | 0 | 0.364 | 1 | 1 | cs | TRUE
95 | LV_1103-22_0_8_line_95 |  | 89 | 92 | 0.10168 | 0.125 | 0.08 | 261 | 0 | 0.364 | 1 | 4 | cs | TRUE
96 | LV_1103-22_0_8_line_96 |  | 90 | 93 | 0.023203 | 0.125 | 0.08 | 261 | 0 | 0.364 | 1 | 1 | cs | TRUE
97 | LV_1103-22_0_8_line_97 |  | 92 | 102 | 0.018533 | 0.125 | 0.08 | 261 | 0 | 0.364 | 1 | 4 | cs | TRUE
98 | LV_1103-22_0_8_line_98 |  | 93 | 107 | 0.011041 | 0.125 | 0.08 | 261 | 0 | 0.364 | 1 | 1 | cs | TRUE
99 | LV_1103-22_0_8_line_99 |  | 94 | 95 | 0.02222 | 0.125 | 0.08 | 261 | 0 | 0.364 | 1 | 4 | cs | TRUE
100 | LV_1103-22_0_8_line_100 |  | 95 | 96 | 0.047479 | 0.125 | 0.08 | 261 | 0 | 0.364 | 1 | 1 | cs | TRUE
101 | LV_1103-22_0_8_line_101 |  | 95 | 97 | 0.025296 | 0.125 | 0.08 | 261 | 0 | 0.364 | 1 | 4 | cs | TRUE
102 | LV_1103-22_0_8_line_102 |  | 97 | 99 | 0.021583 | 0.125 | 0.08 | 261 | 0 | 0.364 | 1 | 4 | cs | TRUE
103 | LV_1103-22_0_8_line_103 |  | 98 | 100 | 0.017804 | 0.125 | 0.08 | 261 | 0 | 0.364 | 1 | 4 | cs | TRUE
104 | LV_1103-22_0_8_line_104 |  | 99 | 106 | 0.016319 | 0.125 | 0.08 | 261 | 0 | 0.364 | 1 | 4 | cs | TRUE
105 | LV_1103-22_0_8_line_105 |  | 100 | 101 | 0.012981 | 0.125 | 0.08 | 261 | 0 | 0.364 | 1 | 1 | cs | TRUE
106 | LV_1103-22_0_8_line_106 |  | 100 | 102 | 0.019246 | 0.125 | 0.08 | 261 | 0 | 0.364 | 1 | 4 | cs | TRUE
107 | LV_1103-22_0_8_line_107 |  | 101 | 103 | 0.019639 | 0.125 | 0.08 | 261 | 0 | 0.364 | 1 | 1 | cs | TRUE
108 | LV_1103-22_0_8_line_108 |  | 103 | 104 | 0.01052 | 0.125 | 0.08 | 261 | 0 | 0.364 | 1 | 1 | cs | TRUE
109 | LV_1103-22_0_8_line_109 |  | 105 | 106 | 0.035369 | 0.125 | 0.08 | 261 | 0 | 0.364 | 1 | 4 | cs | TRUE
110 | LV_1103-22_0_8_line_110 |  | 107 | 108 | 0.028928 | 0.125 | 0.08 | 261 | 0 | 0.364 | 1 | 1 | cs | TRUE
111 | LV_1103-22_0_8_line_111 |  | 110 | 111 | 0.016034 | 0.125 | 0.08 | 261 | 0 | 0.364 | 1 | 4 | cs | TRUE
112 | LV_1103-22_0_8_line_112 |  | 111 | 114 | 0.0058688 | 0.125 | 0.08 | 261 | 0 | 0.364 | 1 | 4 | cs | TRUE
113 | LV_1103-22_0_8_line_113 |  | 112 | 113 | 0.017564 | 0.125 | 0.08 | 261 | 0 | 0.364 | 1 | 1 | cs | TRUE
114 | LV_1103-22_0_8_line_114 |  | 113 | 120 | 0.035019 | 0.125 | 0.08 | 261 | 0 | 0.364 | 1 | 4 | cs | TRUE
115 | LV_1103-22_0_8_line_115 |  | 113 | 114 | 0.01599 | 0.125 | 0.08 | 261 | 0 | 0.364 | 1 | 4 | cs | TRUE
116 | LV_1103-22_0_8_line_116 |  | 116 | 117 | 0.027073 | 0.125 | 0.08 | 261 | 0 | 0.364 | 1 | 4 | cs | TRUE
117 | LV_1103-22_0_8_line_117 |  | 117 | 118 | 0.025834 | 0.125 | 0.08 | 261 | 0 | 0.364 | 1 | 1 | cs | TRUE
118 | LV_1103-22_0_8_line_118 |  | 117 | 119 | 0.020875 | 0.125 | 0.08 | 261 | 0 | 0.364 | 1 | 4 | cs | TRUE
119 | LV_1103-22_0_8_line_119 |  | 119 | 120 | 0.019543 | 0.125 | 0.08 | 261 | 0 | 0.364 | 1 | 4 | cs | TRUE

## trafo
| name | std_type | hv_bus | lv_bus | sn_mva | vn_hv_kv | vn_lv_kv | vk_percent | vkr_percent | pfe_kw | i0_percent | shift_degree | tap_side | tap_neutral | tap_min | tap_max | tap_step_percent | tap_step_degree | tap_pos | tap_phase_shifter | parallel | df | in_service
0 | LV_1103-22_0_8_trafo_35 | 0.63 MVA 20/0.4 kV | 121 | 45 | 0.63 | 20 | 0.4 | 6 | 1.206 | 1.65 | 0.2619 | 150 | hv | 0 | -2 | 2 | 2.5 | 0 | 0 | FALSE | 1 | 1 | TRUE

## line_geodata
| x0 | y0 | x1 | y1 | x2 | y2 | x3 | y3 | x4 | y4 | x5 | y5 | x6 | y6 | x7 | y7 | x8 | y8 | x9 | y9
0 | 2651049.7466 | 1225113.6708 | 2651051.9619 | 1225114.2447 | 2651057.4821 | 1225117.8242
1 | 2651035.4841 | 1225114.7149 | 2651045.57 | 1225112.5889 | 2651049.7466 | 1225113.6708
2 | 2651065.4089 | 1225122.4206 | 2651060.059 | 1225119.4952 | 2651057.4821 | 1225117.8242
3 | 2650996.7361 | 1225123.6663 | 2650997.6782 | 1225127.8547 | 2650999.1606 | 1225134.4493 | 2651022.2469 | 1225121.8503 | 2651035.4841 | 1225114.7149
4 | 2651065.4089 | 1225122.4206 | 2651106.1005 | 1225122.8588 | 2651112.9002 | 1225122.9283 | 2651118.6803 | 1225122.5444 | 2651126.8551 | 1225122.0034
5 | 2650996.7361 | 1225123.6663 | 2651009.7473 | 1225116.351 | 2651022.0807 | 1225109.4079 | 2651052.3702 | 1225086.9646 | 2651056.1336 | 1225083.3225
6 | 2651126.8551 | 1225122.0034 | 2651154.2382 | 1225120.1913
7 | 2651018.7176 | 1225013.5419 | 2651043.7041 | 1224985.4052 | 2651046.6484 | 1224987.7319 | 2651053.8561 | 1224980.9116 | 2651033.7259 | 1224962.5611 | 2651052.2256 | 1224943.8525
8 | 2651018.7176 | 1225013.5419 | 2651026.8906 | 1225020.1533
9 | 2651052.2256 | 1224943.8525 | 2651049.7847 | 1224939.3954 | 2651048.3943 | 1224935.3255
10 | 2651052.2256 | 1224943.8525 | 2651084.1396 | 1224911.5617
11 | 2651167.2915 | 1225116.2468 | 2651158.83 | 1225119.8875 | 2651154.2382 | 1225120.1913
12 | 2651046.0611 | 1224922.731 | 2651048.3943 | 1224935.3255
13 | 2651084.1396 | 1224911.5617 | 2651074.6047 | 1224896.0974
14 | 2651097.0735 | 1225019.2949 | 2651088.8677 | 1225030.886
15 | 2651097.0735 | 1225019.2949 | 2651115.5866 | 1224994.6163 | 2651101.8096 | 1224977.165 | 2651114.6117 | 1224958.9414 | 2651118.6336 | 1224953.2057
16 | 2651118.6336 | 1224953.2057 | 2651135.2287 | 1224928.8579
17 | 2651035.1413 | 1224917.7343 | 2651039.9985 | 1224918.0205 | 2651044.0751 | 1224920.0456 | 2651046.0611 | 1224922.731
18 | 2651035.1413 | 1224917.7343 | 2651030.8837 | 1224916.4859 | 2651016.4267 | 1224908.0848
19 | 2651046.0611 | 1224922.731 | 2651044.3192 | 1224914.5665 | 2651043.6419 | 1224912.1312
20 | 2651167.2915 | 1225116.2468 | 2651176.8923 | 1225111.4844
21 | 2651238.8589 | 1225086.1212 | 2651215.3639 | 1225092.4008 | 2651176.8923 | 1225111.4844
22 | 2651238.8589 | 1225086.1212 | 2651220.9171 | 1225073.0975
23 | 2651143.0731 | 1224917.3488 | 2651135.2287 | 1224928.8579
24 | 2651074.6047 | 1224896.0974 | 2651064.2574 | 1224879.3156 | 2651054.3128 | 1224864.2961
25 | 2651220.9171 | 1225073.0975 | 2651206.1533 | 1225062.3807 | 2651203.6152 | 1225060.54
26 | 2651197.7602 | 1225056.2937 | 2651203.6152 | 1225060.54
27 | 2651209.7302 | 1225040.5202 | 2651197.7602 | 1225056.2937
28 | 2651232.497 | 1225010.5307 | 2651209.7302 | 1225040.5202
29 | 2651209.7302 | 1225040.5202 | 2651187.552 | 1225024.1305
30 | 2651166.6175 | 1224932.7272 | 2651154.5811 | 1224949.51
31 | 2651143.0731 | 1224917.3488 | 2651166.6175 | 1224932.7272
32 | 2651143.0731 | 1224917.3488 | 2651153.5597 | 1224897.7601 | 2651159.9205 | 1224887.6809
33 | 2651051.7606 | 1224852.2139 | 2651051.5216 | 1224857.1038 | 2651053.3226 | 1224862.8005 | 2651054.3128 | 1224864.2961
34 | 2651232.497 | 1225010.5307 | 2651220.387 | 1225001.1541
35 | 2651232.497 | 1225010.5307 | 2651238.1096 | 1225015.0422
36 | 2651220.387 | 1225001.1541 | 2651206.853 | 1224990.6813
37 | 2651220.387 | 1225001.1541 | 2651236.2917 | 1224973.5598
38 | 2651206.853 | 1224990.6813 | 2651176.2799 | 1224967.0236
39 | 2651239.0077 | 1224968.8476 | 2651236.2917 | 1224973.5598
40 | 2651245.6756 | 1224957.2789 | 2651239.0077 | 1224968.8476
41 | 2651245.6756 | 1224957.2789 | 2651249.8977 | 1224949.9538
42 | 2651256.8153 | 1224937.9519 | 2651249.8977 | 1224949.9538
43 | 2651269.1738 | 1224916.5102 | 2651256.8153 | 1224937.9519
44 | 2651260.2211 | 1224912.8754 | 2651269.1738 | 1224916.5102
45 | 2651260.2211 | 1224912.8754 | 2651274.9254 | 1224892.6993
46 | 2651260.2211 | 1224912.8754 | 2651253.3538 | 1224910.4016
47 | 2651287.6872 | 1224875.1885 | 2651274.9254 | 1224892.6993
48 | 2651239.6349 | 1224901.7469 | 2651243.0618 | 1224904.378 | 2651252.1266 | 1224909.9595 | 2651253.3538 | 1224910.4016
49 | 2651201.0249 | 1224898.8686 | 2651203.8371 | 1224900.6828 | 2651207.9385 | 1224898.9392 | 2651212.2036 | 1224899.3206 | 2651223.1248 | 1224900.6153 | 2651233.995 | 1224903.4327 | 2651239.6349 | 1224901.7469
50 | 2651180.0922 | 1224855.7175 | 2651189.568 | 1224865.5272 | 2651192.5163 | 1224870.9226 | 2651193.6333 | 1224877.6808 | 2651193.4394 | 1224882.5933 | 2651192.4812 | 1224887.3436 | 2651190.6373 | 1224891.9417 | 2651194.623 | 1224894.8333 | 2651201.0249 | 1224898.8686
51 | 2651201.0249 | 1224898.8686 | 2651192.2241 | 1224911.4342
52 | 2651287.6872 | 1224875.1885 | 2651299.0068 | 1224858.42 | 2651305.0549 | 1224855.1256 | 2651312.6842 | 1224855.7251 | 2651323.9624 | 1224857.8347 | 2651333.4242 | 1224856.9379 | 2651346.0335 | 1224855.9126
53 | 2651164.3664 | 1224833.88 | 2651174.8706 | 1224843.1315 | 2651183.3658 | 1224850.6091 | 2651180.0922 | 1224855.7175
54 | 2651180.0922 | 1224855.7175 | 2651176.2689 | 1224861.7758
55 | 2651164.3664 | 1224833.88 | 2651184.1234 | 1224806.5884 | 2651170.1236 | 1224797.3957
56 | 2651164.3664 | 1224833.88 | 2651140.6514 | 1224812.7187
57 | 2651160.0076 | 1224887.543 | 2651176.2689 | 1224861.7758
58 | 2651130.2267 | 1224803.0232 | 2651137.1523 | 1224809.6535 | 2651140.6514 | 1224812.7187
59 | 2651346.0335 | 1224855.9126 | 2651351.0623 | 1224835.6493
60 | 2651346.0335 | 1224855.9126 | 2651353.3148 | 1224855.3209
61 | 2651159.9205 | 1224887.6809 | 2651160.0076 | 1224887.543
62 | 2651130.2267 | 1224803.0232 | 2651124.5479 | 1224797.7601 | 2651121.8416 | 1224795.0797
63 | 2651130.2267 | 1224803.0232 | 2651150.9945 | 1224773.9958
64 | 2651629.4052 | 1224932.0207 | 2651625.745 | 1224933.5788 | 2651585.012 | 1224950.881 | 2651582.1189 | 1224952.2902
65 | 2651582.1189 | 1224952.2902 | 2651567.6157 | 1224938.3004 | 2651558.3003 | 1224925.8008 | 2651556.1098 | 1224920.4897 | 2651552.3309 | 1224910.2216
66 | 2651629.4052 | 1224932.0207 | 2651603.3762 | 1224913.9061 | 2651601.7819 | 1224911.5352 | 2651598.5411 | 1224906.693 | 2651587.4539 | 1224883.4492 | 2651584.0537 | 1224871.7922
67 | 2651552.3309 | 1224910.2216 | 2651546.0593 | 1224893.1805
68 | 2651445.4735 | 1224847.8324 | 2651440.3423 | 1224861.6966 | 2651426.5634 | 1224885.9751
69 | 2651445.4735 | 1224847.8324 | 2651425.6785 | 1224849.4409
70 | 2651445.4735 | 1224847.8324 | 2651448.416 | 1224831.0585 | 2651449.113 | 1224814.4542 | 2651449.1033 | 1224811.7605
71 | 2651541.5993 | 1224881.0619 | 2651546.0593 | 1224893.1805
72 | 2651541.5993 | 1224881.0619 | 2651536.5701 | 1224867.395
73 | 2651541.5993 | 1224881.0619 | 2651528.4125 | 1224825.3354 | 2651528.047 | 1224820.2624 | 2651529.9184 | 1224816.0205 | 2651534.2075 | 1224813.6339 | 2651546.6364 | 1224810.8334
74 | 2651527.4474 | 1224842.6044 | 2651536.5701 | 1224867.395
75 | 2651546.6364 | 1224810.8334 | 2651549.8252 | 1224810.1149
76 | 2651584.0537 | 1224871.7922 | 2651576.8103 | 1224846.959
77 | 2651527.4474 | 1224842.6044 | 2651517.9037 | 1224816.6699
78 | 2651598.0405 | 1224731.8136 | 2651594.1986 | 1224693.1007
79 | 2651598.0405 | 1224731.8136 | 2651590.0662 | 1224774.4932 | 2651587.3846 | 1224787.3446 | 2651582.9504 | 1224796.8565 | 2651576.7888 | 1224807.9767 | 2651574.2121 | 1224819.2392 | 2651572.9735 | 1224828.3119 | 2651574.4039 | 1224837.3521 | 2651574.8784 | 1224840.3358 | 2651576.8103 | 1224846.959
80 | 2651564.8183 | 1224640.7361 | 2651579.7694 | 1224656.4975 | 2651586.7616 | 1224666.7867 | 2651593.5083 | 1224686.146 | 2651594.1986 | 1224693.1007
81 | 2651594.1986 | 1224693.1007 | 2651585.1366 | 1224709.0655 | 2651570.5055 | 1224731.6417 | 2651566.6006 | 1224736.0661 | 2651563.1818 | 1224738.6686
82 | 2651564.8183 | 1224640.7361 | 2651498.1382 | 1224570.4823
83 | 2651564.8183 | 1224640.7361 | 2651549.4967 | 1224698.2342
84 | 2651552.6885 | 1224745.6739 | 2651559.2357 | 1224741.6725 | 2651563.1818 | 1224738.6686
85 | 2651508.6569 | 1224791.5419 | 2651517.9037 | 1224816.6699
86 | 2651507.9556 | 1224789.6363 | 2651508.6569 | 1224791.5419
87 | 2651449.1033 | 1224811.7605 | 2651449.0809 | 1224805.5572
88 | 2651449.0809 | 1224805.5572 | 2651449.0595 | 1224799.6001 | 2651449.0337 | 1224791.1836 | 2651448.684 | 1224784.2763 | 2651447.944 | 1224769.8943 | 2651447.5942 | 1224762.9981 | 2651448.372 | 1224754.9693
89 | 2651449.6336 | 1224741.9471 | 2651448.372 | 1224754.9693
90 | 2651449.6336 | 1224741.9471 | 2651452.8289 | 1224728.5611
91 | 2651449.6336 | 1224741.9471 | 2651412.2773 | 1224744.5079
92 | 2651452.8289 | 1224728.5611 | 2651454.4973 | 1224721.5719
93 | 2651412.2773 | 1224744.5079 | 2651404.9682 | 1224745.0089
94 | 2651353.3148 | 1224855.3209 | 2651374.4893 | 1224853.6004
95 | 2651498.1382 | 1224570.4823 | 2651494.3633 | 1224583.5355 | 2651469.8808 | 1224668.1614
96 | 2651543.5223 | 1224720.6548 | 2651549.4967 | 1224698.2342
97 | 2651464.7304 | 1224685.9644 | 2651469.8808 | 1224668.1614
98 | 2651540.4818 | 1224731.268 | 2651542.7119 | 1224723.6961 | 2651543.5223 | 1224720.6548
99 | 2651382.8001 | 1224746.5285 | 2651404.9682 | 1224745.0089
100 | 2651382.8001 | 1224746.5285 | 2651368.7582 | 1224747.4969 | 2651362.1334 | 1224745.5719 | 2651358.4917 | 1224740.593 | 2651356.9686 | 1224720.314
101 | 2651382.8001 | 1224746.5285 | 2651376.6473 | 1224768.0888 | 2651375.9746 | 1224770.8841
102 | 2651370.9248 | 1224791.8679 | 2651375.9746 | 1224770.8841
103 | 2651459.3817 | 1224704.4525 | 2651454.912 | 1224719.8346 | 2651454.4973 | 1224721.5719
104 | 2651370.9248 | 1224791.8679 | 2651368.194 | 1224803.2155 | 2651364.6563 | 1224806.2298
105 | 2651459.3817 | 1224704.4525 | 2651446.8861 | 1224700.9347
106 | 2651459.3817 | 1224704.4525 | 2651464.7304 | 1224685.9644
107 | 2651446.8861 | 1224700.9347 | 2651427.9816 | 1224695.6127
108 | 2651418.4355 | 1224691.2867 | 2651425.4832 | 1224694.9094 | 2651427.9816 | 1224695.6127
109 | 2651351.0623 | 1224835.6493 | 2651351.6337 | 1224833.3469 | 2651354.7743 | 1224813.8063 | 2651358.5205 | 1224808.4242 | 2651363.4662 | 1224807.2438 | 2651364.6563 | 1224806.2298
110 | 2651521.5461 | 1224751.4747 | 2651527.6505 | 1224748.7035 | 2651533.82 | 1224743.676 | 2651538.9624 | 1224736.4271 | 2651540.4818 | 1224731.268
111 | 2651121.8416 | 1224795.0797 | 2651113.0176 | 1224808.4669
112 | 2651109.7878 | 1224813.367 | 2651113.0176 | 1224808.4669
113 | 2651108.9797 | 1224826.3998 | 2651120.649 | 1224834.1825 | 2651124.1848 | 1224834.079
114 | 2651089.5783 | 1224855.5847 | 2651108.9797 | 1224826.3998
115 | 2651108.9797 | 1224826.3998 | 2651106.492 | 1224824.7441 | 2651105.1034 | 1224820.474 | 2651109.7878 | 1224813.367
116 | 2651051.7606 | 1224852.2139 | 2651061.6206 | 1224826.9939
117 | 2651061.6206 | 1224826.9939 | 2651064.6359 | 1224819.2928 | 2651071.4641 | 1224803.1104
118 | 2651061.6206 | 1224826.9939 | 2651074.4807 | 1224843.4373
119 | 2651089.5783 | 1224855.5847 | 2651077.4214 | 1224847.1975 | 2651074.4807 | 1224843.4373

## bus_geodata
| x | y | coords
0 | 2651049.7466 | 1225113.6708
1 | 2651057.4821 | 1225117.8242
2 | 2651035.4841 | 1225114.7149
3 | 2651065.4089 | 1225122.4206
4 | 2650996.7361 | 1225123.6663
5 | 2651126.8551 | 1225122.0034
6 | 2651056.1336 | 1225083.3225
7 | 2651018.7176 | 1225013.5419
8 | 2651052.2256 | 1224943.8525
9 | 2651026.8906 | 1225020.1533
10 | 2651154.2382 | 1225120.1913
11 | 2651048.3943 | 1224935.3255
12 | 2651084.1396 | 1224911.5617
13 | 2651097.0735 | 1225019.2949
14 | 2651088.8677 | 1225030.886
15 | 2651118.6336 | 1224953.2057
16 | 2651035.1413 | 1224917.7343
17 | 2651046.0611 | 1224922.731
18 | 2651016.4267 | 1224908.0848
19 | 2651167.2915 | 1225116.2468
20 | 2651176.8923 | 1225111.4844
21 | 2651238.8589 | 1225086.1212
22 | 2651135.2287 | 1224928.8579
23 | 2651074.6047 | 1224896.0974
24 | 2651220.9171 | 1225073.0975
25 | 2651197.7602 | 1225056.2937
26 | 2651203.6152 | 1225060.54
27 | 2651209.7302 | 1225040.5202
28 | 2651187.552 | 1225024.1305
29 | 2651154.5811 | 1224949.51
30 | 2651166.6175 | 1224932.7272
31 | 2651143.0731 | 1224917.3488
32 | 2651054.3128 | 1224864.2961
33 | 2651232.497 | 1225010.5307
34 | 2651220.387 | 1225001.1541
35 | 2651238.1096 | 1225015.0422
36 | 2651206.853 | 1224990.6813
37 | 2651236.2917 | 1224973.5598
38 | 2651239.0077 | 1224968.8476
39 | 2651245.6756 | 1224957.2789
40 | 2651249.8977 | 1224949.9538
41 | 2651176.2799 | 1224967.0236
42 | 2651256.8153 | 1224937.9519
43 | 2651269.1738 | 1224916.5102
44 | 2651260.2211 | 1224912.8754
45 | 2651274.9254 | 1224892.6993
46 | 2651253.3538 | 1224910.4016
47 | 2651239.6349 | 1224901.7469
48 | 2651201.0249 | 1224898.8686
49 | 2651287.6872 | 1224875.1885
50 | 2651180.0922 | 1224855.7175
51 | 2651192.2241 | 1224911.4342
52 | 2651164.3664 | 1224833.88
53 | 2651176.2689 | 1224861.7758
54 | 2651170.1236 | 1224797.3957
55 | 2651140.6514 | 1224812.7187
56 | 2651346.0335 | 1224855.9126
57 | 2651160.0076 | 1224887.543
58 | 2651130.2267 | 1224803.0232
59 | 2651159.9205 | 1224887.6809
60 | 2651582.1189 | 1224952.2902
61 | 2651629.4052 | 1224932.0207
62 | 2651552.3309 | 1224910.2216
63 | 2651426.5634 | 1224885.9751
64 | 2651445.4735 | 1224847.8324
65 | 2651546.0593 | 1224893.1805
66 | 2651541.5993 | 1224881.0619
67 | 2651536.5701 | 1224867.395
68 | 2651546.6364 | 1224810.8334
69 | 2651584.0537 | 1224871.7922
70 | 2651527.4474 | 1224842.6044
71 | 2651549.8252 | 1224810.1149
72 | 2651598.0405 | 1224731.8136
73 | 2651594.1986 | 1224693.1007
74 | 2651576.8103 | 1224846.959
75 | 2651564.8183 | 1224640.7361
76 | 2651563.1818 | 1224738.6686
77 | 2651508.6569 | 1224791.5419
78 | 2651517.9037 | 1224816.6699
79 | 2651507.9556 | 1224789.6363
80 | 2651449.1033 | 1224811.7605
81 | 2651449.0809 | 1224805.5572
82 | 2651448.372 | 1224754.9693
83 | 2651425.6785 | 1224849.4409
84 | 2651449.6336 | 1224741.9471
85 | 2651452.8289 | 1224728.5611
86 | 2651412.2773 | 1224744.5079
87 | 2651374.4893 | 1224853.6004
88 | 2651353.3148 | 1224855.3209
89 | 2651498.1382 | 1224570.4823
90 | 2651549.4967 | 1224698.2342
91 | 2651552.6885 | 1224745.6739
92 | 2651469.8808 | 1224668.1614
93 | 2651543.5223 | 1224720.6548
94 | 2651404.9682 | 1224745.0089
95 | 2651382.8001 | 1224746.5285
96 | 2651356.9686 | 1224720.314
97 | 2651375.9746 | 1224770.8841
98 | 2651454.4973 | 1224721.5719
99 | 2651370.9248 | 1224791.8679
100 | 2651459.3817 | 1224704.4525
101 | 2651446.8861 | 1224700.9347
102 | 2651464.7304 | 1224685.9644
103 | 2651427.9816 | 1224695.6127
104 | 2651418.4355 | 1224691.2867
105 | 2651351.0623 | 1224835.6493
106 | 2651364.6563 | 1224806.2298
107 | 2651540.4818 | 1224731.268
108 | 2651521.5461 | 1224751.4747
109 | 2651150.9945 | 1224773.9958
110 | 2651121.8416 | 1224795.0797
111 | 2651113.0176 | 1224808.4669
112 | 2651124.1848 | 1224834.079
113 | 2651108.9797 | 1224826.3998
114 | 2651109.7878 | 1224813.367
115 | 2651043.6419 | 1224912.1312
116 | 2651051.7606 | 1224852.2139
117 | 2651061.6206 | 1224826.9939
118 | 2651071.4641 | 1224803.1104
119 | 2651074.4807 | 1224843.4373
120 | 2651089.5783 | 1224855.5847
121 | 2651287.6872 | 1224875.1885

## line_std_types
| c_nf_per_km | r_ohm_per_km | x_ohm_per_km | max_i_ka | type | q_mm2 | alpha | voltage_rating
NAYY 4x50 SE | 210 | 0.642 | 0.083 | 0.142 | cs | 50 | 0.00403 | LV
NAYY 4x120 SE | 264 | 0.225 | 0.08 | 0.242 | cs | 120 | 0.00403 | LV
NAYY 4x150 SE | 261 | 0.208 | 0.08 | 0.27 | cs | 150 | 0.00403 | LV
NA2XS2Y 1x95 RM/25 12/20 kV | 216 | 0.313 | 0.132 | 0.252 | cs | 95 | 0.00403 | MV
NA2XS2Y 1x185 RM/25 12/20 kV | 273 | 0.161 | 0.117 | 0.362 | cs | 185 | 0.00403 | MV
NA2XS2Y 1x240 RM/25 12/20 kV | 304 | 0.122 | 0.112 | 0.421 | cs | 240 | 0.00403 | MV
NA2XS2Y 1x95 RM/25 6/10 kV | 315 | 0.313 | 0.123 | 0.249 | cs | 95 | 0.00403 | MV
NA2XS2Y 1x185 RM/25 6/10 kV | 406 | 0.161 | 0.11 | 0.358 | cs | 185 | 0.00403 | MV
NA2XS2Y 1x240 RM/25 6/10 kV | 456 | 0.122 | 0.105 | 0.416 | cs | 240 | 0.00403 | MV
NA2XS2Y 1x150 RM/25 12/20 kV | 250 | 0.206 | 0.116 | 0.319 | cs | 150 | 0.00403 | MV
NA2XS2Y 1x120 RM/25 12/20 kV | 230 | 0.253 | 0.119 | 0.283 | cs | 120 | 0.00403 | MV
NA2XS2Y 1x70 RM/25 12/20 kV | 190 | 0.443 | 0.132 | 0.22 | cs | 70 | 0.00403 | MV
NA2XS2Y 1x150 RM/25 6/10 kV | 360 | 0.206 | 0.11 | 0.315 | cs | 150 | 0.00403 | MV
NA2XS2Y 1x120 RM/25 6/10 kV | 340 | 0.253 | 0.113 | 0.28 | cs | 120 | 0.00403 | MV
NA2XS2Y 1x70 RM/25 6/10 kV | 280 | 0.443 | 0.123 | 0.217 | cs | 70 | 0.00403 | MV
N2XS(FL)2Y 1x120 RM/35 64/110 kV | 112 | 0.153 | 0.166 | 0.366 | cs | 120 | 0.00393 | HV
N2XS(FL)2Y 1x185 RM/35 64/110 kV | 125 | 0.099 | 0.156 | 0.457 | cs | 185 | 0.00393 | HV
N2XS(FL)2Y 1x240 RM/35 64/110 kV | 135 | 0.075 | 0.149 | 0.526 | cs | 240 | 0.00393 | HV
N2XS(FL)2Y 1x300 RM/35 64/110 kV | 144 | 0.06 | 0.144 | 0.588 | cs | 300 | 0.00393 | HV
15-AL1/3-ST1A 0.4 | 11 | 1.8769 | 0.35 | 0.105 | ol | 16 | 0.00403 | LV
24-AL1/4-ST1A 0.4 | 11.25 | 1.2012 | 0.335 | 0.14 | ol | 24 | 0.00403 | LV
48-AL1/8-ST1A 0.4 | 12.2 | 0.5939 | 0.3 | 0.21 | ol | 48 | 0.00403 | LV
94-AL1/15-ST1A 0.4 | 13.2 | 0.306 | 0.29 | 0.35 | ol | 94 | 0.00403 | LV
34-AL1/6-ST1A 10.0 | 9.7 | 0.8342 | 0.36 | 0.17 | ol | 34 | 0.00403 | MV
48-AL1/8-ST1A 10.0 | 10.1 | 0.5939 | 0.35 | 0.21 | ol | 48 | 0.00403 | MV
70-AL1/11-ST1A 10.0 | 10.4 | 0.4132 | 0.339 | 0.29 | ol | 70 | 0.00403 | MV
94-AL1/15-ST1A 10.0 | 10.75 | 0.306 | 0.33 | 0.35 | ol | 94 | 0.00403 | MV
122-AL1/20-ST1A 10.0 | 11.1 | 0.2376 | 0.323 | 0.41 | ol | 122 | 0.00403 | MV
149-AL1/24-ST1A 10.0 | 11.25 | 0.194 | 0.315 | 0.47 | ol | 149 | 0.00403 | MV
34-AL1/6-ST1A 20.0 | 9.15 | 0.8342 | 0.382 | 0.17 | ol | 34 | 0.00403 | MV
48-AL1/8-ST1A 20.0 | 9.5 | 0.5939 | 0.372 | 0.21 | ol | 48 | 0.00403 | MV
70-AL1/11-ST1A 20.0 | 9.7 | 0.4132 | 0.36 | 0.29 | ol | 70 | 0.00403 | MV
94-AL1/15-ST1A 20.0 | 10 | 0.306 | 0.35 | 0.35 | ol | 94 | 0.00403 | MV
122-AL1/20-ST1A 20.0 | 10.3 | 0.2376 | 0.344 | 0.41 | ol | 122 | 0.00403 | MV
149-AL1/24-ST1A 20.0 | 10.5 | 0.194 | 0.337 | 0.47 | ol | 149 | 0.00403 | MV
184-AL1/30-ST1A 20.0 | 10.75 | 0.1571 | 0.33 | 0.535 | ol | 184 | 0.00403 | MV
243-AL1/39-ST1A 20.0 | 11 | 0.1188 | 0.32 | 0.645 | ol | 243 | 0.00403 | MV
48-AL1/8-ST1A 110.0 | 8 | 0.5939 | 0.46 | 0.21 | ol | 48 | 0.00403 | HV
70-AL1/11-ST1A 110.0 | 8.4 | 0.4132 | 0.45 | 0.29 | ol | 70 | 0.00403 | HV
94-AL1/15-ST1A 110.0 | 8.65 | 0.306 | 0.44 | 0.35 | ol | 94 | 0.00403 | HV
122-AL1/20-ST1A 110.0 | 8.5 | 0.2376 | 0.43 | 0.41 | ol | 122 | 0.00403 | HV
149-AL1/24-ST1A 110.0 | 8.75 | 0.194 | 0.41 | 0.47 | ol | 149 | 0.00403 | HV
184-AL1/30-ST1A 110.0 | 8.8 | 0.1571 | 0.4 | 0.535 | ol | 184 | 0.00403 | HV
243-AL1/39-ST1A 110.0 | 9 | 0.1188 | 0.39 | 0.645 | ol | 243 | 0.00403 | HV
305-AL1/39-ST1A 110.0 | 9.2 | 0.0949 | 0.38 | 0.74 | ol | 305 | 0.00403 | HV
490-AL1/64-ST1A 110.0 | 9.75 | 0.059 | 0.37 | 0.96 | ol | 490 | 0.00403 | HV
679-AL1/86-ST1A 110.0 | 9.95 | 0.042 | 0.36 | 1.15 | ol | 679 | 0.00403 | HV
490-AL1/64-ST1A 220.0 | 10 | 0.059 | 0.285 | 0.96 | ol | 490 | 0.00403 | HV
679-AL1/86-ST1A 220.0 | 11.7 | 0.042 | 0.275 | 1.15 | ol | 679 | 0.00403 | HV
490-AL1/64-ST1A 380.0 | 11 | 0.059 | 0.253 | 0.96 | ol | 490 | 0.00403 | HV
679-AL1/86-ST1A 380.0 | 14.6 | 0.042 | 0.25 | 1.15 | ol | 679 | 0.00403 | HV

## trafo_std_types
| i0_percent | pfe_kw | vkr_percent | sn_mva | vn_lv_kv | vn_hv_kv | vk_percent | shift_degree | vector_group | tap_side | tap_neutral | tap_min | tap_max | tap_step_degree | tap_step_percent | tap_phase_shifter
160 MVA 380/110 kV | 0.06 | 60 | 0.25 | 160 | 110 | 380 | 12.2 | 0 | Yy0 | hv | 0 | -9 | 9 | 0 | 1.5 | FALSE
100 MVA 220/110 kV | 0.06 | 55 | 0.26 | 100 | 110 | 220 | 12 | 0 | Yy0 | hv | 0 | -9 | 9 | 0 | 1.5 | FALSE
63 MVA 110/20 kV | 0.04 | 22 | 0.32 | 63 | 20 | 110 | 18 | 150 | YNd5 | hv | 0 | -9 | 9 | 0 | 1.5 | FALSE
40 MVA 110/20 kV | 0.05 | 18 | 0.34 | 40 | 20 | 110 | 16.2 | 150 | YNd5 | hv | 0 | -9 | 9 | 0 | 1.5 | FALSE
25 MVA 110/20 kV | 0.07 | 14 | 0.41 | 25 | 20 | 110 | 12 | 150 | YNd5 | hv | 0 | -9 | 9 | 0 | 1.5 | FALSE
63 MVA 110/10 kV | 0.04 | 22 | 0.32 | 63 | 10 | 110 | 18 | 150 | YNd5 | hv | 0 | -9 | 9 | 0 | 1.5 | FALSE
40 MVA 110/10 kV | 0.05 | 18 | 0.34 | 40 | 10 | 110 | 16.2 | 150 | YNd5 | hv | 0 | -9 | 9 | 0 | 1.5 | FALSE
25 MVA 110/10 kV | 0.07 | 14 | 0.41 | 25 | 10 | 110 | 12 | 150 | YNd5 | hv | 0 | -9 | 9 | 0 | 1.5 | FALSE
0.25 MVA 20/0.4 kV | 0.32 | 0.8 | 1.44 | 0.25 | 0.4 | 20 | 6 | 150 | Yzn5 | hv | 0 | -2 | 2 | 0 | 2.5 | FALSE
0.4 MVA 20/0.4 kV | 0.3375 | 1.35 | 1.425 | 0.4 | 0.4 | 20 | 6 | 150 | Dyn5 | hv | 0 | -2 | 2 | 0 | 2.5 | FALSE
0.63 MVA 20/0.4 kV | 0.2619 | 1.65 | 1.206 | 0.63 | 0.4 | 20 | 6 | 150 | Dyn5 | hv | 0 | -2 | 2 | 0 | 2.5 | FALSE
0.25 MVA 10/0.4 kV | 0.24 | 0.6 | 1.2 | 0.25 | 0.4 | 10 | 4 | 150 | Dyn5 | hv | 0 | -2 | 2 | 0 | 2.5 | FALSE
0.4 MVA 10/0.4 kV | 0.2375 | 0.95 | 1.325 | 0.4 | 0.4 | 10 | 4 | 150 | Dyn5 | hv | 0 | -2 | 2 | 0 | 2.5 | FALSE
0.63 MVA 10/0.4 kV | 0.1873 | 1.18 | 1.0794 | 0.63 | 0.4 | 10 | 4 | 150 | Dyn5 | hv | 0 | -2 | 2 | 0 | 2.5 | FALSE

## trafo3w_std_types
| sn_hv_mva | sn_mv_mva | sn_lv_mva | vn_hv_kv | vn_mv_kv | vn_lv_kv | vk_hv_percent | vk_mv_percent | vk_lv_percent | vkr_hv_percent | vkr_mv_percent | vkr_lv_percent | pfe_kw | i0_percent | shift_mv_degree | shift_lv_degree | vector_group | tap_side | tap_neutral | tap_min | tap_max | tap_step_percent
63/25/38 MVA 110/20/10 kV | 63 | 25 | 38 | 110 | 20 | 10 | 10.4 | 10.4 | 10.4 | 0.28 | 0.32 | 0.35 | 35 | 0.89 | 0 | 0 | YN0yn0yn0 | hv | 0 | -10 | 10 | 1.2
63/25/38 MVA 110/10/10 kV | 63 | 25 | 38 | 110 | 10 | 10 | 10.4 | 10.4 | 10.4 | 0.28 | 0.32 | 0.35 | 35 | 0.89 | 0 | 0 | YN0yn0yn0 | hv | 0 | -10 | 10 | 1.2

## fuse_std_types
| fuse_type | i_rated_a | t_avg | t_min | t_total | x_avg | x_min | x_total
HV 100A | HV 100A | 100 | 0 | [10.0, 3.64, 0.854, 0.281, 0.1, 0.0531, 0.022, 0.01] | [10.0, 4.267, 1.21, 0.403, 0.1, 0.058, 0.022, 0.01] | 0 | [300.0, 350.0, 450.0, 550.0, 700.0, 850.0, 1200.0, 1752.0] | [600.0, 700.0, 900.0, 1150.0, 1665.0, 2000.0, 3000.0, 4313.0]
HV 10A | HV 10A | 10 | 0 | [10.0, 1675.0, 0.344, 0.156, 0.1, 0.0417, 0.0171, 0.01] | [10.0, 1.3, 0.3, 0.155, 0.1, 0.0555, 0.023, 0.01] | 0 | [30.0, 32.0, 35.0, 37.0, 39.0, 50.0, 70.0, 88.0] | [60.0, 70.0, 80.0, 87.0, 94.0, 110.0, 150.0, 216.0]
HV 125A | HV 125A | 125 | 0 | [10.0, 1.82, 0.344, 0.1, 0.0467, 0.0269, 0.01] | [10.0, 2.478, 0.426, 0.1, 0.0427, 0.0211, 0.01] | 0 | [375.0, 500.0, 700.0, 925.0, 1200.0, 1500.0, 2341.0] | [750.0, 1000.0, 1500.0, 2200.0, 3000.0, 4000.0, 5765.0]
HV 160A | HV 160A | 160 | 0 | [10.0, 4.15, 1.03, 0.198, 0.1, 0.051, 0.0172, 0.01] | [10.0, 2.3, 0.734, 0.274, 0.1, 0.046, 0.0177, 0.01] | 0 | [480.0, 550.0, 700.0, 1000.0, 1260.0, 1600.0, 2500.0, 3227.0] | [960.0, 1300.0, 1700.0, 2200.0, 2996.0, 4000.0, 6000.0, 7946.0]
HV 16A | HV 16A | 16 | 0 | [10.0, 0.352, 0.164, 0.1, 0.0649, 0.0342, 0.01] | [10.0, 2.34, 0.722, 0.181, 0.1, 0.055, 0.0296, 0.01] | 0 | [48.0, 60.0, 65.0, 71.0, 80.0, 100.0, 162.0] | [96.0, 110.0, 125.0, 150.0, 168.0, 200.0, 250.0, 398.0]
HV 200A | HV 200A | 200 | 0 | [10.0, 4.267, 1.21, 0.403, 0.1, 0.058, 0.022, 0.01] | [10.0, 3.73, 1.654, 0.328, 0.1, 0.0531, 0.019, 0.01] | 0 | [600.0, 700.0, 900.0, 1150.0, 1665.0, 2000.0, 3000.0, 4313.0] | [1200.0, 1500.0, 1800.0, 2700.0, 3960.0, 5000.0, 7500.0, 10620.0]
HV 20A | HV 20A | 20 | 0 | [10.0, 1.3, 0.3, 0.155, 0.1, 0.0555, 0.023, 0.01] | [10.0, 1.3, 0.161, 0.1, 0.0611, 0.0399, 0.0141, 0.01] | 0 | [60.0, 70.0, 80.0, 87.0, 94.0, 110.0, 150.0, 216.0] | [120.0, 150.0, 200.0, 223.0, 260.0, 300.0, 450.0, 532.0]
HV 25A | HV 25A | 25 | 0 | [10.0, 2.512, 0.833, 0.299, 0.1, 0.0372, 0.0223, 0.01] | [10.0, 3.125, 0.597, 0.198, 0.1, 0.0378, 0.022, 0.01] | 0 | [75.0, 82.0, 90.0, 100.0, 124.0, 170.0, 200.0, 289.0] | [150.0, 170.0, 210.0, 250.0, 294.0, 400.0, 500.0, 711.0]
HV 31.5A | HV 31.5A | 31.5 | 0 | [10.0, 2.34, 0.722, 0.181, 0.1, 0.055, 0.0296, 0.01] | [10.0, 2.84, 0.368, 0.164, 0.1, 0.0621, 0.0378, 0.0195, 0.01] | 0 | [95.0, 110.0, 125.0, 150.0, 165.0, 200.0, 250.0, 390.0] | [189.0, 220.0, 300.0, 350.0, 393.0, 450.0, 530.0, 700.0, 960.0]
HV 40A | HV 40A | 40 | 0 | [10.0, 1.3, 0.161, 0.1, 0.0611, 0.0399, 0.0141, 0.01] | [10.0, 2.05, 0.369, 0.198, 0.1, 0.051, 0.0298, 0.01] | 0 | [120.0, 150.0, 200.0, 223.0, 260.0, 300.0, 450.0, 532.0] | [240.0, 300.0, 400.0, 450.0, 530.0, 650.0, 800.0, 1311.0]
HV 50A | HV 50A | 50 | 0 | [10.0, 3.215, 0.597, 0.198, 0.1, 0.0378, 0.022, 0.01] | [10.0, 3.64, 0.854, 0.281, 0.1, 0.0531, 0.022, 0.01] | 0 | [150.0, 170.0, 210.0, 250.0, 294.0, 400.0, 500.0, 711.0] | [300.0, 350.0, 450.0, 550.0, 700.0, 850.0, 1200.0, 1752.0]
HV 6.3A | HV 6.3A | 6.3 | 0 | [10.0, 1.39, 0.344, 0.168, 0.1, 0.056, 0.0263, 0.01] | [10.0, 1.711, 0.516, 0.198, 0.1, 0.0634, 0.0303, 0.01] | 0 | [19.0, 19.5, 20.4, 20.8, 22.0, 25.0, 32.0, 48.0] | [38.0, 40.0, 43.0, 48.0, 53.0, 60.0, 75.0, 118.0]
HV 63A | HV 63A | 63 | 0 | [10.0, 2.84, 0.368, 0.164, 0.1, 0.0621, 0.0378, 0.0195, 0.01] | [10.0, 1.82, 0.344, 0.1, 0.0467, 0.0269, 0.01] | 0 | [189.0, 220.0, 300.0, 350.0, 393.0, 450.0, 530.0, 700.0, 961.0] | [378.0, 500.0, 700.0, 934.0, 1200.0, 1500.0, 2366.0]
HV 80A | HV 80A | 80 | 0 | [10.0, 2.05, 0.369, 0.198, 0.1, 0.051, 0.0298, 0.01] | [10.0, 4.15, 1.03, 0.198, 0.1, 0.051, 0.0172, 0.01] | 0 | [240.0, 300.0, 400.0, 450.0, 530.0, 650.0, 800.0, 1311.0] | [480.0, 550.0, 700.0, 1000.0, 1260.0, 1600.0, 2500.0, 3227.0]
Siemens NH-1-100 | Siemens NH-1-100 | 100 | [5400.0, 2000.0, 400.0, 20.0, 1.0, 0.2, 0.012, 0.004] | 0 | 0 | [150.0, 190.0, 250.0, 430.0, 900.0, 1250.0, 2700.0, 3600.0] | 0 | 0
Siemens NH-1-125 | Siemens NH-1-125 | 125 | [4800.0, 120.0, 7.0, 0.1, 0.004] | 0 | 0 | [180.0, 400.0, 740.0, 2000.0, 4250.0] | 0 | 0
Siemens NH-1-16 | Siemens NH-1-16 | 16 | [4000.0, 400.0, 2.0, 0.1, 0.04, 0.01] | 0 | 0 | [26.0, 35.0, 75.0, 150.0, 200.0, 300.0] | 0 | 0
Siemens NH-1-160 | Siemens NH-1-160 | 160 | [4800.0, 120.0, 7.0, 0.1, 0.004] | 0 | 0 | [210.0, 500.0, 900.0, 2300.0, 5000.0] | 0 | 0
Siemens NH-1-25 | Siemens NH-1-25 | 25 | [4000.0, 1000.0, 10.0, 0.2, 0.02, 0.01] | 0 | 0 | [40.0, 50.0, 100.0, 210.0, 400.0, 500.0] | 0 | 0
Siemens NH-1-50 | Siemens NH-1-50 | 50 | [4000.0, 40.0, 4.0, 1.0, 0.02, 0.01] | 0 | 0 | [86.0, 200.0, 300.0, 400.0, 1000.0, 1280.0] | 0 | 0
Siemens NH-1-63 | Siemens NH-1-63 | 63 | [4000.0, 100.0, 10.0, 2.0, 0.04, 0.01] | 0 | 0 | [100.0, 200.0, 300.0, 400.0, 1000.0, 1500.0] | 0 | 0
Siemens NH-1-80 | Siemens NH-1-80 | 80 | [4800.0, 120.0, 7.0, 0.1, 0.01] | 0 | 0 | [150.58, 250.0, 450.0, 1150.0, 2470.0] | 0 | 0
Siemens NH-2-1000 | Siemens NH-2-1000 | 1000 | [4800.0, 120.0, 7.0, 0.1, 0.004] | 0 | 0 | [1900.0, 3500.0, 8400.0, 24000.0, 52000.0] | 0 | 0
Siemens NH-2-200 | Siemens NH-2-200 | 200 | [4800.0, 120.0, 7.0, 0.1, 0.004] | 0 | 0 | [280.0, 650.0, 1200.0, 3000.0, 7000.0] | 0 | 0
Siemens NH-2-224 | Siemens NH-2-224 | 224 | [4800.0, 120.0, 7.0, 0.2, 0.04, 0.004] | 0 | 0 | [400.0, 750.0, 1453.0, 3025.0, 4315.0, 7600.0] | 0 | 0
Siemens NH-2-250 | Siemens NH-2-250 | 250 | [4800.0, 120.0, 7.0, 0.1, 0.004] | 0 | 0 | [450.0, 800.0, 1650.0, 4000.0, 8500.0] | 0 | 0
Siemens NH-2-315 | Siemens NH-2-315 | 315 | [4800.0, 120.0, 7.0, 0.1, 0.004] | 0 | 0 | [550.0, 920.0, 1900.0, 5000.0, 11000.0] | 0 | 0
Siemens NH-2-355 | Siemens NH-2-355 | 355 | [4800.0, 120.0, 6.0, 0.1, 0.004] | 0 | 0 | [650.0, 1116.27, 2350.0, 5840.0, 12790.0] | 0 | 0
Siemens NH-2-400 | Siemens NH-2-400 | 400 | [4800.0, 120.0, 7.0, 0.1, 0.004] | 0 | 0 | [720.0, 1350.0, 2800.0, 6500.0, 15000.0] | 0 | 0
Siemens NH-2-425 | Siemens NH-2-425 | 425 | [4800.0, 120.0, 7.0, 0.1, 0.004] | 0 | 0 | [850.0, 1500.0, 3050.0, 7500.0, 16500.0] | 0 | 0
Siemens NH-2-630 | Siemens NH-2-630 | 630 | [4800.0, 120.0, 7.0, 0.1, 0.004] | 0 | 0 | [1200.0, 2000.0, 4800.0, 12000.0, 26000.0] | 0 | 0

## res_bus
| vm_pu | va_degree | p_mw | q_mvar
0 | 0.97756 | -0.43255 | 0.0032046 | 0.00080315
1 | 0.97763 | -0.43125 | 0.0031867 | 0.00079865
2 | 0.9775 | -0.43384 | 0 | 0
3 | 0.97773 | -0.42937 | 0 | 0
4 | 0.97726 | -0.43846 | 0 | 0
5 | 0.97837 | -0.41679 | 0.0026998 | 0.00067664
6 | 0.97694 | -0.44481 | 0.0048298 | 0.0012105
7 | 0.97318 | -0.51629 | 0 | 0
8 | 0.97451 | -0.49008 | 0 | 0
9 | 0.97305 | -0.51892 | 0.013597 | 0.0034077
10 | 0.97872 | -0.40984 | 0.001613 | 0.00040426
11 | 0.97359 | -0.50836 | 0.043115 | 0.010806
12 | 0.97957 | -0.39104 | 0 | 0
13 | 0.99129 | -0.16561 | 0 | 0
14 | 0.99126 | -0.1661 | 0.0019454 | 0.00048756
15 | 0.99143 | -0.16276 | 0 | 0
16 | 0.97266 | -0.52663 | 0 | 0
17 | 0.97283 | -0.5232 | 0 | 0
18 | 0.97237 | -0.53233 | 0.014633 | 0.0036673
19 | 0.97892 | -0.40593 | 0 | 0
20 | 0.97907 | -0.4029 | 0.0018252 | 0.00045744
21 | 0.98016 | -0.38168 | 0 | 0
22 | 0.99149 | -0.16174 | 0.0031103 | 0.00077952
23 | 0.9816 | -0.35163 | 0.012265 | 0.0030738
24 | 0.98051 | -0.3747 | 0.01363 | 0.0034159
25 | 0.98148 | -0.35584 | 0 | 0
26 | 0.98113 | -0.36269 | 0.021315 | 0.005342
27 | 0.98243 | -0.33713 | 0 | 0
28 | 0.98144 | -0.35655 | 0.038942 | 0.0097597
29 | 0.99123 | -0.16679 | 0.0072879 | 0.0018265
30 | 0.99136 | -0.16412 | 0 | 0
31 | 0.99155 | -0.16049 | 0 | 0
32 | 0.98392 | -0.30672 | 0.0091558 | 0.0022947
33 | 0.98561 | -0.27534 | 0 | 0
34 | 0.98693 | -0.24977 | 0 | 0
35 | 0.9856 | -0.27561 | 0.0020681 | 0.00051832
36 | 0.98681 | -0.25207 | 0.0036141 | 0.00090579
37 | 0.9899 | -0.19249 | 0.0056916 | 0.0014265
38 | 0.99043 | -0.18219 | 0.0039244 | 0.00098354
39 | 0.9918 | -0.15603 | 0.0061213 | 0.0015341
40 | 0.99271 | -0.13858 | 0.0033541 | 0.00084061
41 | 0.98667 | -0.25474 | 0.0038682 | 0.00096947
42 | 0.99424 | -0.10925 | 0.0014901 | 0.00037345
43 | 0.99701 | -0.056425 | 0 | 0
44 | 0.99809 | -0.035931 | 0 | 0
45 | 1 | 0 | -0.58984 | -0.1511
46 | 0.99774 | -0.042583 | 0.0047362 | 0.001187
47 | 0.99697 | -0.057089 | 0 | 0
48 | 0.99508 | -0.092928 | 0 | 0
49 | 0.99876 | -0.023543 | 0 | 0
50 | 0.99262 | -0.13971 | 0 | 0
51 | 0.99499 | -0.094704 | 0.0065764 | 0.0016482
52 | 0.99134 | -0.1642 | 0 | 0
53 | 0.99249 | -0.14233 | 0.00097852 | 0.00024524
54 | 0.99079 | -0.17496 | 0.012037 | 0.0030167
55 | 0.99013 | -0.18733 | 0 | 0
56 | 0.99483 | -0.098247 | 0 | 0
57 | 0.99194 | -0.15298 | 0.0037571 | 0.00094162
58 | 0.98959 | -0.19771 | 0 | 0
59 | 0.99194 | -0.15302 | 0.0036237 | 0.00090819
60 | 0.97582 | -0.46606 | 0 | 0
61 | 0.97649 | -0.45289 | 0 | 0
62 | 0.97513 | -0.47952 | 0.0041892 | 0.0010499
63 | 0.9816 | -0.35368 | 0.0096453 | 0.0024173
64 | 0.98198 | -0.34624 | 0.018454 | 0.0046249
65 | 0.9747 | -0.48816 | 0.0063873 | 0.0016008
66 | 0.97415 | -0.49895 | 0 | 0
67 | 0.97362 | -0.50935 | 0.0063669 | 0.0015957
68 | 0.97362 | -0.50928 | 0.0045459 | 0.0011393
69 | 0.97751 | -0.43284 | 0.0046895 | 0.0011753
70 | 0.97282 | -0.52515 | 0.0063535 | 0.0015923
71 | 0.97362 | -0.5094 | 0.0020916 | 0.00052421
72 | 0.9797 | -0.39013 | 0 | 0
73 | 0.98029 | -0.37859 | 0 | 0
74 | 0.97788 | -0.42567 | 0.0045572 | 0.0011421
75 | 0.98127 | -0.35956 | 0 | 0
76 | 0.98015 | -0.38138 | 0.00089479 | 0.00022426
77 | 0.97165 | -0.54825 | 0.013185 | 0.0033045
78 | 0.97214 | -0.53846 | 0.0063383 | 0.0015885
79 | 0.97164 | -0.5485 | 0.006619 | 0.0016589
80 | 0.98325 | -0.32147 | 0.0039915 | 0.0010004
81 | 0.98349 | -0.3168 | 0.0095835 | 0.0024019
82 | 0.98589 | -0.27006 | 0.0041392 | 0.0010374
83 | 0.98181 | -0.3497 | 0.0096519 | 0.002419
84 | 0.98656 | -0.25705 | 0 | 0
85 | 0.98623 | -0.26333 | 0.0040328 | 0.0010107
86 | 0.98792 | -0.23071 | 0.013732 | 0.0034416
87 | 0.99449 | -0.10471 | 0.010179 | 0.0025511
88 | 0.99469 | -0.1009 | 0.010445 | 0.0026177
89 | 0.98305 | -0.32483 | 0 | 0
90 | 0.98064 | -0.37176 | 0.0028338 | 0.00071021
91 | 0.98013 | -0.38181 | 0.001873 | 0.00046943
92 | 0.98493 | -0.28845 | 0.0027783 | 0.00069631
93 | 0.98046 | -0.37533 | 0.0010346 | 0.0002593
94 | 0.98821 | -0.22512 | 0.0066483 | 0.0016662
95 | 0.98913 | -0.20751 | 0 | 0
96 | 0.98867 | -0.21631 | 0.010396 | 0.0026055
97 | 0.99023 | -0.18634 | 0.0057796 | 0.0014485
98 | 0.98607 | -0.26648 | 0.0025711 | 0.00064437
99 | 0.99119 | -0.16776 | 0.0057086 | 0.0014307
100 | 0.98568 | -0.27408 | 0 | 0
101 | 0.98558 | -0.27599 | 0.0017004 | 0.00042616
102 | 0.98529 | -0.2816 | 0.0047819 | 0.0011984
103 | 0.98546 | -0.27828 | 0.0038493 | 0.00096474
104 | 0.98544 | -0.27878 | 0.0026431 | 0.00066241
105 | 0.99373 | -0.11927 | 0.010576 | 0.0026505
106 | 0.99195 | -0.15332 | 0.018201 | 0.0045615
107 | 0.98039 | -0.37682 | 0.0025331 | 0.00063486
108 | 0.98026 | -0.3794 | 0.0049172 | 0.0012324
109 | 0.98951 | -0.19918 | 0.0023231 | 0.00058223
110 | 0.98915 | -0.20602 | 0 | 0
111 | 0.98855 | -0.21758 | 0.0010122 | 0.00025368
112 | 0.98762 | -0.23535 | 0.0083379 | 0.0020897
113 | 0.98776 | -0.23273 | 0 | 0
114 | 0.98833 | -0.22179 | 0.0075557 | 0.0018936
115 | 0.97234 | -0.53287 | 0.048297 | 0.012104
116 | 0.98433 | -0.29869 | 0 | 0
117 | 0.98522 | -0.28153 | 0 | 0
118 | 0.98517 | -0.28252 | 0.0021389 | 0.00053605
119 | 0.98592 | -0.26811 | 0.0017141 | 0.0004296
120 | 0.98658 | -0.25543 | 0 | 0
121 | 0.99998 | 149.9956 | 0 | 0

## res_line
| p_from_mw | q_from_mvar | p_to_mw | q_to_mvar | pl_mw | ql_mvar | i_from_ka | i_to_ka | i_ka | vm_from_pu | va_from_degree | vm_to_pu | va_to_degree | loading_percent
0 | -0.0080373 | -0.0020137 | 0.0080378 | 0.0020139 | 4.9769e-07 | 2.0734e-07 | 0.012234 | 0.012234 | 0.012234 | 0.97756 | -0.43255 | 0.97763 | -0.43125 | 3.3609
1 | 0.0048326 | 0.0012105 | -0.0048323 | -0.0012105 | 2.9669e-07 | 6.5771e-09 | 0.0073559 | 0.0073559 | 0.0073559 | 0.97756 | -0.43255 | 0.9775 | -0.43384 | 2.0209
2 | -0.011224 | -0.0028125 | 0.011225 | 0.0028131 | 1.0035e-06 | 5.2727e-07 | 0.017084 | 0.017084 | 0.017084 | 0.97763 | -0.43125 | 0.97773 | -0.42937 | 4.6934
3 | 0.0048323 | 0.0012105 | -0.0048313 | -0.0012105 | 1.0631e-06 | 2.3795e-08 | 0.0073559 | 0.0073562 | 0.0073562 | 0.9775 | -0.43384 | 0.97726 | -0.43846 | 2.0209
4 | -0.011225 | -0.0028131 | 0.011232 | 0.0028166 | 6.7288e-06 | 3.5349e-06 | 0.017084 | 0.017084 | 0.017084 | 0.97773 | -0.42937 | 0.97837 | -0.41679 | 4.6934
5 | 0.0048313 | 0.0012105 | -0.0048298 | -0.0012105 | 1.4614e-06 | 3.3295e-08 | 0.0073562 | 0.0073565 | 0.0073565 | 0.97726 | -0.43846 | 0.97694 | -0.44481 | 2.021
6 | -0.013932 | -0.0034933 | 0.013937 | 0.0034959 | 4.6209e-06 | 2.6126e-06 | 0.02119 | 0.02119 | 0.02119 | 0.97837 | -0.41679 | 0.97872 | -0.40984 | 5.8214
7 | -0.013599 | -0.0034087 | 0.013616 | 0.0034183 | 1.7e-05 | 9.5751e-06 | 0.020793 | 0.020792 | 0.020793 | 0.97318 | -0.51629 | 0.97451 | -0.49008 | 5.7123
8 | 0.013599 | 0.0034087 | -0.013597 | -0.0034077 | 1.7043e-06 | 9.6018e-07 | 0.020793 | 0.020793 | 0.020793 | 0.97318 | -0.51629 | 0.97305 | -0.51892 | 5.7123
9 | 0.10621 | 0.026683 | -0.10612 | -0.026623 | 9.2566e-05 | 5.9125e-05 | 0.1622 | 0.1622 | 0.1622 | 0.97451 | -0.49008 | 0.97359 | -0.50836 | 44.5602
10 | -0.11983 | -0.030101 | 0.1204 | 0.030465 | 0.00056934 | 0.00036381 | 0.18299 | 0.18299 | 0.18299 | 0.97451 | -0.49008 | 0.97957 | -0.39104 | 50.2724
11 | -0.01555 | -0.0039001 | 0.015553 | 0.0039018 | 2.8954e-06 | 1.6794e-06 | 0.023642 | 0.023642 | 0.023642 | 0.97872 | -0.40984 | 0.97892 | -0.40593 | 6.4951
12 | 0.063003 | 0.015818 | -0.062958 | -0.015789 | 4.4547e-05 | 2.8351e-05 | 0.096303 | 0.096303 | 0.096303 | 0.97359 | -0.50836 | 0.97283 | -0.5232 | 26.4568
13 | -0.1204 | -0.030465 | 0.12062 | 0.03061 | 0.00022813 | 0.00014578 | 0.18299 | 0.18299 | 0.18299 | 0.97957 | -0.39104 | 0.9816 | -0.35163 | 50.2724
14 | 0.0019454 | 0.0004874 | -0.0019454 | -0.00048756 | 4.5415e-08 | -1.5401e-07 | 0.0029202 | 0.0029203 | 0.0029203 | 0.99129 | -0.16561 | 0.99126 | -0.1661 | 0.80227
15 | -0.0019454 | -0.0004874 | 0.0019457 | 0.00048651 | 2.6334e-07 | -8.9339e-07 | 0.0029202 | 0.0029198 | 0.0029202 | 0.99129 | -0.16561 | 0.99143 | -0.16276 | 0.80225
16 | -0.0019457 | -0.00048651 | 0.0019458 | 0.00048619 | 9.4196e-08 | -3.1971e-07 | 0.0029198 | 0.0029197 | 0.0029198 | 0.99143 | -0.16276 | 0.99149 | -0.16174 | 0.80215
17 | -0.014637 | -0.0036696 | 0.014639 | 0.0036709 | 2.3934e-06 | 1.3738e-06 | 0.022392 | 0.022392 | 0.022392 | 0.97266 | -0.52663 | 0.97283 | -0.5232 | 6.1517
18 | 0.014637 | 0.0036696 | -0.014633 | -0.0036673 | 3.9782e-06 | 2.2835e-06 | 0.022392 | 0.022392 | 0.022392 | 0.97266 | -0.52663 | 0.97237 | -0.53233 | 6.1517
19 | 0.048319 | 0.012118 | -0.048297 | -0.012104 | 2.228e-05 | 1.4124e-05 | 0.073911 | 0.073911 | 0.073911 | 0.97283 | -0.5232 | 0.97234 | -0.53287 | 20.3051
20 | -0.015553 | -0.0039018 | 0.015555 | 0.0039031 | 2.2464e-06 | 1.3029e-06 | 0.023642 | 0.023642 | 0.023642 | 0.97892 | -0.40593 | 0.97907 | -0.4029 | 6.4951
21 | -0.01738 | -0.0043605 | 0.017398 | 0.004371 | 1.7601e-05 | 1.0418e-05 | 0.026416 | 0.026416 | 0.026416 | 0.97907 | -0.4029 | 0.98016 | -0.38168 | 7.2572
22 | -0.017398 | -0.004371 | 0.017403 | 0.0043744 | 5.8014e-06 | 3.4333e-06 | 0.026416 | 0.026416 | 0.026416 | 0.98016 | -0.38168 | 0.98051 | -0.3747 | 7.2571
23 | -0.0050561 | -0.0012657 | 0.0050564 | 0.0012657 | 3.007e-07 | 1.2806e-08 | 0.0075876 | 0.0075876 | 0.0075876 | 0.99149 | -0.16174 | 0.99155 | -0.16049 | 2.0845
24 | -0.13289 | -0.033684 | 0.13318 | 0.033867 | 0.00028746 | 0.00018302 | 0.20158 | 0.20158 | 0.20158 | 0.9816 | -0.35163 | 0.98392 | -0.30672 | 27.69
25 | -0.031033 | -0.0077903 | 0.031051 | 0.0078014 | 1.7785e-05 | 1.1113e-05 | 0.0471 | 0.0471 | 0.0471 | 0.98051 | -0.3747 | 0.98113 | -0.36269 | 12.9396
26 | 0.052383 | 0.013154 | -0.052366 | -0.013143 | 1.7111e-05 | 1.0859e-05 | 0.079427 | 0.079427 | 0.079427 | 0.98148 | -0.35584 | 0.98113 | -0.36269 | 21.8206
27 | -0.052383 | -0.013154 | 0.05243 | 0.013184 | 4.6801e-05 | 2.9703e-05 | 0.079427 | 0.079427 | 0.079427 | 0.98148 | -0.35584 | 0.98243 | -0.33713 | 21.8206
28 | -0.091408 | -0.022966 | 0.091678 | 0.023139 | 0.00027047 | 0.00017262 | 0.13847 | 0.13847 | 0.13847 | 0.98243 | -0.33713 | 0.98561 | -0.27534 | 38.0408
29 | 0.038978 | 0.0097825 | -0.038942 | -0.0097597 | 3.6049e-05 | 2.2723e-05 | 0.059042 | 0.059042 | 0.059042 | 0.98243 | -0.33713 | 0.98144 | -0.35655 | 16.2203
30 | -0.0072879 | -0.0018265 | 0.0072888 | 0.0018268 | 9.27e-07 | 3.2703e-07 | 0.01094 | 0.01094 | 0.01094 | 0.99123 | -0.16679 | 0.99136 | -0.16412 | 3.0056
31 | -0.0072888 | -0.0018268 | 0.0072901 | 0.0018273 | 1.2597e-06 | 4.4426e-07 | 0.01094 | 0.01094 | 0.01094 | 0.99136 | -0.16412 | 0.99155 | -0.16049 | 3.0056
32 | -0.012346 | -0.003093 | 0.012351 | 0.0030954 | 4.3945e-06 | 2.372e-06 | 0.018528 | 0.018528 | 0.018528 | 0.99155 | -0.16049 | 0.99194 | -0.15302 | 5.0901
33 | -0.14233 | -0.036162 | 0.14239 | 0.036197 | 5.51e-05 | 3.462e-05 | 0.21543 | 0.21543 | 0.21543 | 0.98392 | -0.30672 | 0.98433 | -0.29869 | 14.796
34 | -0.093746 | -0.023657 | 0.093861 | 0.023731 | 0.00011493 | 7.3363e-05 | 0.14159 | 0.14159 | 0.14159 | 0.98561 | -0.27534 | 0.98693 | -0.24977 | 38.8985
35 | 0.0020681 | 0.00051824 | -0.0020681 | -0.00051832 | 2.6326e-08 | -7.4923e-08 | 0.0031223 | 0.0031224 | 0.0031224 | 0.98561 | -0.27534 | 0.9856 | -0.27561 | 0.85779
36 | 0.0074837 | 0.0018754 | -0.0074829 | -0.0018751 | 8.1701e-07 | 3.0423e-07 | 0.011283 | 0.011283 | 0.011283 | 0.98693 | -0.24977 | 0.98681 | -0.25207 | 3.0998
37 | -0.10134 | -0.025606 | 0.10162 | 0.025784 | 0.00027913 | 0.00017823 | 0.15287 | 0.15287 | 0.15287 | 0.98693 | -0.24977 | 0.9899 | -0.19249 | 41.9983
38 | 0.0038687 | 0.00096929 | -0.0038682 | -0.00096947 | 4.9334e-07 | -1.7806e-07 | 0.0058336 | 0.0058337 | 0.0058337 | 0.98681 | -0.25207 | 0.98667 | -0.25474 | 1.6027
39 | -0.10732 | -0.027211 | 0.10737 | 0.027245 | 5.3151e-05 | 3.3947e-05 | 0.16143 | 0.16143 | 0.16143 | 0.9899 | -0.19249 | 0.99043 | -0.18219 | 44.3487
40 | -0.11129 | -0.028228 | 0.11143 | 0.028318 | 0.00014019 | 8.955e-05 | 0.16733 | 0.16733 | 0.16733 | 0.99043 | -0.18219 | 0.9918 | -0.15603 | 45.9684
41 | -0.11755 | -0.029852 | 0.11765 | 0.029915 | 9.878e-05 | 6.311e-05 | 0.17651 | 0.17651 | 0.17651 | 0.9918 | -0.15603 | 0.99271 | -0.13858 | 48.4915
42 | -0.12101 | -0.030756 | 0.12118 | 0.030865 | 0.0001712 | 0.00010939 | 0.18154 | 0.18154 | 0.18154 | 0.99271 | -0.13858 | 0.99424 | -0.10925 | 49.8727
43 | -0.12267 | -0.031239 | 0.12298 | 0.031439 | 0.00031341 | 0.00020026 | 0.18377 | 0.18377 | 0.18377 | 0.99424 | -0.10925 | 0.99701 | -0.056425 | 50.4853
44 | -0.12298 | -0.031439 | 0.1231 | 0.031517 | 0.00012205 | 7.7988e-05 | 0.18377 | 0.18377 | 0.18377 | 0.99701 | -0.056425 | 0.99809 | -0.035931 | 50.4853
45 | -0.33489 | -0.085968 | 0.33548 | 0.086341 | 0.00058514 | 0.00037318 | 0.5 | 0.5 | 0.5 | 0.99809 | -0.035931 | 1 | 0 | 34.3409
46 | 0.21179 | 0.054451 | -0.21172 | -0.054408 | 6.8435e-05 | 4.3417e-05 | 0.31624 | 0.31624 | 0.31624 | 0.99809 | -0.035931 | 0.99774 | -0.042583 | 21.7196
47 | 0.25271 | 0.064762 | -0.25242 | -0.064579 | 0.00028802 | 0.0001832 | 0.37654 | 0.37654 | 0.37654 | 1 | 0 | 0.99876 | -0.023543 | 25.8616
48 | 0.20699 | 0.053221 | -0.20684 | -0.053128 | 0.0001458 | 9.2465e-05 | 0.30917 | 0.30917 | 0.30917 | 0.99774 | -0.042583 | 0.99697 | -0.057089 | 21.2345
49 | 0.20684 | 0.053128 | -0.20648 | -0.0529 | 0.00035928 | 0.00022785 | 0.30917 | 0.30917 | 0.30917 | 0.99697 | -0.057089 | 0.99508 | -0.092928 | 21.2345
50 | 0.1999 | 0.051252 | -0.19945 | -0.050965 | 0.00045232 | 0.0002867 | 0.29934 | 0.29934 | 0.29934 | 0.99508 | -0.092928 | 0.99262 | -0.13971 | 20.5591
51 | 0.0065769 | 0.0016484 | -0.0065764 | -0.0016482 | 5.5646e-07 | 1.5686e-07 | 0.009835 | 0.009835 | 0.009835 | 0.99508 | -0.092928 | 0.99499 | -0.094704 | 2.7019
52 | 0.25242 | 0.064579 | -0.25151 | -0.064001 | 0.00090921 | 0.00057833 | 0.37654 | 0.37655 | 0.37655 | 0.99876 | -0.023543 | 0.99483 | -0.098247 | 25.8617
53 | 0.17873 | 0.045767 | -0.17852 | -0.045634 | 0.00021175 | 0.0001339 | 0.26827 | 0.26828 | 0.26828 | 0.99262 | -0.13971 | 0.99134 | -0.1642 | 18.4255
54 | 0.020723 | 0.005198 | -0.02072 | -0.0051965 | 2.5928e-06 | 1.5668e-06 | 0.031067 | 0.031067 | 0.031067 | 0.99262 | -0.13971 | 0.99249 | -0.14233 | 8.5348
55 | 0.012043 | 0.00302 | -0.012037 | -0.0030167 | 6.1736e-06 | 3.3019e-06 | 0.018077 | 0.018078 | 0.018078 | 0.99134 | -0.1642 | 0.99079 | -0.17496 | 4.9664
56 | 0.16647 | 0.042613 | -0.16629 | -0.042496 | 0.00018623 | 0.00011755 | 0.2502 | 0.2502 | 0.2502 | 0.99134 | -0.1642 | 0.99013 | -0.18733 | 17.184
57 | 0.019742 | 0.0049512 | -0.019732 | -0.0049452 | 1.0011e-05 | 6.0133e-06 | 0.0296 | 0.0296 | 0.0296 | 0.99249 | -0.14233 | 0.99194 | -0.15298 | 8.1318
58 | 0.16629 | 0.042496 | -0.1662 | -0.042443 | 8.3441e-05 | 5.2671e-05 | 0.2502 | 0.2502 | 0.2502 | 0.99013 | -0.18733 | 0.98959 | -0.19771 | 17.184
59 | 0.23089 | 0.058829 | -0.23065 | -0.058681 | 0.0002339 | 0.00014862 | 0.34569 | 0.34569 | 0.34569 | 0.99483 | -0.098247 | 0.99373 | -0.11927 | 23.7426
60 | 0.020628 | 0.0051712 | -0.020625 | -0.0051696 | 2.6081e-06 | 1.5743e-06 | 0.030855 | 0.030855 | 0.030855 | 0.99483 | -0.098247 | 0.99469 | -0.1009 | 8.4766
61 | 0.015975 | 0.0040036 | -0.015975 | -0.0040036 | 3.5123e-08 | 2.0373e-08 | 0.023964 | 0.023964 | 0.023964 | 0.99194 | -0.15298 | 0.99194 | -0.15302 | 6.5834
62 | 0.16388 | 0.041861 | -0.16381 | -0.04182 | 6.5818e-05 | 4.1531e-05 | 0.24671 | 0.24671 | 0.24671 | 0.98959 | -0.19771 | 0.98915 | -0.20602 | 16.9441
63 | 0.0023233 | 0.00058188 | -0.0023231 | -0.00058223 | 1.6334e-07 | -3.5397e-07 | 0.0034934 | 0.0034935 | 0.0034935 | 0.98959 | -0.19771 | 0.98951 | -0.19918 | 0.95976
64 | -0.056231 | -0.014147 | 0.056266 | 0.014167 | 3.5395e-05 | 2.0086e-05 | 0.085766 | 0.085765 | 0.085766 | 0.97582 | -0.46606 | 0.97649 | -0.45289 | 5.8905
65 | 0.056231 | 0.014147 | -0.056195 | -0.014127 | 3.6154e-05 | 2.052e-05 | 0.085766 | 0.085767 | 0.085767 | 0.97582 | -0.46606 | 0.97513 | -0.47952 | 5.8906
66 | -0.056266 | -0.014167 | 0.05632 | 0.014198 | 5.3988e-05 | 3.063e-05 | 0.085765 | 0.085763 | 0.085765 | 0.97649 | -0.45289 | 0.97751 | -0.43284 | 5.8904
67 | 0.052006 | 0.013077 | -0.051984 | -0.013064 | 2.1451e-05 | 1.3276e-05 | 0.079374 | 0.079374 | 0.079374 | 0.97513 | -0.47952 | 0.9747 | -0.48816 | 10.9031
68 | -0.0096453 | -0.0024173 | 0.0096487 | 0.002419 | 3.4231e-06 | 1.6508e-06 | 0.014621 | 0.014621 | 0.014621 | 0.9816 | -0.35368 | 0.98198 | -0.34624 | 4.0168
69 | 0.0096535 | 0.0024198 | -0.0096519 | -0.002419 | 1.5937e-06 | 7.6876e-07 | 0.014628 | 0.014628 | 0.014628 | 0.98198 | -0.34624 | 0.98181 | -0.3497 | 4.0188
70 | -0.037756 | -0.0094636 | 0.0378 | 0.0094917 | 4.4609e-05 | 2.809e-05 | 0.057212 | 0.057212 | 0.057212 | 0.98198 | -0.34624 | 0.98325 | -0.32147 | 15.7177
71 | 0.045597 | 0.011463 | -0.045574 | -0.011448 | 2.3473e-05 | 1.4862e-05 | 0.069623 | 0.069623 | 0.069623 | 0.9747 | -0.48816 | 0.97415 | -0.49895 | 19.1273
72 | 0.038933 | 0.0097834 | -0.038913 | -0.0097712 | 1.932e-05 | 1.2184e-05 | 0.059479 | 0.059479 | 0.059479 | 0.97415 | -0.49895 | 0.97362 | -0.50935 | 16.3405
73 | 0.0066408 | 0.0016645 | -0.0066376 | -0.0016635 | 3.2661e-06 | 1.0371e-06 | 0.010144 | 0.010144 | 0.010144 | 0.97415 | -0.49895 | 0.97362 | -0.50928 | 2.7869
74 | 0.032546 | 0.0081755 | -0.032522 | -0.0081602 | 2.4517e-05 | 1.5362e-05 | 0.049749 | 0.049749 | 0.049749 | 0.97362 | -0.50935 | 0.97282 | -0.52515 | 13.6672
75 | 0.0020916 | 0.00052418 | -0.0020916 | -0.00052421 | 1.2526e-08 | -3.2634e-08 | 0.0031967 | 0.0031967 | 0.0031967 | 0.97362 | -0.50928 | 0.97362 | -0.5094 | 0.87822
76 | -0.06101 | -0.015373 | 0.061031 | 0.015385 | 2.0931e-05 | 1.2098e-05 | 0.092902 | 0.092901 | 0.092902 | 0.97751 | -0.43284 | 0.97788 | -0.42567 | 6.3806
77 | 0.026168 | 0.0065678 | -0.026152 | -0.0065575 | 1.6606e-05 | 1.0285e-05 | 0.04003 | 0.040031 | 0.040031 | 0.97282 | -0.52515 | 0.97214 | -0.53846 | 10.9974
78 | -0.0657 | -0.016593 | 0.065736 | 0.016614 | 3.6355e-05 | 2.1306e-05 | 0.099834 | 0.099833 | 0.099834 | 0.9797 | -0.39013 | 0.98029 | -0.37859 | 6.8567
79 | 0.0657 | 0.016593 | -0.065588 | -0.016528 | 0.0001117 | 6.5476e-05 | 0.099834 | 0.099836 | 0.099836 | 0.9797 | -0.39013 | 0.97788 | -0.42567 | 6.8569
80 | -0.068504 | -0.017307 | 0.068567 | 0.017344 | 6.2559e-05 | 3.6926e-05 | 0.10403 | 0.10403 | 0.10403 | 0.98029 | -0.37859 | 0.98127 | -0.35956 | 7.1453
81 | 0.0027682 | 0.00069308 | -0.0027679 | -0.00069355 | 3.6718e-07 | -4.6407e-07 | 0.0042017 | 0.004202 | 0.004202 | 0.98029 | -0.37859 | 0.98015 | -0.38138 | 1.1544
82 | -0.079895 | -0.020185 | 0.080028 | 0.020266 | 0.00013324 | 8.0376e-05 | 0.12121 | 0.12121 | 0.12121 | 0.98127 | -0.35956 | 0.98305 | -0.32483 | 8.325
83 | 0.011328 | 0.002841 | -0.011321 | -0.0028376 | 6.5851e-06 | 3.4632e-06 | 0.017179 | 0.017179 | 0.017179 | 0.98127 | -0.35956 | 0.98064 | -0.37176 | 4.7194
84 | 0.0018731 | 0.00046929 | -0.001873 | -0.00046943 | 3.8305e-08 | -1.347e-07 | 0.0028436 | 0.0028436 | 0.0028436 | 0.98015 | -0.38138 | 0.98013 | -0.38181 | 0.78121
85 | -0.019804 | -0.0049634 | 0.019814 | 0.004969 | 9.2359e-06 | 5.5792e-06 | 0.030329 | 0.030329 | 0.030329 | 0.97165 | -0.54825 | 0.97214 | -0.53846 | 8.3321
86 | 0.0066191 | 0.0016589 | -0.006619 | -0.0016589 | 7.8237e-08 | 2.4923e-08 | 0.010137 | 0.010137 | 0.010137 | 0.97165 | -0.54825 | 0.97164 | -0.5485 | 2.7848
87 | -0.041792 | -0.010492 | 0.041801 | 0.010498 | 9.3073e-06 | 5.8779e-06 | 0.063253 | 0.063253 | 0.063253 | 0.98325 | -0.32147 | 0.98349 | -0.3168 | 17.3772
88 | -0.051385 | -0.0129 | 0.0515 | 0.012973 | 0.00011485 | 7.2862e-05 | 0.077753 | 0.077752 | 0.077753 | 0.98349 | -0.3168 | 0.98589 | -0.27006 | 21.3606
89 | -0.055639 | -0.01401 | 0.055673 | 0.014032 | 3.4618e-05 | 2.1988e-05 | 0.084 | 0.084 | 0.084 | 0.98589 | -0.27006 | 0.98656 | -0.25705 | 23.0768
90 | 0.10267 | 0.02604 | -0.10264 | -0.02602 | 3.0981e-05 | 1.9125e-05 | 0.15496 | 0.15496 | 0.15496 | 0.98656 | -0.25705 | 0.98623 | -0.26333 | 10.643
91 | -0.15834 | -0.040072 | 0.15854 | 0.040198 | 0.00020045 | 0.00012637 | 0.23896 | 0.23896 | 0.23896 | 0.98656 | -0.25705 | 0.98792 | -0.23071 | 16.4121
92 | 0.098603 | 0.02501 | -0.098588 | -0.025001 | 1.4931e-05 | 9.1892e-06 | 0.14888 | 0.14888 | 0.14888 | 0.98623 | -0.26333 | 0.98607 | -0.26648 | 10.2251
93 | -0.17227 | -0.04364 | 0.17232 | 0.043669 | 4.6303e-05 | 2.9258e-05 | 0.25964 | 0.25964 | 0.25964 | 0.98792 | -0.23071 | 0.98821 | -0.22512 | 17.8327
94 | -0.010179 | -0.0025511 | 0.010181 | 0.002552 | 1.8479e-06 | 9.0698e-07 | 0.01523 | 0.01523 | 0.01523 | 0.99449 | -0.10471 | 0.99469 | -0.1009 | 4.1841
95 | -0.080028 | -0.020266 | 0.080168 | 0.02035 | 0.00014006 | 8.4469e-05 | 0.12121 | 0.12121 | 0.12121 | 0.98305 | -0.32483 | 0.98493 | -0.28845 | 8.3249
96 | 0.0084875 | 0.0021274 | -0.008486 | -0.0021267 | 1.4432e-06 | 6.3098e-07 | 0.012879 | 0.012879 | 0.012879 | 0.98064 | -0.37176 | 0.98046 | -0.37533 | 3.5382
97 | -0.082946 | -0.021047 | 0.082974 | 0.021063 | 2.7324e-05 | 1.6544e-05 | 0.12541 | 0.12541 | 0.12541 | 0.98493 | -0.28845 | 0.98529 | -0.2816 | 8.6131
98 | 0.0074514 | 0.0018674 | -0.0074509 | -0.0018672 | 5.295e-07 | 1.9965e-07 | 0.011309 | 0.011309 | 0.011309 | 0.98046 | -0.37533 | 0.98039 | -0.37682 | 3.1068
99 | -0.17897 | -0.045335 | 0.17912 | 0.045431 | 0.00015147 | 9.5802e-05 | 0.26965 | 0.26965 | 0.26965 | 0.98821 | -0.22512 | 0.98913 | -0.20751 | 18.5202
100 | 0.0104 | 0.0026077 | -0.010396 | -0.0026055 | 4.3588e-06 | 2.1805e-06 | 0.015646 | 0.015647 | 0.015647 | 0.98913 | -0.20751 | 0.98867 | -0.21631 | 4.2985
101 | -0.18952 | -0.048039 | 0.18971 | 0.048161 | 0.00019303 | 0.00012224 | 0.2853 | 0.2853 | 0.2853 | 0.98913 | -0.20751 | 0.99023 | -0.18634 | 19.5948
102 | -0.19549 | -0.049609 | 0.19567 | 0.04972 | 0.00017488 | 0.00011081 | 0.29398 | 0.29398 | 0.29398 | 0.99023 | -0.18634 | 0.99119 | -0.16776 | 20.1913
103 | 0.096017 | 0.024356 | -0.095982 | -0.024335 | 3.5093e-05 | 2.1551e-05 | 0.145 | 0.145 | 0.145 | 0.98607 | -0.26648 | 0.98568 | -0.27408 | 9.9586
104 | -0.20138 | -0.051151 | 0.20152 | 0.05124 | 0.00014005 | 8.8789e-05 | 0.30255 | 0.30255 | 0.30255 | 0.99119 | -0.16776 | 0.99195 | -0.15332 | 20.7798
105 | 0.0081943 | 0.0020537 | -0.0081936 | -0.0020534 | 7.4495e-07 | 3.1132e-07 | 0.01237 | 0.012371 | 0.012371 | 0.98568 | -0.27408 | 0.98558 | -0.27599 | 3.3985
106 | 0.087787 | 0.022281 | -0.087756 | -0.022262 | 3.1738e-05 | 1.9332e-05 | 0.13263 | 0.13263 | 0.13263 | 0.98568 | -0.27408 | 0.98529 | -0.2816 | 9.109
107 | 0.0064932 | 0.0016273 | -0.0064925 | -0.0016271 | 7.0779e-07 | 2.0274e-07 | 0.0098033 | 0.0098034 | 0.0098034 | 0.98558 | -0.27599 | 0.98546 | -0.27828 | 2.6932
108 | 0.0026431 | 0.00066232 | -0.0026431 | -0.00066241 | 6.2835e-08 | -9.3811e-08 | 0.003991 | 0.003991 | 0.003991 | 0.98546 | -0.27828 | 0.98544 | -0.27878 | 1.0964
109 | 0.22008 | 0.05603 | -0.21972 | -0.055801 | 0.00036078 | 0.00022907 | 0.32986 | 0.32986 | 0.32986 | 0.99373 | -0.11927 | 0.99195 | -0.15332 | 22.655
110 | 0.0049178 | 0.0012324 | -0.0049172 | -0.0012324 | 6.0438e-07 | 2.2076e-08 | 0.0074641 | 0.0074642 | 0.0074642 | 0.98039 | -0.37682 | 0.98026 | -0.3794 | 2.0506
111 | 0.16381 | 0.04182 | -0.16372 | -0.041762 | 9.1488e-05 | 5.773e-05 | 0.24671 | 0.24671 | 0.24671 | 0.98915 | -0.20602 | 0.98855 | -0.21758 | 16.9441
112 | 0.16271 | 0.041508 | -0.16268 | -0.041488 | 3.3075e-05 | 2.0867e-05 | 0.24518 | 0.24518 | 0.24518 | 0.98855 | -0.21758 | 0.98833 | -0.22179 | 16.8395
113 | -0.0083379 | -0.0020897 | 0.008339 | 0.0020901 | 1.0394e-06 | 4.4045e-07 | 0.012562 | 0.012562 | 0.012562 | 0.98762 | -0.23535 | 0.98776 | -0.23273 | 3.4512
114 | 0.1467 | 0.037452 | -0.14654 | -0.037351 | 0.0001607 | 0.00010106 | 0.22124 | 0.22125 | 0.22125 | 0.98776 | -0.23273 | 0.98658 | -0.25543 | 15.1954
115 | -0.15504 | -0.039542 | 0.15512 | 0.039594 | 8.195e-05 | 5.1629e-05 | 0.23381 | 0.23381 | 0.23381 | 0.98776 | -0.23273 | 0.98833 | -0.22179 | 16.0582
116 | -0.14239 | -0.036197 | 0.1425 | 0.036271 | 0.00011779 | 7.4009e-05 | 0.21543 | 0.21543 | 0.21543 | 0.98433 | -0.29869 | 0.98522 | -0.28153 | 14.796
117 | 0.002139 | 0.00053579 | -0.0021389 | -0.00053605 | 1.0111e-07 | -2.6426e-07 | 0.0032305 | 0.0032306 | 0.0032306 | 0.98522 | -0.28153 | 0.98517 | -0.28252 | 0.88752
118 | -0.14464 | -0.036806 | 0.14474 | 0.036865 | 9.3569e-05 | 5.882e-05 | 0.21866 | 0.21866 | 0.21866 | 0.98522 | -0.28153 | 0.98592 | -0.26811 | 15.0178
119 | -0.14645 | -0.037295 | 0.14654 | 0.037351 | 8.9684e-05 | 5.64e-05 | 0.22125 | 0.22125 | 0.22125 | 0.98592 | -0.26811 | 0.98658 | -0.25543 | 15.1955

## res_trafo
| p_hv_mw | q_hv_mvar | p_lv_mw | q_lv_mvar | pl_mw | ql_mvar | i_hv_ka | i_lv_ka | vm_hv_pu | va_hv_degree | vm_lv_pu | va_lv_degree | loading_percent
0 | -1.2729e-15 | -1.3162e-15 | 0.00165 | 1.2699e-07 | 0.00165 | 1.2699e-07 | 5.2857e-17 | 0.0023815 | 0.99998 | 149.9956 | 1 | 0 | 0.2619

## res_ext_grid
| p_mw | q_mvar
0 | 0.5984 | 0.15325

## res_load
| p_mw | q_mvar
0 | 0.0032046 | 0.00080315
1 | 0.0031867 | 0.00079865
2 | 0.0026998 | 0.00067664
3 | 0.0048298 | 0.0012105
4 | 0.013597 | 0.0034077
5 | 0.001613 | 0.00040426
6 | 0.043115 | 0.010806
7 | 0.0019454 | 0.00048756
8 | 0.014633 | 0.0036673
9 | 0.0018252 | 0.00045744
10 | 0.0031103 | 0.00077952
11 | 0.012265 | 0.0030738
12 | 0.01363 | 0.0034159
13 | 0.021315 | 0.005342
14 | 0.038942 | 0.0097597
15 | 0.0072879 | 0.0018265
16 | 0.0091558 | 0.0022947
17 | 0.0020681 | 0.00051832
18 | 0.0036141 | 0.00090579
19 | 0.0056916 | 0.0014265
20 | 0.0039244 | 0.00098354
21 | 0.0061213 | 0.0015341
22 | 0.0033541 | 0.00084061
23 | 0.0038682 | 0.00096947
24 | 0.0014901 | 0.00037345
25 | 0.0085601 | 0.0021454
26 | 0.0047362 | 0.001187
27 | 0.0065764 | 0.0016482
28 | 0.00097852 | 0.00024524
29 | 0.012037 | 0.0030167
30 | 0.0037571 | 0.00094162
31 | 0.0036237 | 0.00090819
32 | 0.0041892 | 0.0010499
33 | 0.0096453 | 0.0024173
34 | 0.018454 | 0.0046249
35 | 0.0063873 | 0.0016008
36 | 0.0063669 | 0.0015957
37 | 0.0045459 | 0.0011393
38 | 0.0046895 | 0.0011753
39 | 0.0063535 | 0.0015923
40 | 0.0020916 | 0.00052421
41 | 0.0045572 | 0.0011421
42 | 0.00089479 | 0.00022426
43 | 0.013185 | 0.0033045
44 | 0.0063383 | 0.0015885
45 | 0.006619 | 0.0016589
46 | 0.0039915 | 0.0010004
47 | 0.0095835 | 0.0024019
48 | 0.0041392 | 0.0010374
49 | 0.0096519 | 0.002419
50 | 0.0040328 | 0.0010107
51 | 0.013732 | 0.0034416
52 | 0.010179 | 0.0025511
53 | 0.010445 | 0.0026177
54 | 0.0028338 | 0.00071021
55 | 0.001873 | 0.00046943
56 | 0.0027783 | 0.00069631
57 | 0.0010346 | 0.0002593
58 | 0.0066483 | 0.0016662
59 | 0.010396 | 0.0026055
60 | 0.0057796 | 0.0014485
61 | 0.0025711 | 0.00064437
62 | 0.0057086 | 0.0014307
63 | 0.0017004 | 0.00042616
64 | 0.0047819 | 0.0011984
65 | 0.0038493 | 0.00096474
66 | 0.0026431 | 0.00066241
67 | 0.010576 | 0.0026505
68 | 0.018201 | 0.0045615
69 | 0.0025331 | 0.00063486
70 | 0.0049172 | 0.0012324
71 | 0.0023231 | 0.00058223
72 | 0.0010122 | 0.00025368
73 | 0.0083379 | 0.0020897
74 | 0.0075557 | 0.0018936
75 | 0.048297 | 0.012104
76 | 0.0021389 | 0.00053605
77 | 0.0017141 | 0.0004296

## dtypes
| element | column | dtype
0 | bus | name | object
1 | bus | vn_kv | float64
2 | bus | type | object
3 | bus | zone | object
4 | bus | in_service | bool
5 | load | name | object
6 | load | bus | uint32
7 | load | p_mw | float64
8 | load | q_mvar | float64
9 | load | const_z_percent | float64
10 | load | const_i_percent | float64
11 | load | sn_mva | float64
12 | load | scaling | float64
13 | load | in_service | bool
14 | load | type | object
15 | ext_grid | name | object
16 | ext_grid | bus | uint32
17 | ext_grid | vm_pu | float64
18 | ext_grid | va_degree | float64
19 | ext_grid | slack_weight | float64
20 | ext_grid | in_service | bool
21 | line | name | object
22 | line | std_type | object
23 | line | from_bus | uint32
24 | line | to_bus | uint32
25 | line | length_km | float64
26 | line | r_ohm_per_km | float64
27 | line | x_ohm_per_km | float64
28 | line | c_nf_per_km | float64
29 | line | g_us_per_km | float64
30 | line | max_i_ka | float64
31 | line | df | float64
32 | line | parallel | uint32
33 | line | type | object
34 | line | in_service | bool
35 | trafo | name | object
36 | trafo | std_type | object
37 | trafo | hv_bus | uint32
38 | trafo | lv_bus | uint32
39 | trafo | sn_mva | float64
40 | trafo | vn_hv_kv | float64
41 | trafo | vn_lv_kv | float64
42 | trafo | vk_percent | float64
43 | trafo | vkr_percent | float64
44 | trafo | pfe_kw | float64
45 | trafo | i0_percent | float64
46 | trafo | shift_degree | float64
47 | trafo | tap_side | object
48 | trafo | tap_neutral | int32
49 | trafo | tap_min | int32
50 | trafo | tap_max | int32
51 | trafo | tap_step_percent | float64
52 | trafo | tap_step_degree | float64
53 | trafo | tap_pos | int32
54 | trafo | tap_phase_shifter | bool
55 | trafo | parallel | uint32
56 | trafo | df | float64
57 | trafo | in_service | bool
58 | line_geodata | coords | object
59 | bus_geodata | x | float64
60 | bus_geodata | y | float64
61 | bus_geodata | coords | object
62 | res_bus | vm_pu | float64
63 | res_bus | va_degree | float64
64 | res_bus | p_mw | float64
65 | res_bus | q_mvar | float64
66 | res_line | p_from_mw | float64
67 | res_line | q_from_mvar | float64
68 | res_line | p_to_mw | float64
69 | res_line | q_to_mvar | float64
70 | res_line | pl_mw | float64
71 | res_line | ql_mvar | float64
72 | res_line | i_from_ka | float64
73 | res_line | i_to_ka | float64
74 | res_line | i_ka | float64
75 | res_line | vm_from_pu | float64
76 | res_line | va_from_degree | float64
77 | res_line | vm_to_pu | float64
78 | res_line | va_to_degree | float64
79 | res_line | loading_percent | float64
80 | res_trafo | p_hv_mw | float64
81 | res_trafo | q_hv_mvar | float64
82 | res_trafo | p_lv_mw | float64
83 | res_trafo | q_lv_mvar | float64
84 | res_trafo | pl_mw | float64
85 | res_trafo | ql_mvar | float64
86 | res_trafo | i_hv_ka | float64
87 | res_trafo | i_lv_ka | float64
88 | res_trafo | vm_hv_pu | float64
89 | res_trafo | va_hv_degree | float64
90 | res_trafo | vm_lv_pu | float64
91 | res_trafo | va_lv_degree | float64
92 | res_trafo | loading_percent | float64
93 | res_ext_grid | p_mw | float64
94 | res_ext_grid | q_mvar | float64
95 | res_load | p_mw | float64
96 | res_load | q_mvar | float64

## parameters
| version | format_version | converged | OPF_converged | name | f_hz | sn_mva
0 | 2.14.6 | 2.14.0 | TRUE | FALSE |  | 50 | 1