## bus
| name | vn_kv | type | zone | in_service
0 | bus_LV_113-3_0_4_node_0 | 0.4 | n |  | TRUE
1 | bus_LV_113-3_0_4_node_1 | 0.4 | n |  | TRUE
2 | bus_LV_113-3_0_4_node_2 | 0.4 | n |  | TRUE
3 | bus_LV_113-3_0_4_node_3 | 0.4 | n |  | TRUE
4 | bus_LV_113-3_0_4_node_4 | 0.4 | n |  | TRUE
5 | bus_LV_113-3_0_4_node_99 | 0.4 | n |  | TRUE
6 | bus_LV_113-3_0_4_node_100 | 0.4 | n |  | TRUE
7 | bus_LV_113-3_0_4_node_92 | 0.4 | n |  | TRUE
8 | bus_LV_113-3_0_4_node_90 | 0.4 | n |  | TRUE
9 | bus_LV_113-3_0_4_node_5 | 0.4 | n |  | TRUE
10 | bus_LV_113-3_0_4_node_101 | 0.4 | n |  | TRUE
11 | bus_LV_113-3_0_4_node_118 | 0.4 | n |  | TRUE
12 | bus_LV_113-3_0_4_node_137 | 0.4 | n |  | TRUE
13 | bus_LV_113-3_0_4_node_105 | 0.4 | n |  | TRUE
14 | bus_LV_113-3_0_4_node_107 | 0.4 | n |  | TRUE
15 | bus_LV_113-3_0_4_node_91 | 0.4 | n |  | TRUE
16 | bus_LV_113-3_0_4_node_102 | 0.4 | n |  | TRUE
17 | bus_LV_113-3_0_4_node_6 | 0.4 | n |  | TRUE
18 | bus_LV_113-3_0_4_node_7 | 0.4 | n |  | TRUE
19 | bus_LV_113-3_0_4_node_8 | 0.4 | n |  | TRUE
20 | bus_LV_113-3_0_4_node_13 | 0.4 | n |  | TRUE
21 | bus_LV_113-3_0_4_node_17 | 0.4 | n |  | TRUE
22 | bus_LV_113-3_0_4_node_9 | 0.4 | n |  | TRUE
23 | bus_LV_113-3_0_4_node_140 | 0.4 | n |  | TRUE
24 | bus_LV_113-3_0_4_node_10 | 0.4 | n |  | TRUE
25 | bus_LV_113-3_0_4_node_12 | 0.4 | n |  | TRUE
26 | bus_LV_113-3_0_4_node_11 | 0.4 | n |  | TRUE
27 | bus_LV_113-3_0_4_node_40 | 0.4 | n |  | TRUE
28 | bus_LV_113-3_0_4_node_49 | 0.4 | n |  | TRUE
29 | bus_LV_113-3_0_4_node_43 | 0.4 | n |  | TRUE
30 | bus_LV_113-3_0_4_node_15 | 0.4 | n |  | TRUE
31 | bus_LV_113-3_0_4_node_42 | 0.4 | n |  | TRUE
32 | bus_LV_113-3_0_4_node_14 | 0.4 | n |  | TRUE
33 | bus_LV_113-3_0_4_node_94 | 0.4 | n |  | TRUE
34 | bus_LV_113-3_0_4_node_114 | 0.4 | n |  | TRUE
35 | bus_LV_113-3_0_4_node_16 | 0.4 | n |  | TRUE
36 | bus_LV_113-3_0_4_node_84 | 0.4 | n |  | TRUE
37 | bus_LV_113-3_0_4_node_109 | 0.4 | n |  | TRUE
38 | bus_LV_113-3_0_4_node_21 | 0.4 | n |  | TRUE
39 | bus_LV_113-3_0_4_node_18 | 0.4 | n |  | TRUE
40 | bus_LV_113-3_0_4_node_83 | 0.4 | n |  | TRUE
41 | bus_LV_113-3_0_4_node_141 | 0.4 | n |  | TRUE
42 | bus_LV_113-3_0_4_node_22 | 0.4 | n |  | TRUE
43 | bus_LV_113-3_0_4_node_27 | 0.4 | n |  | TRUE
44 | bus_LV_113-3_0_4_node_29 | 0.4 | n |  | TRUE
45 | bus_LV_113-3_0_4_node_25 | 0.4 | n |  | TRUE
46 | bus_LV_113-3_0_4_node_31 | 0.4 | n |  | TRUE
47 | bus_LV_113-3_0_4_node_28 | 0.4 | n |  | TRUE
48 | bus_LV_113-3_0_4_node_38 | 0.4 | n |  | TRUE
49 | bus_LV_113-3_0_4_node_93 | 0.4 | n |  | TRUE
50 | bus_LV_113-3_0_4_node_108 | 0.4 | n |  | TRUE
51 | bus_LV_113-3_0_4_node_112 | 0.4 | n |  | TRUE
52 | bus_LV_113-3_0_4_node_48 | 0.4 | n |  | TRUE
53 | bus_LV_113-3_0_4_node_23 | 0.4 | n |  | TRUE
54 | bus_LV_113-3_0_4_node_24 | 0.4 | n |  | TRUE
55 | bus_LV_113-3_0_4_node_19 | 0.4 | n |  | TRUE
56 | bus_LV_113-3_0_4_node_81 | 0.4 | n |  | TRUE
57 | bus_LV_113-3_0_4_node_20 | 0.4 | n |  | TRUE
58 | bus_LV_113-3_0_4_node_143 | 0.4 | n |  | TRUE
59 | bus_LV_113-3_0_4_node_96 | 0.4 | n |  | TRUE
60 | bus_LV_113-3_0_4_node_95 | 0.4 | n |  | TRUE
61 | bus_LV_113-3_0_4_node_26 | 0.4 | n |  | TRUE
62 | bus_LV_113-3_0_4_node_32 | 0.4 | n |  | TRUE
63 | bus_LV_113-3_0_4_node_33 | 0.4 | n |  | TRUE
64 | bus_LV_113-3_0_4_node_34 | 0.4 | n |  | TRUE
65 | bus_LV_113-3_0_4_node_35 | 0.4 | n |  | TRUE
66 | bus_LV_113-3_0_4_node_37 | 0.4 | n |  | TRUE
67 | bus_LV_113-3_0_4_node_57 | 0.4 | n |  | TRUE
68 | bus_LV_113-3_0_4_node_41 | 0.4 | n |  | TRUE
69 | bus_LV_113-3_0_4_node_145 | 0.4 | n |  | TRUE
70 | bus_LV_113-3_0_4_node_144 | 0.4 | n |  | TRUE
71 | bus_LV_113-3_0_4_node_39 | 0.4 | n |  | TRUE
72 | bus_LV_113-3_0_4_node_149 | 0.4 | n |  | TRUE
73 | bus_LV_113-3_0_4_node_54 | 0.4 | n |  | TRUE
74 | bus_LV_113-3_0_4_node_52 | 0.4 | n |  | TRUE
75 | bus_LV_113-3_0_4_node_44 | 0.4 | n |  | TRUE
76 | bus_LV_113-3_0_4_node_45 | 0.4 | n |  | TRUE
77 | bus_LV_113-3_0_4_node_46 | 0.4 | n |  | TRUE
78 | bus_LV_113-3_0_4_node_47 | 0.4 | n |  | TRUE
79 | bus_LV_113-3_0_4_node_53 | 0.4 | n |  | TRUE
80 | bus_LV_113-3_0_4_node_56 | 0.4 | n |  | TRUE
81 | bus_LV_113-3_0_4_node_58 | 0.4 | n |  | TRUE
82 | bus_LV_113-3_0_4_node_55 | 0.4 | n |  | TRUE
83 | bus_LV_113-3_0_4_node_51 | 0.4 | n |  | TRUE
84 | bus_LV_113-3_0_4_node_50 | 0.4 | n |  | TRUE
85 | bus_LV_113-3_0_4_node_75 | 0.4 | n |  | TRUE
86 | bus_LV_113-3_0_4_node_59 | 0.4 | n |  | TRUE
87 | bus_LV_113-3_0_4_node_78 | 0.4 | n |  | TRUE
88 | bus_LV_113-3_0_4_node_79 | 0.4 | n |  | TRUE
89 | bus_LV_113-3_0_4_node_77 | 0.4 | n |  | TRUE
90 | bus_LV_113-3_0_4_node_60 | 0.4 | n |  | TRUE
91 | bus_LV_113-3_0_4_node_61 | 0.4 | n |  | TRUE
92 | bus_LV_113-3_0_4_node_62 | 0.4 | n |  | TRUE
93 | bus_LV_113-3_0_4_node_63 | 0.4 | n |  | TRUE
94 | bus_LV_113-3_0_4_node_64 | 0.4 | n |  | TRUE
95 | bus_LV_113-3_0_4_node_65 | 0.4 | n |  | TRUE
96 | bus_LV_113-3_0_4_node_71 | 0.4 | n |  | TRUE
97 | bus_LV_113-3_0_4_node_146 | 0.4 | n |  | TRUE
98 | bus_LV_113-3_0_4_node_72 | 0.4 | n |  | TRUE
99 | bus_LV_113-3_0_4_node_68 | 0.4 | n |  | TRUE
100 | bus_LV_113-3_0_4_node_147 | 0.4 | n |  | TRUE
101 | bus_LV_113-3_0_4_node_73 | 0.4 | n |  | TRUE
102 | bus_LV_113-3_0_4_node_74 | 0.4 | n |  | TRUE
103 | bus_LV_113-3_0_4_node_66 | 0.4 | n |  | TRUE
104 | bus_LV_113-3_0_4_node_67 | 0.4 | n |  | TRUE
105 | bus_LV_113-3_0_4_node_69 | 0.4 | n |  | TRUE
106 | bus_LV_113-3_0_4_node_70 | 0.4 | n |  | TRUE
107 | bus_LV_113-3_0_4_node_148 | 0.4 | n |  | TRUE
108 | bus_LV_113-3_0_4_node_76 | 0.4 | n |  | TRUE
109 | bus_LV_113-3_0_4_node_142 | 0.4 | n |  | TRUE
110 | bus_LV_113-3_0_4_node_123 | 0.4 | n |  | TRUE
111 | bus_LV_113-3_0_4_node_124 | 0.4 | n |  | TRUE
112 | bus_LV_113-3_0_4_node_125 | 0.4 | n |  | TRUE
113 | bus_LV_113-3_0_4_node_80 | 0.4 | n |  | TRUE
114 | bus_LV_113-3_0_4_node_82 | 0.4 | n |  | TRUE
115 | bus_LV_113-3_0_4_node_85 | 0.4 | n |  | TRUE
116 | bus_LV_113-3_0_4_node_86 | 0.4 | n |  | TRUE
117 | bus_LV_113-3_0_4_node_87 | 0.4 | n |  | TRUE
118 | bus_LV_113-3_0_4_node_88 | 0.4 | n |  | TRUE
119 | bus_LV_113-3_0_4_node_89 | 0.4 | n |  | TRUE
120 | bus_LV_113-3_0_4_node_126 | 0.4 | n |  | TRUE
121 | bus_LV_113-3_0_4_node_120 | 0.4 | n |  | TRUE
122 | bus_LV_113-3_0_4_node_121 | 0.4 | n |  | TRUE
123 | bus_LV_113-3_0_4_node_116 | 0.4 | n |  | TRUE
124 | bus_LV_113-3_0_4_node_135 | 0.4 | n |  | TRUE
125 | bus_LV_113-3_0_4_node_103 | 0.4 | n |  | TRUE
126 | bus_LV_113-3_0_4_node_104 | 0.4 | n |  | TRUE
127 | bus_LV_113-3_0_4_node_106 | 0.4 | n |  | TRUE
128 | bus_LV_113-3_0_4_node_110 | 0.4 | n |  | TRUE
129 | bus_LV_113-3_0_4_node_127 | 0.4 | n |  | TRUE
130 | bus_LV_113-3_0_4_node_111 | 0.4 | n |  | TRUE
131 | bus_LV_113-3_0_4_node_113 | 0.4 | n |  | TRUE
132 | bus_LV_113-3_0_4_node_115 | 0.4 | n |  | TRUE
133 | bus_LV_113-3_0_4_node_117 | 0.4 | n |  | TRUE
134 | bus_LV_113-3_0_4_node_119 | 0.4 | n |  | TRUE
135 | bus_LV_113-3_0_4_node_139 | 0.4 | n |  | TRUE
136 | bus_LV_113-3_0_4_node_129 | 0.4 | n |  | TRUE
137 | bus_LV_113-3_0_4_node_128 | 0.4 | n |  | TRUE
138 | bus_LV_113-3_0_4_node_130 | 0.4 | n |  | TRUE
139 | bus_LV_113-3_0_4_node_131 | 0.4 | n |  | TRUE
140 | bus_LV_113-3_0_4_node_132 | 0.4 | n |  | TRUE
141 | bus_LV_113-3_0_4_node_133 | 0.4 | n |  | TRUE
142 | bus_LV_113-3_0_4_node_134 | 0.4 | n |  | TRUE
143 | bus_LV_113-3_0_4_node_138 | 0.4 | n |  | TRUE
144 | bus_LV_113-3_0_4_node_136 | 0.4 | n |  | TRUE
145 | bus_MV_9_2_node_39 | 20 | n |  | TRUE

## load
| name | bus | p_mw | q_mvar | const_z_percent | const_i_percent | sn_mva | scaling | in_service | type
0 | LV_113-3_0_4_load_0 | 0 | 0.0087028 | 0.0021811 | 0 | 0 |  | 1 | TRUE | wye
1 | LV_113-3_0_4_load_1 | 1 | 0.0081138 | 0.0020335 | 0 | 0 |  | 1 | TRUE | wye
2 | LV_113-3_0_4_load_92 | 7 | 0.0016932 | 0.00042435 | 0 | 0 |  | 1 | TRUE | wye
3 | LV_113-3_0_4_load_90 | 8 | 0.0035829 | 0.00089795 | 0 | 0 |  | 1 | TRUE | wye
4 | LV_113-3_0_4_load_5 | 9 | 0.002877 | 0.00072105 | 0 | 0 |  | 1 | TRUE | wye
5 | LV_113-3_0_4_load_101 | 10 | 0.0029536 | 0.00074024 | 0 | 0 |  | 1 | TRUE | wye
6 | LV_113-3_0_4_load_118 | 11 | 0.0021464 | 0.00053795 | 0 | 0 |  | 1 | TRUE | wye
7 | LV_113-3_0_4_load_105 | 13 | 0.0025807 | 0.00064679 | 0 | 0 |  | 1 | TRUE | wye
8 | LV_113-3_0_4_load_107 | 14 | 0.0027034 | 0.00067754 | 0 | 0 |  | 1 | TRUE | wye
9 | LV_113-3_0_4_load_6 | 17 | 0.013892 | 0.0034816 | 0 | 0 |  | 1 | TRUE | wye
10 | LV_113-3_0_4_load_17 | 21 | 0.00016495 | 4.134e-05 | 0 | 0 |  | 1 | TRUE | wye
11 | LV_113-3_0_4_load_9 | 22 | 0.0016995 | 0.00042593 | 0 | 0 |  | 1 | TRUE | wye
12 | LV_113-3_0_4_load_140 | 23 | 0.0017147 | 0.00042975 | 0 | 0 |  | 1 | TRUE | wye
13 | LV_113-3_0_4_load_40 | 27 | 0.010279 | 0.0025762 | 0 | 0 |  | 1 | TRUE | wye
14 | LV_113-3_0_4_load_49 | 28 | 0.010579 | 0.0026513 | 0 | 0 |  | 1 | TRUE | wye
15 | LV_113-3_0_4_load_43 | 29 | 0.0088862 | 0.0022271 | 0 | 0 |  | 1 | TRUE | wye
16 | LV_113-3_0_4_load_42 | 31 | 0.0022423 | 0.00056198 | 0 | 0 |  | 1 | TRUE | wye
17 | LV_113-3_0_4_load_114 | 34 | 0.0016916 | 0.00042395 | 0 | 0 |  | 1 | TRUE | wye
18 | LV_113-3_0_4_load_84 | 36 | 0.004568 | 0.0011448 | 0 | 0 |  | 1 | TRUE | wye
19 | LV_113-3_0_4_load_109 | 37 | 0.0041065 | 0.0010292 | 0 | 0 |  | 1 | TRUE | wye
20 | LV_113-3_0_4_load_18 | 39 | 6.2889e-05 | 1.5762e-05 | 0 | 0 |  | 1 | TRUE | wye
21 | LV_113-3_0_4_load_141 | 41 | 0.0013513 | 0.00033868 | 0 | 0 |  | 1 | TRUE | wye
22 | LV_113-3_0_4_load_22 | 42 | 0.0013162 | 0.00032987 | 0 | 0 |  | 1 | TRUE | wye
23 | LV_113-3_0_4_load_29 | 44 | 0.0042199 | 0.0010576 | 0 | 0 |  | 1 | TRUE | wye
24 | LV_113-3_0_4_load_25 | 45 | 0.0026641 | 0.00066769 | 0 | 0 |  | 1 | TRUE | wye
25 | LV_113-3_0_4_load_28 | 47 | 0.002959 | 0.00074161 | 0 | 0 |  | 1 | TRUE | wye
26 | LV_113-3_0_4_load_93 | 49 | 0.0072959 | 0.0018285 | 0 | 0 |  | 1 | TRUE | wye
27 | LV_113-3_0_4_load_108 | 50 | 0.0034885 | 0.00087429 | 0 | 0 |  | 1 | TRUE | wye
28 | LV_113-3_0_4_load_24 | 54 | 0.00010681 | 2.677e-05 | 0 | 0 |  | 1 | TRUE | wye
29 | LV_113-3_0_4_load_19 | 55 | 0.0042517 | 0.0010656 | 0 | 0 |  | 1 | TRUE | wye
30 | LV_113-3_0_4_load_81 | 56 | 9.2267e-05 | 2.3124e-05 | 0 | 0 |  | 1 | TRUE | wye
31 | LV_113-3_0_4_load_20 | 57 | 0.0043898 | 0.0011002 | 0 | 0 |  | 1 | TRUE | wye
32 | LV_113-3_0_4_load_143 | 58 | 0.014271 | 0.0035766 | 0 | 0 |  | 1 | TRUE | wye
33 | LV_113-3_0_4_load_96 | 59 | 8.0287e-05 | 2.0122e-05 | 0 | 0 |  | 1 | TRUE | wye
34 | LV_113-3_0_4_load_95 | 60 | 0.0014034 | 0.00035172 | 0 | 0 |  | 1 | TRUE | wye
35 | LV_113-3_0_4_load_26 | 61 | 0.0043842 | 0.0010988 | 0 | 0 |  | 1 | TRUE | wye
36 | LV_113-3_0_4_load_32 | 62 | 0.0093341 | 0.0023394 | 0 | 0 |  | 1 | TRUE | wye
37 | LV_113-3_0_4_load_34 | 64 | 0.00084073 | 0.00021071 | 0 | 0 |  | 1 | TRUE | wye
38 | LV_113-3_0_4_load_57 | 67 | 0.0060349 | 0.0015125 | 0 | 0 |  | 1 | TRUE | wye
39 | LV_113-3_0_4_load_41 | 68 | 0.0023084 | 0.00057854 | 0 | 0 |  | 1 | TRUE | wye
40 | LV_113-3_0_4_load_145 | 69 | 0.020191 | 0.0050603 | 0 | 0 |  | 1 | TRUE | wye
41 | LV_113-3_0_4_load_144 | 70 | 0.027578 | 0.0069118 | 0 | 0 |  | 1 | TRUE | wye
42 | LV_113-3_0_4_load_149 | 72 | 0.016908 | 0.0042376 | 0 | 0 |  | 1 | TRUE | wye
43 | LV_113-3_0_4_load_52 | 74 | 0.0082465 | 0.0020668 | 0 | 0 |  | 1 | TRUE | wye
44 | LV_113-3_0_4_load_44 | 75 | 0.0016635 | 0.00041692 | 0 | 0 |  | 1 | TRUE | wye
45 | LV_113-3_0_4_load_45 | 76 | 0.0018108 | 0.00045383 | 0 | 0 |  | 1 | TRUE | wye
46 | LV_113-3_0_4_load_46 | 77 | 0.0016011 | 0.00040128 | 0 | 0 |  | 1 | TRUE | wye
47 | LV_113-3_0_4_load_56 | 80 | 0.0011992 | 0.00030054 | 0 | 0 |  | 1 | TRUE | wye
48 | LV_113-3_0_4_load_58 | 81 | 0.0019509 | 0.00048894 | 0 | 0 |  | 1 | TRUE | wye
49 | LV_113-3_0_4_load_55 | 82 | 0.0082063 | 0.0020567 | 0 | 0 |  | 1 | TRUE | wye
50 | LV_113-3_0_4_load_51 | 83 | 0.0037996 | 0.00095226 | 0 | 0 |  | 1 | TRUE | wye
51 | LV_113-3_0_4_load_50 | 84 | 0.030011 | 0.0075214 | 0 | 0 |  | 1 | TRUE | wye
52 | LV_113-3_0_4_load_75 | 85 | 0.001257 | 0.00031503 | 0 | 0 |  | 1 | TRUE | wye
53 | LV_113-3_0_4_load_79 | 88 | 0.005643 | 0.0014143 | 0 | 0 |  | 1 | TRUE | wye
54 | LV_113-3_0_4_load_77 | 89 | 0.0038642 | 0.00096845 | 0 | 0 |  | 1 | TRUE | wye
55 | LV_113-3_0_4_load_60 | 90 | 0.0027446 | 0.00068787 | 0 | 0 |  | 1 | TRUE | wye
56 | LV_113-3_0_4_load_61 | 91 | 0.0022731 | 0.00056969 | 0 | 0 |  | 1 | TRUE | wye
57 | LV_113-3_0_4_load_63 | 93 | 0.0010861 | 0.00027219 | 0 | 0 |  | 1 | TRUE | wye
58 | LV_113-3_0_4_load_65 | 95 | 0.0011509 | 0.00028843 | 0 | 0 |  | 1 | TRUE | wye
59 | LV_113-3_0_4_load_146 | 97 | 0.0049305 | 0.0012357 | 0 | 0 |  | 1 | TRUE | wye
60 | LV_113-3_0_4_load_147 | 100 | 0.0049838 | 0.0012491 | 0 | 0 |  | 1 | TRUE | wye
61 | LV_113-3_0_4_load_73 | 101 | 0.0014547 | 0.00036458 | 0 | 0 |  | 1 | TRUE | wye
62 | LV_113-3_0_4_load_74 | 102 | 0.0011749 | 0.00029447 | 0 | 0 |  | 1 | TRUE | wye
63 | LV_113-3_0_4_load_66 | 103 | 0.0027806 | 0.00069689 | 0 | 0 |  | 1 | TRUE | wye
64 | LV_113-3_0_4_load_67 | 104 | 0.0049465 | 0.0012397 | 0 | 0 |  | 1 | TRUE | wye
65 | LV_113-3_0_4_load_148 | 107 | 0.0049127 | 0.0012312 | 0 | 0 |  | 1 | TRUE | wye
66 | LV_113-3_0_4_load_142 | 109 | 0.029489 | 0.0073906 | 0 | 0 |  | 1 | TRUE | wye
67 | LV_113-3_0_4_load_124 | 111 | 0.0025063 | 0.00062814 | 0 | 0 |  | 1 | TRUE | wye
68 | LV_113-3_0_4_load_125 | 112 | 0.0022247 | 0.00055757 | 0 | 0 |  | 1 | TRUE | wye
69 | LV_113-3_0_4_load_80 | 113 | 8.1358e-05 | 2.039e-05 | 0 | 0 |  | 1 | TRUE | wye
70 | LV_113-3_0_4_load_82 | 114 | 0.0019309 | 0.00048394 | 0 | 0 |  | 1 | TRUE | wye
71 | LV_113-3_0_4_load_85 | 115 | 0.0022816 | 0.00057183 | 0 | 0 |  | 1 | TRUE | wye
72 | LV_113-3_0_4_load_86 | 116 | 0.0036747 | 0.00092096 | 0 | 0 |  | 1 | TRUE | wye
73 | LV_113-3_0_4_load_89 | 119 | 0.0028624 | 0.00071738 | 0 | 0 |  | 1 | TRUE | wye
74 | LV_113-3_0_4_load_126 | 120 | 0.0032388 | 0.00081172 | 0 | 0 |  | 1 | TRUE | wye
75 | LV_113-3_0_4_load_116 | 123 | 0.0014931 | 0.00037421 | 0 | 0 |  | 1 | TRUE | wye
76 | LV_113-3_0_4_load_135 | 124 | 0.0018721 | 0.00046919 | 0 | 0 |  | 1 | TRUE | wye
77 | LV_113-3_0_4_load_103 | 125 | 0.00191 | 0.0004787 | 0 | 0 |  | 1 | TRUE | wye
78 | LV_113-3_0_4_load_104 | 126 | 0.0018526 | 0.0004643 | 0 | 0 |  | 1 | TRUE | wye
79 | LV_113-3_0_4_load_106 | 127 | 0.0020279 | 0.00050823 | 0 | 0 |  | 1 | TRUE | wye
80 | LV_113-3_0_4_load_110 | 128 | 0.0046135 | 0.0011562 | 0 | 0 |  | 1 | TRUE | wye
81 | LV_113-3_0_4_load_127 | 129 | 0.0058628 | 0.0014694 | 0 | 0 |  | 1 | TRUE | wye
82 | LV_113-3_0_4_load_111 | 130 | 0.0021071 | 0.00052809 | 0 | 0 |  | 1 | TRUE | wye
83 | LV_113-3_0_4_load_113 | 131 | 5.566e-05 | 1.395e-05 | 0 | 0 |  | 1 | TRUE | wye
84 | LV_113-3_0_4_load_115 | 132 | 0.0017133 | 0.0004294 | 0 | 0 |  | 1 | TRUE | wye
85 | LV_113-3_0_4_load_119 | 134 | 0.0030888 | 0.00077414 | 0 | 0 |  | 1 | TRUE | wye
86 | LV_113-3_0_4_load_139 | 135 | 0.0036485 | 0.00091439 | 0 | 0 |  | 1 | TRUE | wye
87 | LV_113-3_0_4_load_129 | 136 | 0.0015714 | 0.00039382 | 0 | 0 |  | 1 | TRUE | wye
88 | LV_113-3_0_4_load_128 | 137 | 0.0023112 | 0.00057924 | 0 | 0 |  | 1 | TRUE | wye
89 | LV_113-3_0_4_load_130 | 138 | 0.0019063 | 0.00047777 | 0 | 0 |  | 1 | TRUE | wye
90 | LV_113-3_0_4_load_131 | 139 | 0.0025226 | 0.00063222 | 0 | 0 |  | 1 | TRUE | wye
91 | LV_113-3_0_4_load_132 | 140 | 0.0028066 | 0.0007034 | 0 | 0 |  | 1 | TRUE | wye
92 | LV_113-3_0_4_load_133 | 141 | 0.0019718 | 0.00049419 | 0 | 0 |  | 1 | TRUE | wye
93 | LV_113-3_0_4_load_134 | 142 | 0.0015049 | 0.00037717 | 0 | 0 |  | 1 | TRUE | wye
94 | LV_113-3_0_4_load_138 | 143 | 0.0018283 | 0.00045822 | 0 | 0 |  | 1 | TRUE | wye
95 | LV_113-3_0_4_load_136 | 144 | 0.0023068 | 0.00057815 | 0 | 0 |  | 1 | TRUE | wye

## ext_grid
| name | bus | vm_pu | va_degree | slack_weight | in_service
0 |  | 76 | 1 | 0 | 1 | TRUE

## line
| name | std_type | from_bus | to_bus | length_km | r_ohm_per_km | x_ohm_per_km | c_nf_per_km | g_us_per_km | max_i_ka | df | parallel | type | in_service
0 | LV_113-3_0_4_line_0 |  | 0 | 1 | 0.012786 | 0.125 | 0.08 | 261 | 0 | 0.364 | 1 | 3 | cs | TRUE
1 | LV_113-3_0_4_line_1 |  | 0 | 2 | 0.0081935 | 0.125 | 0.08 | 261 | 0 | 0.364 | 1 | 3 | cs | TRUE
2 | LV_113-3_0_4_line_2 |  | 1 | 3 | 0.014937 | 0.125 | 0.08 | 261 | 0 | 0.364 | 1 | 3 | cs | TRUE
3 | LV_113-3_0_4_line_3 |  | 2 | 4 | 0.005922 | 0.125 | 0.08 | 261 | 0 | 0.364 | 1 | 3 | cs | TRUE
4 | LV_113-3_0_4_line_4 |  | 3 | 5 | 0.012668 | 0.125 | 0.08 | 261 | 0 | 0.364 | 1 | 3 | cs | TRUE
5 | LV_113-3_0_4_line_5 |  | 3 | 6 | 0.005286 | 0.125 | 0.08 | 261 | 0 | 0.364 | 1 | 1 | cs | TRUE
6 | LV_113-3_0_4_line_6 |  | 4 | 7 | 0.014027 | 0.125 | 0.08 | 261 | 0 | 0.364 | 1 | 3 | cs | TRUE
7 | LV_113-3_0_4_line_7 |  | 4 | 8 | 0.021132 | 0.125 | 0.08 | 261 | 0 | 0.364 | 1 | 1 | cs | TRUE
8 | LV_113-3_0_4_line_8 |  | 5 | 11 | 0.03161 | 0.125 | 0.08 | 261 | 0 | 0.364 | 1 | 1 | cs | TRUE
9 | LV_113-3_0_4_line_9 |  | 5 | 12 | 0.00512 | 0.125 | 0.08 | 261 | 0 | 0.364 | 1 | 3 | cs | TRUE
10 | LV_113-3_0_4_line_10 |  | 6 | 13 | 0.013077 | 0.125 | 0.08 | 261 | 0 | 0.364 | 1 | 1 | cs | TRUE
11 | LV_113-3_0_4_line_11 |  | 7 | 14 | 0.016045 | 0.125 | 0.08 | 261 | 0 | 0.364 | 1 | 3 | cs | TRUE
12 | LV_113-3_0_4_line_12 |  | 8 | 15 | 0.014748 | 0.125 | 0.08 | 261 | 0 | 0.364 | 1 | 1 | cs | TRUE
13 | LV_113-3_0_4_line_13 |  | 9 | 10 | 0.0033137 | 0.125 | 0.08 | 261 | 0 | 0.364 | 1 | 1 | cs | TRUE
14 | LV_113-3_0_4_line_14 |  | 10 | 16 | 0.028325 | 0.125 | 0.08 | 261 | 0 | 0.364 | 1 | 1 | cs | TRUE
15 | LV_113-3_0_4_line_15 |  | 11 | 123 | 0.0094808 | 0.125 | 0.08 | 261 | 0 | 0.364 | 1 | 1 | cs | TRUE
16 | LV_113-3_0_4_line_16 |  | 12 | 112 | 0.02711 | 0.125 | 0.08 | 261 | 0 | 0.364 | 1 | 3 | cs | TRUE
17 | LV_113-3_0_4_line_17 |  | 12 | 124 | 0.011165 | 0.125 | 0.08 | 261 | 0 | 0.364 | 1 | 1 | cs | TRUE
18 | LV_113-3_0_4_line_18 |  | 13 | 125 | 0.017485 | 0.125 | 0.08 | 261 | 0 | 0.364 | 1 | 1 | cs | TRUE
19 | LV_113-3_0_4_line_19 |  | 14 | 50 | 0.030815 | 0.125 | 0.08 | 261 | 0 | 0.364 | 1 | 3 | cs | TRUE
20 | LV_113-3_0_4_line_20 |  | 15 | 49 | 0.021119 | 0.125 | 0.08 | 261 | 0 | 0.364 | 1 | 1 | cs | TRUE
21 | LV_113-3_0_4_line_21 |  | 16 | 49 | 0.022704 | 0.125 | 0.08 | 261 | 0 | 0.364 | 1 | 1 | cs | TRUE
22 | LV_113-3_0_4_line_22 |  | 16 | 40 | 0.010106 | 0.125 | 0.08 | 261 | 0 | 0.364 | 1 | 1 | cs | TRUE
23 | LV_113-3_0_4_line_23 |  | 17 | 18 | 0.040253 | 0.125 | 0.08 | 261 | 0 | 0.364 | 1 | 1 | cs | TRUE
24 | LV_113-3_0_4_line_24 |  | 17 | 19 | 0.028538 | 0.125 | 0.08 | 261 | 0 | 0.364 | 1 | 1 | cs | TRUE
25 | LV_113-3_0_4_line_25 |  | 18 | 20 | 0.0087037 | 0.125 | 0.08 | 261 | 0 | 0.364 | 1 | 1 | cs | TRUE
26 | LV_113-3_0_4_line_26 |  | 19 | 21 | 0.0090191 | 0.125 | 0.08 | 261 | 0 | 0.364 | 1 | 1 | cs | TRUE
27 | LV_113-3_0_4_line_27 |  | 20 | 30 | 0.005416 | 0.125 | 0.08 | 261 | 0 | 0.364 | 1 | 3 | cs | TRUE
28 | LV_113-3_0_4_line_28 |  | 20 | 31 | 0.034445 | 0.125 | 0.08 | 261 | 0 | 0.364 | 1 | 3 | cs | TRUE
29 | LV_113-3_0_4_line_29 |  | 21 | 38 | 0.016444 | 0.125 | 0.08 | 261 | 0 | 0.364 | 1 | 1 | cs | TRUE
30 | LV_113-3_0_4_line_30 |  | 22 | 23 | 0.021541 | 0.125 | 0.08 | 261 | 0 | 0.364 | 1 | 1 | cs | TRUE
31 | LV_113-3_0_4_line_31 |  | 23 | 24 | 0.028516 | 0.125 | 0.08 | 261 | 0 | 0.364 | 1 | 1 | cs | TRUE
32 | LV_113-3_0_4_line_32 |  | 24 | 25 | 0.016575 | 0.125 | 0.08 | 261 | 0 | 0.364 | 1 | 1 | cs | TRUE
33 | LV_113-3_0_4_line_33 |  | 25 | 28 | 0.043631 | 0.125 | 0.08 | 261 | 0 | 0.364 | 1 | 3 | cs | TRUE
34 | LV_113-3_0_4_line_34 |  | 25 | 29 | 0.056197 | 0.125 | 0.08 | 261 | 0 | 0.364 | 1 | 3 | cs | TRUE
35 | LV_113-3_0_4_line_35 |  | 25 | 26 | 0.012212 | 0.125 | 0.08 | 261 | 0 | 0.364 | 1 | 1 | cs | TRUE
36 | LV_113-3_0_4_line_36 |  | 26 | 27 | 0.01342 | 0.125 | 0.08 | 261 | 0 | 0.364 | 1 | 1 | cs | TRUE
37 | LV_113-3_0_4_line_37 |  | 27 | 46 | 0.029161 | 0.125 | 0.08 | 261 | 0 | 0.364 | 1 | 1 | cs | TRUE
38 | LV_113-3_0_4_line_38 |  | 28 | 48 | 0.008691 | 0.125 | 0.08 | 261 | 0 | 0.364 | 1 | 3 | cs | TRUE
39 | LV_113-3_0_4_line_39 |  | 29 | 31 | 0.039542 | 0.125 | 0.08 | 261 | 0 | 0.364 | 1 | 3 | cs | TRUE
40 | LV_113-3_0_4_line_40 |  | 30 | 35 | 0.008204 | 0.125 | 0.08 | 261 | 0 | 0.364 | 1 | 3 | cs | TRUE
41 | LV_113-3_0_4_line_41 |  | 30 | 36 | 0.0077464 | 0.125 | 0.08 | 261 | 0 | 0.364 | 1 | 3 | cs | TRUE
42 | LV_113-3_0_4_line_42 |  | 32 | 33 | 0.011429 | 0.125 | 0.08 | 261 | 0 | 0.364 | 1 | 1 | cs | TRUE
43 | LV_113-3_0_4_line_43 |  | 32 | 34 | 0.009024 | 0.125 | 0.08 | 261 | 0 | 0.364 | 1 | 1 | cs | TRUE
44 | LV_113-3_0_4_line_44 |  | 33 | 50 | 0.018423 | 0.125 | 0.08 | 261 | 0 | 0.364 | 1 | 3 | cs | TRUE
45 | LV_113-3_0_4_line_45 |  | 33 | 37 | 0.0080502 | 0.125 | 0.08 | 261 | 0 | 0.364 | 1 | 3 | cs | TRUE
46 | LV_113-3_0_4_line_46 |  | 34 | 51 | 0.032088 | 0.125 | 0.08 | 261 | 0 | 0.364 | 1 | 1 | cs | TRUE
47 | LV_113-3_0_4_line_47 |  | 35 | 37 | 0.010144 | 0.125 | 0.08 | 261 | 0 | 0.364 | 1 | 3 | cs | TRUE
48 | LV_113-3_0_4_line_48 |  | 36 | 52 | 0.029948 | 0.125 | 0.08 | 261 | 0 | 0.364 | 1 | 3 | cs | TRUE
49 | LV_113-3_0_4_line_49 |  | 38 | 53 | 0.029739 | 0.125 | 0.08 | 261 | 0 | 0.364 | 1 | 1 | cs | TRUE
50 | LV_113-3_0_4_line_50 |  | 38 | 54 | 0.053153 | 0.125 | 0.08 | 261 | 0 | 0.364 | 1 | 1 | cs | TRUE
51 | LV_113-3_0_4_line_51 |  | 38 | 55 | 0.020197 | 0.125 | 0.08 | 261 | 0 | 0.364 | 1 | 1 | cs | TRUE
52 | LV_113-3_0_4_line_52 |  | 39 | 40 | 0.012321 | 0.125 | 0.08 | 261 | 0 | 0.364 | 1 | 1 | cs | TRUE
53 | LV_113-3_0_4_line_53 |  | 40 | 56 | 0.020304 | 0.125 | 0.08 | 261 | 0 | 0.364 | 1 | 1 | cs | TRUE
54 | LV_113-3_0_4_line_54 |  | 41 | 42 | 0.0018755 | 0.125 | 0.08 | 261 | 0 | 0.364 | 1 | 1 | cs | TRUE
55 | LV_113-3_0_4_line_55 |  | 42 | 57 | 0.027711 | 0.125 | 0.08 | 261 | 0 | 0.364 | 1 | 1 | cs | TRUE
56 | LV_113-3_0_4_line_56 |  | 43 | 44 | 0.025843 | 0.125 | 0.08 | 261 | 0 | 0.364 | 1 | 1 | cs | TRUE
57 | LV_113-3_0_4_line_57 |  | 43 | 45 | 0.010948 | 0.125 | 0.08 | 261 | 0 | 0.364 | 1 | 1 | cs | TRUE
58 | LV_113-3_0_4_line_58 |  | 44 | 46 | 0.029308 | 0.125 | 0.08 | 261 | 0 | 0.364 | 1 | 1 | cs | TRUE
59 | LV_113-3_0_4_line_59 |  | 46 | 47 | 0.0046958 | 0.125 | 0.08 | 261 | 0 | 0.364 | 1 | 1 | cs | TRUE
60 | LV_113-3_0_4_line_60 |  | 47 | 61 | 0.024089 | 0.125 | 0.08 | 261 | 0 | 0.364 | 1 | 1 | cs | TRUE
61 | LV_113-3_0_4_line_61 |  | 48 | 65 | 0.072561 | 0.125 | 0.08 | 261 | 0 | 0.364 | 1 | 2 | cs | TRUE
62 | LV_113-3_0_4_line_62 |  | 51 | 130 | 0.0096694 | 0.125 | 0.08 | 261 | 0 | 0.364 | 1 | 1 | cs | TRUE
63 | LV_113-3_0_4_line_63 |  | 52 | 77 | 0.018998 | 0.125 | 0.08 | 261 | 0 | 0.364 | 1 | 3 | cs | TRUE
64 | LV_113-3_0_4_line_64 |  | 53 | 58 | 0.090754 | 0.125 | 0.08 | 261 | 0 | 0.364 | 1 | 1 | cs | TRUE
65 | LV_113-3_0_4_line_65 |  | 54 | 59 | 0.014783 | 0.125 | 0.08 | 261 | 0 | 0.364 | 1 | 1 | cs | TRUE
66 | LV_113-3_0_4_line_66 |  | 55 | 57 | 0.055549 | 0.125 | 0.08 | 261 | 0 | 0.364 | 1 | 1 | cs | TRUE
67 | LV_113-3_0_4_line_67 |  | 56 | 113 | 0.0046086 | 0.125 | 0.08 | 261 | 0 | 0.364 | 1 | 1 | cs | TRUE
68 | LV_113-3_0_4_line_68 |  | 59 | 60 | 0.039826 | 0.125 | 0.08 | 261 | 0 | 0.364 | 1 | 1 | cs | TRUE
69 | LV_113-3_0_4_line_69 |  | 62 | 63 | 0.021633 | 0.125 | 0.08 | 261 | 0 | 0.364 | 1 | 1 | cs | TRUE
70 | LV_113-3_0_4_line_70 |  | 63 | 64 | 0.036882 | 0.125 | 0.08 | 261 | 0 | 0.364 | 1 | 1 | cs | TRUE
71 | LV_113-3_0_4_line_71 |  | 63 | 65 | 0.075578 | 0.125 | 0.08 | 261 | 0 | 0.364 | 1 | 1 | cs | TRUE
72 | LV_113-3_0_4_line_72 |  | 63 | 66 | 0.12052 | 0.125 | 0.08 | 261 | 0 | 0.364 | 1 | 1 | cs | TRUE
73 | LV_113-3_0_4_line_73 |  | 64 | 67 | 0.061158 | 0.125 | 0.08 | 261 | 0 | 0.364 | 1 | 1 | cs | TRUE
74 | LV_113-3_0_4_line_74 |  | 65 | 68 | 0.02167 | 0.125 | 0.08 | 261 | 0 | 0.364 | 1 | 1 | cs | TRUE
75 | LV_113-3_0_4_line_75 |  | 66 | 69 | 0.024519 | 0.125 | 0.08 | 261 | 0 | 0.364 | 1 | 1 | cs | TRUE
76 | LV_113-3_0_4_line_76 |  | 66 | 70 | 0.01524 | 0.125 | 0.08 | 261 | 0 | 0.364 | 1 | 1 | cs | TRUE
77 | LV_113-3_0_4_line_77 |  | 71 | 72 | 0.011483 | 0.125 | 0.08 | 261 | 0 | 0.364 | 1 | 1 | cs | TRUE
78 | LV_113-3_0_4_line_78 |  | 71 | 73 | 0.023916 | 0.125 | 0.08 | 261 | 0 | 0.364 | 1 | 1 | cs | TRUE
79 | LV_113-3_0_4_line_79 |  | 73 | 74 | 0.028705 | 0.125 | 0.08 | 261 | 0 | 0.364 | 1 | 1 | cs | TRUE
80 | LV_113-3_0_4_line_80 |  | 74 | 84 | 0.0030233 | 0.125 | 0.08 | 261 | 0 | 0.364 | 1 | 1 | cs | TRUE
81 | LV_113-3_0_4_line_81 |  | 75 | 76 | 0.023364 | 0.125 | 0.08 | 261 | 0 | 0.364 | 1 | 3 | cs | TRUE
82 | LV_113-3_0_4_line_82 |  | 75 | 77 | 0.00062761 | 0.125 | 0.08 | 261 | 0 | 0.364 | 1 | 3 | cs | TRUE
83 | LV_113-3_0_4_line_83 |  | 76 | 78 | 0.0081447 | 0.125 | 0.08 | 261 | 0 | 0.364 | 1 | 1 | cs | TRUE
84 | LV_113-3_0_4_line_84 |  | 78 | 79 | 0.03 | 0.125 | 0.08 | 261 | 0 | 0.364 | 1 | 1 | cs | TRUE
85 | LV_113-3_0_4_line_85 |  | 79 | 82 | 0.025397 | 0.125 | 0.08 | 261 | 0 | 0.364 | 1 | 1 | cs | TRUE
86 | LV_113-3_0_4_line_86 |  | 79 | 83 | 0.0042379 | 0.125 | 0.08 | 261 | 0 | 0.364 | 1 | 1 | cs | TRUE
87 | LV_113-3_0_4_line_87 |  | 80 | 81 | 0.0059931 | 0.125 | 0.08 | 261 | 0 | 0.364 | 1 | 1 | cs | TRUE
88 | LV_113-3_0_4_line_88 |  | 81 | 86 | 0.0047561 | 0.125 | 0.08 | 261 | 0 | 0.364 | 1 | 1 | cs | TRUE
89 | LV_113-3_0_4_line_89 |  | 82 | 85 | 0.032898 | 0.125 | 0.08 | 261 | 0 | 0.364 | 1 | 1 | cs | TRUE
90 | LV_113-3_0_4_line_90 |  | 83 | 84 | 0.039915 | 0.125 | 0.08 | 261 | 0 | 0.364 | 1 | 1 | cs | TRUE
91 | LV_113-3_0_4_line_91 |  | 86 | 87 | 0.01542 | 0.125 | 0.08 | 261 | 0 | 0.364 | 1 | 1 | cs | TRUE
92 | LV_113-3_0_4_line_92 |  | 87 | 88 | 0.0042364 | 0.125 | 0.08 | 261 | 0 | 0.364 | 1 | 1 | cs | TRUE
93 | LV_113-3_0_4_line_93 |  | 87 | 89 | 0.017897 | 0.125 | 0.08 | 261 | 0 | 0.364 | 1 | 1 | cs | TRUE
94 | LV_113-3_0_4_line_94 |  | 88 | 102 | 0.016121 | 0.125 | 0.08 | 261 | 0 | 0.364 | 1 | 1 | cs | TRUE
95 | LV_113-3_0_4_line_95 |  | 90 | 91 | 0.032312 | 0.125 | 0.08 | 261 | 0 | 0.364 | 1 | 1 | cs | TRUE
96 | LV_113-3_0_4_line_96 |  | 90 | 92 | 0.012079 | 0.125 | 0.08 | 261 | 0 | 0.364 | 1 | 1 | cs | TRUE
97 | LV_113-3_0_4_line_97 |  | 91 | 93 | 0.011916 | 0.125 | 0.08 | 261 | 0 | 0.364 | 1 | 1 | cs | TRUE
98 | LV_113-3_0_4_line_98 |  | 92 | 94 | 0.031863 | 0.125 | 0.08 | 261 | 0 | 0.364 | 1 | 1 | cs | TRUE
99 | LV_113-3_0_4_line_99 |  | 93 | 95 | 0.0095188 | 0.125 | 0.08 | 261 | 0 | 0.364 | 1 | 1 | cs | TRUE
100 | LV_113-3_0_4_line_100 |  | 94 | 96 | 0.024451 | 0.125 | 0.08 | 261 | 0 | 0.364 | 1 | 1 | cs | TRUE
101 | LV_113-3_0_4_line_101 |  | 94 | 97 | 0.020411 | 0.125 | 0.08 | 261 | 0 | 0.364 | 1 | 1 | cs | TRUE
102 | LV_113-3_0_4_line_102 |  | 95 | 98 | 0.017406 | 0.125 | 0.08 | 261 | 0 | 0.364 | 1 | 1 | cs | TRUE
103 | LV_113-3_0_4_line_103 |  | 96 | 99 | 0.024006 | 0.125 | 0.08 | 261 | 0 | 0.364 | 1 | 1 | cs | TRUE
104 | LV_113-3_0_4_line_104 |  | 97 | 100 | 0.016318 | 0.125 | 0.08 | 261 | 0 | 0.364 | 1 | 1 | cs | TRUE
105 | LV_113-3_0_4_line_105 |  | 98 | 101 | 0.016138 | 0.125 | 0.08 | 261 | 0 | 0.364 | 1 | 1 | cs | TRUE
106 | LV_113-3_0_4_line_106 |  | 98 | 102 | 0.0095809 | 0.125 | 0.08 | 261 | 0 | 0.364 | 1 | 1 | cs | TRUE
107 | LV_113-3_0_4_line_107 |  | 99 | 106 | 0.018965 | 0.125 | 0.08 | 261 | 0 | 0.364 | 1 | 1 | cs | TRUE
108 | LV_113-3_0_4_line_108 |  | 99 | 103 | 0.018785 | 0.125 | 0.08 | 261 | 0 | 0.364 | 1 | 1 | cs | TRUE
109 | LV_113-3_0_4_line_109 |  | 100 | 105 | 0.02377 | 0.125 | 0.08 | 261 | 0 | 0.364 | 1 | 1 | cs | TRUE
110 | LV_113-3_0_4_line_110 |  | 101 | 110 | 0.0033966 | 0.125 | 0.08 | 261 | 0 | 0.364 | 1 | 1 | cs | TRUE
111 | LV_113-3_0_4_line_111 |  | 104 | 105 | 0.012862 | 0.125 | 0.08 | 261 | 0 | 0.364 | 1 | 1 | cs | TRUE
112 | LV_113-3_0_4_line_112 |  | 105 | 107 | 0.010047 | 0.125 | 0.08 | 261 | 0 | 0.364 | 1 | 1 | cs | TRUE
113 | LV_113-3_0_4_line_113 |  | 106 | 108 | 0.011711 | 0.125 | 0.08 | 261 | 0 | 0.364 | 1 | 1 | cs | TRUE
114 | LV_113-3_0_4_line_114 |  | 108 | 109 | 0.027014 | 0.125 | 0.08 | 261 | 0 | 0.364 | 1 | 1 | cs | TRUE
115 | LV_113-3_0_4_line_115 |  | 110 | 111 | 0.0097842 | 0.125 | 0.08 | 261 | 0 | 0.364 | 1 | 1 | cs | TRUE
116 | LV_113-3_0_4_line_116 |  | 110 | 112 | 0.020689 | 0.125 | 0.08 | 261 | 0 | 0.364 | 1 | 3 | cs | TRUE
117 | LV_113-3_0_4_line_117 |  | 111 | 136 | 0.01117 | 0.125 | 0.08 | 261 | 0 | 0.364 | 1 | 1 | cs | TRUE
118 | LV_113-3_0_4_line_118 |  | 113 | 114 | 0.0032423 | 0.125 | 0.08 | 261 | 0 | 0.364 | 1 | 1 | cs | TRUE
119 | LV_113-3_0_4_line_119 |  | 115 | 116 | 0.039774 | 0.125 | 0.08 | 261 | 0 | 0.364 | 1 | 1 | cs | TRUE
120 | LV_113-3_0_4_line_120 |  | 115 | 117 | 0.007734 | 0.125 | 0.08 | 261 | 0 | 0.364 | 1 | 1 | cs | TRUE
121 | LV_113-3_0_4_line_121 |  | 116 | 118 | 0.015053 | 0.125 | 0.08 | 261 | 0 | 0.364 | 1 | 1 | cs | TRUE
122 | LV_113-3_0_4_line_122 |  | 117 | 119 | 0.011773 | 0.125 | 0.08 | 261 | 0 | 0.364 | 1 | 1 | cs | TRUE
123 | LV_113-3_0_4_line_123 |  | 118 | 120 | 0.007374 | 0.125 | 0.08 | 261 | 0 | 0.364 | 1 | 1 | cs | TRUE
124 | LV_113-3_0_4_line_124 |  | 119 | 121 | 0.013506 | 0.125 | 0.08 | 261 | 0 | 0.364 | 1 | 1 | cs | TRUE
125 | LV_113-3_0_4_line_125 |  | 121 | 122 | 0.006443 | 0.125 | 0.08 | 261 | 0 | 0.364 | 1 | 1 | cs | TRUE
126 | LV_113-3_0_4_line_126 |  | 122 | 129 | 0.024263 | 0.125 | 0.08 | 261 | 0 | 0.364 | 1 | 1 | cs | TRUE
127 | LV_113-3_0_4_line_127 |  | 122 | 128 | 0.025781 | 0.125 | 0.08 | 261 | 0 | 0.364 | 1 | 1 | cs | TRUE
128 | LV_113-3_0_4_line_128 |  | 123 | 132 | 0.027301 | 0.125 | 0.08 | 261 | 0 | 0.364 | 1 | 1 | cs | TRUE
129 | LV_113-3_0_4_line_129 |  | 124 | 144 | 0.0012142 | 0.125 | 0.08 | 261 | 0 | 0.364 | 1 | 1 | cs | TRUE
130 | LV_113-3_0_4_line_130 |  | 125 | 126 | 0.0044736 | 0.125 | 0.08 | 261 | 0 | 0.364 | 1 | 1 | cs | TRUE
131 | LV_113-3_0_4_line_131 |  | 126 | 127 | 0.031836 | 0.125 | 0.08 | 261 | 0 | 0.364 | 1 | 1 | cs | TRUE
132 | LV_113-3_0_4_line_132 |  | 127 | 128 | 0.02646 | 0.125 | 0.08 | 261 | 0 | 0.364 | 1 | 1 | cs | TRUE
133 | LV_113-3_0_4_line_133 |  | 130 | 131 | 0.016509 | 0.125 | 0.08 | 261 | 0 | 0.364 | 1 | 1 | cs | TRUE
134 | LV_113-3_0_4_line_134 |  | 132 | 133 | 0.031192 | 0.125 | 0.08 | 261 | 0 | 0.364 | 1 | 1 | cs | TRUE
135 | LV_113-3_0_4_line_135 |  | 133 | 134 | 0.029677 | 0.125 | 0.08 | 261 | 0 | 0.364 | 1 | 1 | cs | TRUE
136 | LV_113-3_0_4_line_136 |  | 134 | 135 | 0.013415 | 0.125 | 0.08 | 261 | 0 | 0.364 | 1 | 1 | cs | TRUE
137 | LV_113-3_0_4_line_137 |  | 136 | 137 | 0.017947 | 0.125 | 0.08 | 261 | 0 | 0.364 | 1 | 1 | cs | TRUE
138 | LV_113-3_0_4_line_138 |  | 137 | 138 | 0.011007 | 0.125 | 0.08 | 261 | 0 | 0.364 | 1 | 1 | cs | TRUE
139 | LV_113-3_0_4_line_139 |  | 139 | 140 | 0.012962 | 0.125 | 0.08 | 261 | 0 | 0.364 | 1 | 1 | cs | TRUE
140 | LV_113-3_0_4_line_140 |  | 139 | 141 | 0.0049988 | 0.125 | 0.08 | 261 | 0 | 0.364 | 1 | 1 | cs | TRUE
141 | LV_113-3_0_4_line_141 |  | 140 | 142 | 0.012893 | 0.125 | 0.08 | 261 | 0 | 0.364 | 1 | 1 | cs | TRUE
142 | LV_113-3_0_4_line_142 |  | 142 | 143 | 0.014551 | 0.125 | 0.08 | 261 | 0 | 0.364 | 1 | 1 | cs | TRUE
143 | LV_113-3_0_4_line_143 |  | 143 | 144 | 0.020509 | 0.125 | 0.08 | 261 | 0 | 0.364 | 1 | 1 | cs | TRUE

## trafo
| name | std_type | hv_bus | lv_bus | sn_mva | vn_hv_kv | vn_lv_kv | vk_percent | vkr_percent | pfe_kw | i0_percent | shift_degree | tap_side | tap_neutral | tap_min | tap_max | tap_step_percent | tap_step_degree | tap_pos | tap_phase_shifter | parallel | df | in_service
0 | LV_113-3_0_4_trafo_45 | 0.63 MVA 20/0.4 kV | 145 | 76 | 0.63 | 20 | 0.4 | 6 | 1.206 | 1.65 | 0.2619 | 150 | hv | 0 | -2 | 2 | 2.5 | 0 | 0 | FALSE | 1 | 1 | TRUE

## line_geodata
| x0 | y0 | x1 | y1 | x2 | y2 | x3 | y3 | x4 | y4 | x5 | y5 | x6 | y6 | x7 | y7 | x8 | y8
0 | 2706942.364 | 1235806.7777 | 2706941.2615 | 1235819.5162
1 | 2706943.0705 | 1235798.6147 | 2706942.364 | 1235806.7777
2 | 2706939.9735 | 1235834.3976 | 2706941.2615 | 1235819.5162
3 | 2706943.6308 | 1235792.7203 | 2706943.0705 | 1235798.6147
4 | 2706927.5918 | 1235832.6178 | 2706930.3321 | 1235833.8681 | 2706933.5615 | 1235834.4378 | 2706939.9735 | 1235834.3976
5 | 2706940.2872 | 1235839.6739 | 2706939.9735 | 1235834.3976
6 | 2706943.6308 | 1235792.7203 | 2706939.2289 | 1235792.5298 | 2706940.2651 | 1235782.9652
7 | 2706943.6308 | 1235792.7203 | 2706945.9262 | 1235771.713
8 | 2706927.5918 | 1235832.6178 | 2706923.2576 | 1235843.7928 | 2706925.4765 | 1235863.2912
9 | 2706927.5918 | 1235832.6178 | 2706926.019 | 1235830.8437 | 2706924.7154 | 1235828.4184
10 | 2706940.2872 | 1235839.6739 | 2706953.3388 | 1235840.4845
11 | 2706941.9932 | 1235767.0134 | 2706940.2651 | 1235782.9652
12 | 2706947.5282 | 1235757.0519 | 2706945.9262 | 1235771.713
13 | 2706969.2327 | 1235787.8978 | 2706971.4799 | 1235785.4625
14 | 2706990.6886 | 1235764.6459 | 2706971.4799 | 1235785.4625
15 | 2706925.4765 | 1235863.2912 | 2706926.5485 | 1235872.7112
16 | 2706924.7154 | 1235828.4184 | 2706919.3424 | 1235801.8459
17 | 2706924.7154 | 1235828.4184 | 2706913.5627 | 1235828.9387
18 | 2706970.7901 | 1235841.5682 | 2706953.3388 | 1235840.4845
19 | 2706941.9932 | 1235767.0134 | 2706943.2145 | 1235755.7399 | 2706945.3138 | 1235736.3783
20 | 2706947.5282 | 1235757.0519 | 2706965.7357 | 1235760.2488 | 2706968.3285 | 1235760.7079
21 | 2706990.6886 | 1235764.6459 | 2706984.1242 | 1235763.4823 | 2706969.1613 | 1235760.8553 | 2706968.3285 | 1235760.7079
22 | 2706990.6886 | 1235764.6459 | 2706998.0873 | 1235757.7404
23 | 2706958.5466 | 1235686.1957 | 2706963.2732 | 1235686.8591 | 2706998.5283 | 1235690.8525
24 | 2707023.6732 | 1235704.3491 | 2706998.5283 | 1235690.8525
25 | 2706958.5466 | 1235686.1957 | 2706954.2317 | 1235686.207 | 2706949.846 | 1235686.3726
26 | 2707023.6732 | 1235704.3491 | 2707029.2306 | 1235697.2456
27 | 2706949.846 | 1235686.3726 | 2706949.6728 | 1235691.7847
28 | 2706949.846 | 1235686.3726 | 2706948.3731 | 1235673.1693 | 2706946.464 | 1235661.4926 | 2706943.6262 | 1235652.6067
29 | 2707039.363 | 1235684.2941 | 2707029.2306 | 1235697.2456
30 | 2706939.7465 | 1235611.7137 | 2706934.8555 | 1235597.0119 | 2706932.6686 | 1235591.3744
31 | 2706929.8265 | 1235566.0643 | 2706925.7243 | 1235568.9704 | 2706929.5169 | 1235583.2497 | 2706932.6686 | 1235591.3744
32 | 2706914.4662 | 1235561.5177 | 2706919.2161 | 1235562.1481 | 2706924.652 | 1235562.524 | 2706927.4285 | 1235563.875 | 2706929.8265 | 1235566.0643
33 | 2706914.4662 | 1235561.5177 | 2706899.7122 | 1235559.8732 | 2706884.9153 | 1235552.2011 | 2706879.2674 | 1235541.4796
34 | 2706914.4662 | 1235561.5177 | 2706918.2329 | 1235578.4985 | 2706925.6654 | 1235599.9821 | 2706931.0417 | 1235615.1262
35 | 2706913.277 | 1235549.3647 | 2706914.4662 | 1235561.5177
36 | 2706913.277 | 1235549.3647 | 2706912.8551 | 1235535.9516
37 | 2706916.7629 | 1235507.1172 | 2706915.359 | 1235513.1966 | 2706914.2959 | 1235518.8485 | 2706912.8245 | 1235534.9789 | 2706912.8551 | 1235535.9516
38 | 2706875.2168 | 1235533.7903 | 2706879.2674 | 1235541.4796
39 | 2706931.0417 | 1235615.1262 | 2706937.1632 | 1235632.3695 | 2706943.6262 | 1235652.6067
40 | 2706949.6728 | 1235691.7847 | 2706949.4816 | 1235697.7748 | 2706949.2453 | 1235699.9722
41 | 2706949.6728 | 1235691.7847 | 2706947.3072 | 1235690.7414 | 2706946.9509 | 1235685.5927
42 | 2706947.2995 | 1235718.0622 | 2706951.0633 | 1235718.3858 | 2706951.8136 | 1235710.7712
43 | 2706951.8136 | 1235710.7712 | 2706959.3434 | 1235713.3977 | 2706960.0987 | 1235714.126
44 | 2706947.2995 | 1235718.0622 | 2706947.1361 | 1235719.5715 | 2706945.3138 | 1235736.3783
45 | 2706947.2995 | 1235718.0622 | 2706948.1604 | 1235710.0582
46 | 2706983.1967 | 1235736.4003 | 2706960.0987 | 1235714.126
47 | 2706949.2453 | 1235699.9722 | 2706948.1604 | 1235710.0582
48 | 2706927.0002 | 1235671.2943 | 2706936.3053 | 1235671.5953 | 2706942.9722 | 1235673.3833 | 2706946.3102 | 1235676.3346 | 2706946.9509 | 1235685.5927
49 | 2707039.363 | 1235684.2941 | 2707049.921 | 1235670.5293 | 2707056.3423 | 1235659.9035
50 | 2707039.363 | 1235684.2941 | 2707057.6588 | 1235698.9795 | 2707077.1859 | 1235721.3471
51 | 2707039.363 | 1235684.2941 | 2707023.0919 | 1235672.3292
52 | 2706998.0873 | 1235757.7404 | 2707005.4712 | 1235747.877
53 | 2706998.0873 | 1235757.7404 | 2707000.4051 | 1235760.173 | 2707014.3372 | 1235769.8162
54 | 2706960.6629 | 1235615.9568 | 2706961.7178 | 1235617.5075
55 | 2706978.3399 | 1235639.4212 | 2706974.907 | 1235636.8968 | 2706961.7178 | 1235617.5075
56 | 2706930.804 | 1235453.7845 | 2706929.9599 | 1235457.3609 | 2706924.2767 | 1235478.7883
57 | 2706930.804 | 1235453.7845 | 2706919.871 | 1235453.2062
58 | 2706916.7629 | 1235507.1172 | 2706924.2767 | 1235478.7883
59 | 2706916.7629 | 1235507.1172 | 2706914.9839 | 1235502.7715
60 | 2706905.8577 | 1235480.4783 | 2706905.8577 | 1235480.4783 | 2706914.9839 | 1235502.7715
61 | 2706875.2168 | 1235533.7903 | 2706867.1828 | 1235511.6399 | 2706866.5205 | 1235508.9036 | 2706853.9849 | 1235478.6216 | 2706866.6166 | 1235474.1231
62 | 2706983.1967 | 1235736.4003 | 2706988.9923 | 1235728.6602
63 | 2706927.0002 | 1235671.2943 | 2706908.2186 | 1235674.1537
64 | 2707056.3423 | 1235659.9035 | 2707079.0793 | 1235673.4458 | 2707097.1603 | 1235689.9622 | 2707118.682 | 1235723.4426
65 | 2707077.1859 | 1235721.3471 | 2707080.5307 | 1235725.1784 | 2707084.5232 | 1235734.0152
66 | 2707023.0919 | 1235672.3292 | 2706978.3399 | 1235639.4212
67 | 2707018.1267 | 1235772.4391 | 2707014.3372 | 1235769.8162
68 | 2707100.9209 | 1235770.3088 | 2707084.5232 | 1235734.0152
69 | 2706824.6762 | 1235452.4523 | 2706824.9051 | 1235430.8209
70 | 2706824.6762 | 1235452.4523 | 2706812.7813 | 1235453.8618 | 2706800.7319 | 1235459.2382 | 2706790.1327 | 1235464.2149
71 | 2706824.6762 | 1235452.4523 | 2706824.5436 | 1235464.8706 | 2706825.4539 | 1235469.3904 | 2706827.2253 | 1235477.3839 | 2706829.099 | 1235487.6811 | 2706840.5861 | 1235483.6845 | 2706853.9849 | 1235478.6216 | 2706866.6166 | 1235474.1231
72 | 2706767.4655 | 1235536.9444 | 2706761.7613 | 1235524.1321 | 2706784.6933 | 1235508.7991 | 2706805.9125 | 1235488.5316 | 2706817.505 | 1235480.367 | 2706827.2253 | 1235477.3839 | 2706825.4539 | 1235469.3904 | 2706824.5436 | 1235464.8706 | 2706824.6762 | 1235452.4523
73 | 2706743.4261 | 1235494.986 | 2706757.3811 | 1235486.5134 | 2706779.2113 | 1235475.6306 | 2706776.7831 | 1235470.4831 | 2706790.1327 | 1235464.2149
74 | 2706866.6166 | 1235474.1231 | 2706871.8389 | 1235469.5468 | 2706875.6882 | 1235464.2898 | 2706883.3273 | 1235461.2805
75 | 2706788.9509 | 1235525.0214 | 2706767.4655 | 1235536.9444
76 | 2706767.4655 | 1235536.9444 | 2706773.6646 | 1235550.8665
77 | 2706845.8262 | 1235553.4101 | 2706834.9776 | 1235557.2624
78 | 2706851.7222 | 1235576.5895 | 2706845.8262 | 1235553.4101
79 | 2706851.7222 | 1235576.5895 | 2706856.6654 | 1235604.8658
80 | 2706857.186 | 1235607.8439 | 2706856.6654 | 1235604.8658
81 | 2706884.5003 | 1235677.7648 | 2706907.5981 | 1235674.2482
82 | 2706908.2186 | 1235674.1537 | 2706907.5981 | 1235674.2482
83 | 2706876.4484 | 1235678.9906 | 2706884.5003 | 1235677.7648
84 | 2706864.7894 | 1235651.3375 | 2706876.4484 | 1235678.9906
85 | 2706864.7894 | 1235651.3375 | 2706849.3415 | 1235658.3984 | 2706842.6113 | 1235663.4441
86 | 2706864.7894 | 1235651.3375 | 2706864.0597 | 1235647.1629
87 | 2706890.8683 | 1235709.9822 | 2706893.15 | 1235715.5239
88 | 2706894.9608 | 1235719.9218 | 2706893.15 | 1235715.5239
89 | 2706816.289 | 1235683.178 | 2706842.6113 | 1235663.4441
90 | 2706857.186 | 1235607.8439 | 2706864.0597 | 1235647.1629
91 | 2706894.9608 | 1235719.9218 | 2706899.837 | 1235734.5541
92 | 2706899.837 | 1235734.5541 | 2706901.1763 | 1235738.5732
93 | 2706899.837 | 1235734.5541 | 2706882.981 | 1235740.5678
94 | 2706901.1763 | 1235738.5732 | 2706906.2731 | 1235753.8678
95 | 2706843.9203 | 1235791.0167 | 2706845.42 | 1235790.4961 | 2706873.6343 | 1235778.3333
96 | 2706832.5092 | 1235794.9785 | 2706843.9203 | 1235791.0167
97 | 2706873.6343 | 1235778.3333 | 2706884.5765 | 1235773.6162
98 | 2706832.5092 | 1235794.9785 | 2706815.3944 | 1235768.0723
99 | 2706893.3177 | 1235769.848 | 2706884.5765 | 1235773.6162
100 | 2706802.2693 | 1235747.4427 | 2706808.6075 | 1235757.3976 | 2706815.3944 | 1235768.0723
101 | 2706815.3944 | 1235768.0723 | 2706832.6924 | 1235757.2369
102 | 2706909.3021 | 1235762.9573 | 2706893.3177 | 1235769.848
103 | 2706789.6474 | 1235727.0224 | 2706793.6043 | 1235733.4429 | 2706802.2693 | 1235747.4427
104 | 2706832.6924 | 1235757.2369 | 2706845.558 | 1235749.1779 | 2706844.9463 | 1235748.22
105 | 2706909.3021 | 1235762.9573 | 2706914.2093 | 1235778.3317
106 | 2706909.3021 | 1235762.9573 | 2706906.2731 | 1235753.8678
107 | 2706779.7271 | 1235710.8428 | 2706789.6474 | 1235727.0224
108 | 2706789.6474 | 1235727.0224 | 2706804.6961 | 1235715.7798
109 | 2706832.1518 | 1235728.1874 | 2706844.9463 | 1235748.22
110 | 2706915.242 | 1235781.5674 | 2706914.2093 | 1235778.3317
111 | 2706832.1518 | 1235728.1874 | 2706834.9639 | 1235726.292 | 2706832.7468 | 1235722.8829 | 2706834.5773 | 1235721.6927 | 2706832.8342 | 1235718.984
112 | 2706832.1518 | 1235728.1874 | 2706823.7065 | 1235733.6292
113 | 2706779.7271 | 1235710.8428 | 2706773.7698 | 1235700.7502
114 | 2706773.7698 | 1235700.7502 | 2706795.5101 | 1235684.7154
115 | 2706915.242 | 1235781.5674 | 2706906.0172 | 1235784.8282
116 | 2706915.242 | 1235781.5674 | 2706919.3424 | 1235801.8459
117 | 2706906.0172 | 1235784.8282 | 2706895.4858 | 1235788.5507
118 | 2707020.7926 | 1235774.2843 | 2707018.1267 | 1235772.4391
119 | 2707004.8243 | 1235875.0815 | 2706990.4033 | 1235877.5053 | 2706969.2515 | 1235881.0383 | 2706965.7789 | 1235882.331
120 | 2707012.4513 | 1235873.7995 | 2707004.8243 | 1235875.0815
121 | 2706951.6713 | 1235887.5824 | 2706965.7789 | 1235882.331
122 | 2707012.4513 | 1235873.7995 | 2707023.9987 | 1235871.5064
123 | 2706951.6713 | 1235887.5824 | 2706949.1146 | 1235880.6658
124 | 2707037.2463 | 1235868.8757 | 2707023.9987 | 1235871.5064
125 | 2707043.1302 | 1235866.213 | 2707037.2463 | 1235868.8757
126 | 2707043.1302 | 1235866.213 | 2707062.1923 | 1235865.2335 | 2707067.3677 | 1235865.1554
127 | 2707043.1302 | 1235866.213 | 2707042.3095 | 1235852.1207 | 2707036.144 | 1235845.6269 | 2707033.4389 | 1235845.4589
128 | 2706929.6637 | 1235899.834 | 2706929.5051 | 1235898.6919 | 2706926.5485 | 1235872.7112
129 | 2706913.5627 | 1235828.9387 | 2706912.3499 | 1235828.9952
130 | 2706970.7901 | 1235841.5682 | 2706975.2551 | 1235841.8455
131 | 2706975.2551 | 1235841.8455 | 2707007.0299 | 1235843.8188
132 | 2707007.0299 | 1235843.8188 | 2707033.4389 | 1235845.4589
133 | 2706997.5561 | 1235714.5532 | 2706989.7196 | 1235727.6889 | 2706988.9923 | 1235728.6602
134 | 2706933.9541 | 1235930.73 | 2706929.6637 | 1235899.834
135 | 2706933.9541 | 1235930.73 | 2706923.5135 | 1235916.1642 | 2706914.3938 | 1235911.0517 | 2706913.0928 | 1235911.0227
136 | 2706913.0928 | 1235911.0227 | 2706906.6233 | 1235910.8784 | 2706899.7118 | 1235911.5441
137 | 2706878.5645 | 1235794.5319 | 2706895.4858 | 1235788.5507
138 | 2706868.1863 | 1235798.2003 | 2706878.5645 | 1235794.5319
139 | 2706851.6374 | 1235825.5211 | 2706864.5473 | 1235826.6857
140 | 2706851.6374 | 1235825.5211 | 2706846.6588 | 1235825.072
141 | 2706877.388 | 1235827.8441 | 2706864.5473 | 1235826.6857
142 | 2706877.388 | 1235827.8441 | 2706891.8801 | 1235829.1515
143 | 2706891.8801 | 1235829.1515 | 2706897.7155 | 1235829.6779 | 2706912.3499 | 1235828.9952

## bus_geodata
| x | y | coords
0 | 2706942.364 | 1235806.7777
1 | 2706941.2615 | 1235819.5162
2 | 2706943.0705 | 1235798.6147
3 | 2706939.9735 | 1235834.3976
4 | 2706943.6308 | 1235792.7202
5 | 2706927.5918 | 1235832.6178
6 | 2706940.2872 | 1235839.6739
7 | 2706940.2651 | 1235782.9652
8 | 2706945.9262 | 1235771.713
9 | 2706969.2327 | 1235787.8978
10 | 2706971.4799 | 1235785.4625
11 | 2706925.4765 | 1235863.2912
12 | 2706924.7154 | 1235828.4184
13 | 2706953.3388 | 1235840.4845
14 | 2706941.9932 | 1235767.0134
15 | 2706947.5282 | 1235757.0519
16 | 2706990.6886 | 1235764.6459
17 | 2706998.5283 | 1235690.8525
18 | 2706958.5466 | 1235686.1957
19 | 2707023.6732 | 1235704.3491
20 | 2706949.846 | 1235686.3726
21 | 2707029.2306 | 1235697.2456
22 | 2706939.7465 | 1235611.7137
23 | 2706932.6686 | 1235591.3744
24 | 2706929.8265 | 1235566.0643
25 | 2706914.4662 | 1235561.5177
26 | 2706913.277 | 1235549.3647
27 | 2706912.8551 | 1235535.9516
28 | 2706879.2674 | 1235541.4796
29 | 2706931.0417 | 1235615.1262
30 | 2706949.6728 | 1235691.7847
31 | 2706943.6262 | 1235652.6067
32 | 2706951.8136 | 1235710.7712
33 | 2706947.2995 | 1235718.0622
34 | 2706960.0987 | 1235714.126
35 | 2706949.2453 | 1235699.9722
36 | 2706946.9509 | 1235685.5927
37 | 2706948.1604 | 1235710.0582
38 | 2707039.363 | 1235684.2941
39 | 2707005.4712 | 1235747.877
40 | 2706998.0873 | 1235757.7405
41 | 2706960.6629 | 1235615.9568
42 | 2706961.7178 | 1235617.5075
43 | 2706930.804 | 1235453.7845
44 | 2706924.2767 | 1235478.7883
45 | 2706919.871 | 1235453.2062
46 | 2706916.7629 | 1235507.1172
47 | 2706914.9839 | 1235502.7715
48 | 2706875.2168 | 1235533.7903
49 | 2706968.3285 | 1235760.7079
50 | 2706945.3138 | 1235736.3783
51 | 2706983.1967 | 1235736.4003
52 | 2706927.0002 | 1235671.2943
53 | 2707056.3423 | 1235659.9035
54 | 2707077.1859 | 1235721.3471
55 | 2707023.0919 | 1235672.3292
56 | 2707014.3372 | 1235769.8162
57 | 2706978.3399 | 1235639.4212
58 | 2707118.682 | 1235723.4426
59 | 2707084.5232 | 1235734.0152
60 | 2707100.9209 | 1235770.3088
61 | 2706905.8577 | 1235480.4783
62 | 2706824.9051 | 1235430.8209
63 | 2706824.6762 | 1235452.4523
64 | 2706790.1327 | 1235464.2149
65 | 2706866.6166 | 1235474.1231
66 | 2706767.4655 | 1235536.9444
67 | 2706743.4261 | 1235494.986
68 | 2706883.3273 | 1235461.2805
69 | 2706788.9509 | 1235525.0214
70 | 2706773.6646 | 1235550.8665
71 | 2706845.8262 | 1235553.4101
72 | 2706834.9776 | 1235557.2624
73 | 2706851.7222 | 1235576.5895
74 | 2706856.6654 | 1235604.8658
75 | 2706907.5981 | 1235674.2482
76 | 2706884.5003 | 1235677.7648
77 | 2706908.2186 | 1235674.1537
78 | 2706876.4484 | 1235678.9906
79 | 2706864.7894 | 1235651.3375
80 | 2706890.8683 | 1235709.9822
81 | 2706893.15 | 1235715.5239
82 | 2706842.6113 | 1235663.4441
83 | 2706864.0597 | 1235647.1629
84 | 2706857.186 | 1235607.8439
85 | 2706816.289 | 1235683.178
86 | 2706894.9608 | 1235719.9218
87 | 2706899.837 | 1235734.5541
88 | 2706901.1763 | 1235738.5732
89 | 2706882.981 | 1235740.5678
90 | 2706843.9203 | 1235791.0167
91 | 2706873.6343 | 1235778.3333
92 | 2706832.5092 | 1235794.9785
93 | 2706884.5765 | 1235773.6162
94 | 2706815.3944 | 1235768.0723
95 | 2706893.3177 | 1235769.848
96 | 2706802.2693 | 1235747.4427
97 | 2706832.6924 | 1235757.2369
98 | 2706909.3021 | 1235762.9573
99 | 2706789.6474 | 1235727.0224
100 | 2706844.9463 | 1235748.22
101 | 2706914.2093 | 1235778.3317
102 | 2706906.2731 | 1235753.8678
103 | 2706804.6961 | 1235715.7798
104 | 2706832.8342 | 1235718.984
105 | 2706832.1518 | 1235728.1874
106 | 2706779.7271 | 1235710.8428
107 | 2706823.7065 | 1235733.6292
108 | 2706773.7698 | 1235700.7502
109 | 2706795.5101 | 1235684.7154
110 | 2706915.242 | 1235781.5674
111 | 2706906.0172 | 1235784.8282
112 | 2706919.3424 | 1235801.8459
113 | 2707018.1267 | 1235772.4391
114 | 2707020.7926 | 1235774.2843
115 | 2707004.8243 | 1235875.0815
116 | 2706965.7789 | 1235882.331
117 | 2707012.4513 | 1235873.7995
118 | 2706951.6713 | 1235887.5824
119 | 2707023.9987 | 1235871.5064
120 | 2706949.1146 | 1235880.6658
121 | 2707037.2463 | 1235868.8757
122 | 2707043.1302 | 1235866.213
123 | 2706926.5485 | 1235872.7112
124 | 2706913.5627 | 1235828.9387
125 | 2706970.7901 | 1235841.5682
126 | 2706975.2551 | 1235841.8455
127 | 2707007.0299 | 1235843.8188
128 | 2707033.4389 | 1235845.4589
129 | 2707067.3677 | 1235865.1554
130 | 2706988.9923 | 1235728.6603
131 | 2706997.5561 | 1235714.5532
132 | 2706929.6637 | 1235899.834
133 | 2706933.9541 | 1235930.73
134 | 2706913.0928 | 1235911.0227
135 | 2706899.7118 | 1235911.5441
136 | 2706895.4858 | 1235788.5507
137 | 2706878.5645 | 1235794.5319
138 | 2706868.1863 | 1235798.2003
139 | 2706851.6374 | 1235825.5211
140 | 2706864.5473 | 1235826.6857
141 | 2706846.6588 | 1235825.072
142 | 2706877.388 | 1235827.8441
143 | 2706891.8801 | 1235829.1515
144 | 2706912.3499 | 1235828.9952
145 | 2706876.4484 | 1235678.9906

## line_std_types
| c_nf_per_km | r_ohm_per_km | x_ohm_per_km | max_i_ka | type | q_mm2 | alpha | voltage_rating
NAYY 4x50 SE | 210 | 0.642 | 0.083 | 0.142 | cs | 50 | 0.00403 | LV
NAYY 4x120 SE | 264 | 0.225 | 0.08 | 0.242 | cs | 120 | 0.00403 | LV
NAYY 4x150 SE | 261 | 0.208 | 0.08 | 0.27 | cs | 150 | 0.00403 | LV
NA2XS2Y 1x95 RM/25 12/20 kV | 216 | 0.313 | 0.132 | 0.252 | cs | 95 | 0.00403 | MV
NA2XS2Y 1x185 RM/25 12/20 kV | 273 | 0.161 | 0.117 | 0.362 | cs | 185 | 0.00403 | MV
NA2XS2Y 1x240 RM/25 12/20 kV | 304 | 0.122 | 0.112 | 0.421 | cs | 240 | 0.00403 | MV
NA2XS2Y 1x95 RM/25 6/10 kV | 315 | 0.313 | 0.123 | 0.249 | cs | 95 | 0.00403 | MV
NA2XS2Y 1x185 RM/25 6/10 kV | 406 | 0.161 | 0.11 | 0.358 | cs | 185 | 0.00403 | MV
NA2XS2Y 1x240 RM/25 6/10 kV | 456 | 0.122 | 0.105 | 0.416 | cs | 240 | 0.00403 | MV
NA2XS2Y 1x150 RM/25 12/20 kV | 250 | 0.206 | 0.116 | 0.319 | cs | 150 | 0.00403 | MV
NA2XS2Y 1x120 RM/25 12/20 kV | 230 | 0.253 | 0.119 | 0.283 | cs | 120 | 0.00403 | MV
NA2XS2Y 1x70 RM/25 12/20 kV | 190 | 0.443 | 0.132 | 0.22 | cs | 70 | 0.00403 | MV
NA2XS2Y 1x150 RM/25 6/10 kV | 360 | 0.206 | 0.11 | 0.315 | cs | 150 | 0.00403 | MV
NA2XS2Y 1x120 RM/25 6/10 kV | 340 | 0.253 | 0.113 | 0.28 | cs | 120 | 0.00403 | MV
NA2XS2Y 1x70 RM/25 6/10 kV | 280 | 0.443 | 0.123 | 0.217 | cs | 70 | 0.00403 | MV
N2XS(FL)2Y 1x120 RM/35 64/110 kV | 112 | 0.153 | 0.166 | 0.366 | cs | 120 | 0.00393 | HV
N2XS(FL)2Y 1x185 RM/35 64/110 kV | 125 | 0.099 | 0.156 | 0.457 | cs | 185 | 0.00393 | HV
N2XS(FL)2Y 1x240 RM/35 64/110 kV | 135 | 0.075 | 0.149 | 0.526 | cs | 240 | 0.00393 | HV
N2XS(FL)2Y 1x300 RM/35 64/110 kV | 144 | 0.06 | 0.144 | 0.588 | cs | 300 | 0.00393 | HV
15-AL1/3-ST1A 0.4 | 11 | 1.8769 | 0.35 | 0.105 | ol | 16 | 0.00403 | LV
24-AL1/4-ST1A 0.4 | 11.25 | 1.2012 | 0.335 | 0.14 | ol | 24 | 0.00403 | LV
48-AL1/8-ST1A 0.4 | 12.2 | 0.5939 | 0.3 | 0.21 | ol | 48 | 0.00403 | LV
94-AL1/15-ST1A 0.4 | 13.2 | 0.306 | 0.29 | 0.35 | ol | 94 | 0.00403 | LV
34-AL1/6-ST1A 10.0 | 9.7 | 0.8342 | 0.36 | 0.17 | ol | 34 | 0.00403 | MV
48-AL1/8-ST1A 10.0 | 10.1 | 0.5939 | 0.35 | 0.21 | ol | 48 | 0.00403 | MV
70-AL1/11-ST1A 10.0 | 10.4 | 0.4132 | 0.339 | 0.29 | ol | 70 | 0.00403 | MV
94-AL1/15-ST1A 10.0 | 10.75 | 0.306 | 0.33 | 0.35 | ol | 94 | 0.00403 | MV
122-AL1/20-ST1A 10.0 | 11.1 | 0.2376 | 0.323 | 0.41 | ol | 122 | 0.00403 | MV
149-AL1/24-ST1A 10.0 | 11.25 | 0.194 | 0.315 | 0.47 | ol | 149 | 0.00403 | MV
34-AL1/6-ST1A 20.0 | 9.15 | 0.8342 | 0.382 | 0.17 | ol | 34 | 0.00403 | MV
48-AL1/8-ST1A 20.0 | 9.5 | 0.5939 | 0.372 | 0.21 | ol | 48 | 0.00403 | MV
70-AL1/11-ST1A 20.0 | 9.7 | 0.4132 | 0.36 | 0.29 | ol | 70 | 0.00403 | MV
94-AL1/15-ST1A 20.0 | 10 | 0.306 | 0.35 | 0.35 | ol | 94 | 0.00403 | MV
122-AL1/20-ST1A 20.0 | 10.3 | 0.2376 | 0.344 | 0.41 | ol | 122 | 0.00403 | MV
149-AL1/24-ST1A 20.0 | 10.5 | 0.194 | 0.337 | 0.47 | ol | 149 | 0.00403 | MV
184-AL1/30-ST1A 20.0 | 10.75 | 0.1571 | 0.33 | 0.535 | ol | 184 | 0.00403 | MV
243-AL1/39-ST1A 20.0 | 11 | 0.1188 | 0.32 | 0.645 | ol | 243 | 0.00403 | MV
48-AL1/8-ST1A 110.0 | 8 | 0.5939 | 0.46 | 0.21 | ol | 48 | 0.00403 | HV
70-AL1/11-ST1A 110.0 | 8.4 | 0.4132 | 0.45 | 0.29 | ol | 70 | 0.00403 | HV
94-AL1/15-ST1A 110.0 | 8.65 | 0.306 | 0.44 | 0.35 | ol | 94 | 0.00403 | HV
122-AL1/20-ST1A 110.0 | 8.5 | 0.2376 | 0.43 | 0.41 | ol | 122 | 0.00403 | HV
149-AL1/24-ST1A 110.0 | 8.75 | 0.194 | 0.41 | 0.47 | ol | 149 | 0.00403 | HV
184-AL1/30-ST1A 110.0 | 8.8 | 0.1571 | 0.4 | 0.535 | ol | 184 | 0.00403 | HV
243-AL1/39-ST1A 110.0 | 9 | 0.1188 | 0.39 | 0.645 | ol | 243 | 0.00403 | HV
305-AL1/39-ST1A 110.0 | 9.2 | 0.0949 | 0.38 | 0.74 | ol | 305 | 0.00403 | HV
490-AL1/64-ST1A 110.0 | 9.75 | 0.059 | 0.37 | 0.96 | ol | 490 | 0.00403 | HV
679-AL1/86-ST1A 110.0 | 9.95 | 0.042 | 0.36 | 1.15 | ol | 679 | 0.00403 | HV
490-AL1/64-ST1A 220.0 | 10 | 0.059 | 0.285 | 0.96 | ol | 490 | 0.00403 | HV
679-AL1/86-ST1A 220.0 | 11.7 | 0.042 | 0.275 | 1.15 | ol | 679 | 0.00403 | HV
490-AL1/64-ST1A 380.0 | 11 | 0.059 | 0.253 | 0.96 | ol | 490 | 0.00403 | HV
679-AL1/86-ST1A 380.0 | 14.6 | 0.042 | 0.25 | 1.15 | ol | 679 | 0.00403 | HV

## trafo_std_types
| i0_percent | pfe_kw | vkr_percent | sn_mva | vn_lv_kv | vn_hv_kv | vk_percent | shift_degree | vector_group | tap_side | tap_neutral | tap_min | tap_max | tap_step_degree | tap_step_percent | tap_phase_shifter
160 MVA 380/110 kV | 0.06 | 60 | 0.25 | 160 | 110 | 380 | 12.2 | 0 | Yy0 | hv | 0 | -9 | 9 | 0 | 1.5 | FALSE
100 MVA 220/110 kV | 0.06 | 55 | 0.26 | 100 | 110 | 220 | 12 | 0 | Yy0 | hv | 0 | -9 | 9 | 0 | 1.5 | FALSE
63 MVA 110/20 kV | 0.04 | 22 | 0.32 | 63 | 20 | 110 | 18 | 150 | YNd5 | hv | 0 | -9 | 9 | 0 | 1.5 | FALSE
40 MVA 110/20 kV | 0.05 | 18 | 0.34 | 40 | 20 | 110 | 16.2 | 150 | YNd5 | hv | 0 | -9 | 9 | 0 | 1.5 | FALSE
25 MVA 110/20 kV | 0.07 | 14 | 0.41 | 25 | 20 | 110 | 12 | 150 | YNd5 | hv | 0 | -9 | 9 | 0 | 1.5 | FALSE
63 MVA 110/10 kV | 0.04 | 22 | 0.32 | 63 | 10 | 110 | 18 | 150 | YNd5 | hv | 0 | -9 | 9 | 0 | 1.5 | FALSE
40 MVA 110/10 kV | 0.05 | 18 | 0.34 | 40 | 10 | 110 | 16.2 | 150 | YNd5 | hv | 0 | -9 | 9 | 0 | 1.5 | FALSE
25 MVA 110/10 kV | 0.07 | 14 | 0.41 | 25 | 10 | 110 | 12 | 150 | YNd5 | hv | 0 | -9 | 9 | 0 | 1.5 | FALSE
0.25 MVA 20/0.4 kV | 0.32 | 0.8 | 1.44 | 0.25 | 0.4 | 20 | 6 | 150 | Yzn5 | hv | 0 | -2 | 2 | 0 | 2.5 | FALSE
0.4 MVA 20/0.4 kV | 0.3375 | 1.35 | 1.425 | 0.4 | 0.4 | 20 | 6 | 150 | Dyn5 | hv | 0 | -2 | 2 | 0 | 2.5 | FALSE
0.63 MVA 20/0.4 kV | 0.2619 | 1.65 | 1.206 | 0.63 | 0.4 | 20 | 6 | 150 | Dyn5 | hv | 0 | -2 | 2 | 0 | 2.5 | FALSE
0.25 MVA 10/0.4 kV | 0.24 | 0.6 | 1.2 | 0.25 | 0.4 | 10 | 4 | 150 | Dyn5 | hv | 0 | -2 | 2 | 0 | 2.5 | FALSE
0.4 MVA 10/0.4 kV | 0.2375 | 0.95 | 1.325 | 0.4 | 0.4 | 10 | 4 | 150 | Dyn5 | hv | 0 | -2 | 2 | 0 | 2.5 | FALSE
0.63 MVA 10/0.4 kV | 0.1873 | 1.18 | 1.0794 | 0.63 | 0.4 | 10 | 4 | 150 | Dyn5 | hv | 0 | -2 | 2 | 0 | 2.5 | FALSE

## trafo3w_std_types
| sn_hv_mva | sn_mv_mva | sn_lv_mva | vn_hv_kv | vn_mv_kv | vn_lv_kv | vk_hv_percent | vk_mv_percent | vk_lv_percent | vkr_hv_percent | vkr_mv_percent | vkr_lv_percent | pfe_kw | i0_percent | shift_mv_degree | shift_lv_degree | vector_group | tap_side | tap_neutral | tap_min | tap_max | tap_step_percent
63/25/38 MVA 110/20/10 kV | 63 | 25 | 38 | 110 | 20 | 10 | 10.4 | 10.4 | 10.4 | 0.28 | 0.32 | 0.35 | 35 | 0.89 | 0 | 0 | YN0yn0yn0 | hv | 0 | -10 | 10 | 1.2
63/25/38 MVA 110/10/10 kV | 63 | 25 | 38 | 110 | 10 | 10 | 10.4 | 10.4 | 10.4 | 0.28 | 0.32 | 0.35 | 35 | 0.89 | 0 | 0 | YN0yn0yn0 | hv | 0 | -10 | 10 | 1.2

## fuse_std_types
| fuse_type | i_rated_a | t_avg | t_min | t_total | x_avg | x_min | x_total
HV 100A | HV 100A | 100 | 0 | [10.0, 3.64, 0.854, 0.281, 0.1, 0.0531, 0.022, 0.01] | [10.0, 4.267, 1.21, 0.403, 0.1, 0.058, 0.022, 0.01] | 0 | [300.0, 350.0, 450.0, 550.0, 700.0, 850.0, 1200.0, 1752.0] | [600.0, 700.0, 900.0, 1150.0, 1665.0, 2000.0, 3000.0, 4313.0]
HV 10A | HV 10A | 10 | 0 | [10.0, 1675.0, 0.344, 0.156, 0.1, 0.0417, 0.0171, 0.01] | [10.0, 1.3, 0.3, 0.155, 0.1, 0.0555, 0.023, 0.01] | 0 | [30.0, 32.0, 35.0, 37.0, 39.0, 50.0, 70.0, 88.0] | [60.0, 70.0, 80.0, 87.0, 94.0, 110.0, 150.0, 216.0]
HV 125A | HV 125A | 125 | 0 | [10.0, 1.82, 0.344, 0.1, 0.0467, 0.0269, 0.01] | [10.0, 2.478, 0.426, 0.1, 0.0427, 0.0211, 0.01] | 0 | [375.0, 500.0, 700.0, 925.0, 1200.0, 1500.0, 2341.0] | [750.0, 1000.0, 1500.0, 2200.0, 3000.0, 4000.0, 5765.0]
HV 160A | HV 160A | 160 | 0 | [10.0, 4.15, 1.03, 0.198, 0.1, 0.051, 0.0172, 0.01] | [10.0, 2.3, 0.734, 0.274, 0.1, 0.046, 0.0177, 0.01] | 0 | [480.0, 550.0, 700.0, 1000.0, 1260.0, 1600.0, 2500.0, 3227.0] | [960.0, 1300.0, 1700.0, 2200.0, 2996.0, 4000.0, 6000.0, 7946.0]
HV 16A | HV 16A | 16 | 0 | [10.0, 0.352, 0.164, 0.1, 0.0649, 0.0342, 0.01] | [10.0, 2.34, 0.722, 0.181, 0.1, 0.055, 0.0296, 0.01] | 0 | [48.0, 60.0, 65.0, 71.0, 80.0, 100.0, 162.0] | [96.0, 110.0, 125.0, 150.0, 168.0, 200.0, 250.0, 398.0]
HV 200A | HV 200A | 200 | 0 | [10.0, 4.267, 1.21, 0.403, 0.1, 0.058, 0.022, 0.01] | [10.0, 3.73, 1.654, 0.328, 0.1, 0.0531, 0.019, 0.01] | 0 | [600.0, 700.0, 900.0, 1150.0, 1665.0, 2000.0, 3000.0, 4313.0] | [1200.0, 1500.0, 1800.0, 2700.0, 3960.0, 5000.0, 7500.0, 10620.0]
HV 20A | HV 20A | 20 | 0 | [10.0, 1.3, 0.3, 0.155, 0.1, 0.0555, 0.023, 0.01] | [10.0, 1.3, 0.161, 0.1, 0.0611, 0.0399, 0.0141, 0.01] | 0 | [60.0, 70.0, 80.0, 87.0, 94.0, 110.0, 150.0, 216.0] | [120.0, 150.0, 200.0, 223.0, 260.0, 300.0, 450.0, 532.0]
HV 25A | HV 25A | 25 | 0 | [10.0, 2.512, 0.833, 0.299, 0.1, 0.0372, 0.0223, 0.01] | [10.0, 3.125, 0.597, 0.198, 0.1, 0.0378, 0.022, 0.01] | 0 | [75.0, 82.0, 90.0, 100.0, 124.0, 170.0, 200.0, 289.0] | [150.0, 170.0, 210.0, 250.0, 294.0, 400.0, 500.0, 711.0]
HV 31.5A | HV 31.5A | 31.5 | 0 | [10.0, 2.34, 0.722, 0.181, 0.1, 0.055, 0.0296, 0.01] | [10.0, 2.84, 0.368, 0.164, 0.1, 0.0621, 0.0378, 0.0195, 0.01] | 0 | [95.0, 110.0, 125.0, 150.0, 165.0, 200.0, 250.0, 390.0] | [189.0, 220.0, 300.0, 350.0, 393.0, 450.0, 530.0, 700.0, 960.0]
HV 40A | HV 40A | 40 | 0 | [10.0, 1.3, 0.161, 0.1, 0.0611, 0.0399, 0.0141, 0.01] | [10.0, 2.05, 0.369, 0.198, 0.1, 0.051, 0.0298, 0.01] | 0 | [120.0, 150.0, 200.0, 223.0, 260.0, 300.0, 450.0, 532.0] | [240.0, 300.0, 400.0, 450.0, 530.0, 650.0, 800.0, 1311.0]
HV 50A | HV 50A | 50 | 0 | [10.0, 3.215, 0.597, 0.198, 0.1, 0.0378, 0.022, 0.01] | [10.0, 3.64, 0.854, 0.281, 0.1, 0.0531, 0.022, 0.01] | 0 | [150.0, 170.0, 210.0, 250.0, 294.0, 400.0, 500.0, 711.0] | [300.0, 350.0, 450.0, 550.0, 700.0, 850.0, 1200.0, 1752.0]
HV 6.3A | HV 6.3A | 6.3 | 0 | [10.0, 1.39, 0.344, 0.168, 0.1, 0.056, 0.0263, 0.01] | [10.0, 1.711, 0.516, 0.198, 0.1, 0.0634, 0.0303, 0.01] | 0 | [19.0, 19.5, 20.4, 20.8, 22.0, 25.0, 32.0, 48.0] | [38.0, 40.0, 43.0, 48.0, 53.0, 60.0, 75.0, 118.0]
HV 63A | HV 63A | 63 | 0 | [10.0, 2.84, 0.368, 0.164, 0.1, 0.0621, 0.0378, 0.0195, 0.01] | [10.0, 1.82, 0.344, 0.1, 0.0467, 0.0269, 0.01] | 0 | [189.0, 220.0, 300.0, 350.0, 393.0, 450.0, 530.0, 700.0, 961.0] | [378.0, 500.0, 700.0, 934.0, 1200.0, 1500.0, 2366.0]
HV 80A | HV 80A | 80 | 0 | [10.0, 2.05, 0.369, 0.198, 0.1, 0.051, 0.0298, 0.01] | [10.0, 4.15, 1.03, 0.198, 0.1, 0.051, 0.0172, 0.01] | 0 | [240.0, 300.0, 400.0, 450.0, 530.0, 650.0, 800.0, 1311.0] | [480.0, 550.0, 700.0, 1000.0, 1260.0, 1600.0, 2500.0, 3227.0]
Siemens NH-1-100 | Siemens NH-1-100 | 100 | [5400.0, 2000.0, 400.0, 20.0, 1.0, 0.2, 0.012, 0.004] | 0 | 0 | [150.0, 190.0, 250.0, 430.0, 900.0, 1250.0, 2700.0, 3600.0] | 0 | 0
Siemens NH-1-125 | Siemens NH-1-125 | 125 | [4800.0, 120.0, 7.0, 0.1, 0.004] | 0 | 0 | [180.0, 400.0, 740.0, 2000.0, 4250.0] | 0 | 0
Siemens NH-1-16 | Siemens NH-1-16 | 16 | [4000.0, 400.0, 2.0, 0.1, 0.04, 0.01] | 0 | 0 | [26.0, 35.0, 75.0, 150.0, 200.0, 300.0] | 0 | 0
Siemens NH-1-160 | Siemens NH-1-160 | 160 | [4800.0, 120.0, 7.0, 0.1, 0.004] | 0 | 0 | [210.0, 500.0, 900.0, 2300.0, 5000.0] | 0 | 0
Siemens NH-1-25 | Siemens NH-1-25 | 25 | [4000.0, 1000.0, 10.0, 0.2, 0.02, 0.01] | 0 | 0 | [40.0, 50.0, 100.0, 210.0, 400.0, 500.0] | 0 | 0
Siemens NH-1-50 | Siemens NH-1-50 | 50 | [4000.0, 40.0, 4.0, 1.0, 0.02, 0.01] | 0 | 0 | [86.0, 200.0, 300.0, 400.0, 1000.0, 1280.0] | 0 | 0
Siemens NH-1-63 | Siemens NH-1-63 | 63 | [4000.0, 100.0, 10.0, 2.0, 0.04, 0.01] | 0 | 0 | [100.0, 200.0, 300.0, 400.0, 1000.0, 1500.0] | 0 | 0
Siemens NH-1-80 | Siemens NH-1-80 | 80 | [4800.0, 120.0, 7.0, 0.1, 0.01] | 0 | 0 | [150.58, 250.0, 450.0, 1150.0, 2470.0] | 0 | 0
Siemens NH-2-1000 | Siemens NH-2-1000 | 1000 | [4800.0, 120.0, 7.0, 0.1, 0.004] | 0 | 0 | [1900.0, 3500.0, 8400.0, 24000.0, 52000.0] | 0 | 0
Siemens NH-2-200 | Siemens NH-2-200 | 200 | [4800.0, 120.0, 7.0, 0.1, 0.004] | 0 | 0 | [280.0, 650.0, 1200.0, 3000.0, 7000.0] | 0 | 0
Siemens NH-2-224 | Siemens NH-2-224 | 224 | [4800.0, 120.0, 7.0, 0.2, 0.04, 0.004] | 0 | 0 | [400.0, 750.0, 1453.0, 3025.0, 4315.0, 7600.0] | 0 | 0
Siemens NH-2-250 | Siemens NH-2-250 | 250 | [4800.0, 120.0, 7.0, 0.1, 0.004] | 0 | 0 | [450.0, 800.0, 1650.0, 4000.0, 8500.0] | 0 | 0
Siemens NH-2-315 | Siemens NH-2-315 | 315 | [4800.0, 120.0, 7.0, 0.1, 0.004] | 0 | 0 | [550.0, 920.0, 1900.0, 5000.0, 11000.0] | 0 | 0
Siemens NH-2-355 | Siemens NH-2-355 | 355 | [4800.0, 120.0, 6.0, 0.1, 0.004] | 0 | 0 | [650.0, 1116.27, 2350.0, 5840.0, 12790.0] | 0 | 0
Siemens NH-2-400 | Siemens NH-2-400 | 400 | [4800.0, 120.0, 7.0, 0.1, 0.004] | 0 | 0 | [720.0, 1350.0, 2800.0, 6500.0, 15000.0] | 0 | 0
Siemens NH-2-425 | Siemens NH-2-425 | 425 | [4800.0, 120.0, 7.0, 0.1, 0.004] | 0 | 0 | [850.0, 1500.0, 3050.0, 7500.0, 16500.0] | 0 | 0
Siemens NH-2-630 | Siemens NH-2-630 | 630 | [4800.0, 120.0, 7.0, 0.1, 0.004] | 0 | 0 | [1200.0, 2000.0, 4800.0, 12000.0, 26000.0] | 0 | 0

## res_bus
| vm_pu | va_degree | p_mw | q_mvar
0 | 0.98437 | -0.29877 | 0.0087028 | 0.0021811
1 | 0.98378 | -0.31036 | 0.0081138 | 0.0020335
2 | 0.98478 | -0.29093 | 0 | 0
3 | 0.98312 | -0.32319 | 0 | 0
4 | 0.98507 | -0.28526 | 0 | 0
5 | 0.98268 | -0.33172 | 0 | 0
6 | 0.98297 | -0.32613 | 0 | 0
7 | 0.98584 | -0.27027 | 0.0016932 | 0.00042435
8 | 0.9847 | -0.29243 | 0.0035829 | 0.00089795
9 | 0.98387 | -0.30871 | 0.002877 | 0.00072105
10 | 0.98388 | -0.30854 | 0.0029536 | 0.00074024
11 | 0.98232 | -0.33863 | 0.0021464 | 0.00053795
12 | 0.98252 | -0.3348 | 0 | 0
13 | 0.98259 | -0.33343 | 0.0025807 | 0.00064679
14 | 0.98674 | -0.25299 | 0.0027034 | 0.00067754
15 | 0.9845 | -0.29649 | 0 | 0
16 | 0.98403 | -0.30557 | 0 | 0
17 | 0.989 | -0.2097 | 0.013892 | 0.0034816
18 | 0.99053 | -0.18016 | 0 | 0
19 | 0.98828 | -0.22362 | 0 | 0
20 | 0.99086 | -0.17379 | 0 | 0
21 | 0.98806 | -0.22802 | 0.00016495 | 4.134e-05
22 | 0.98624 | -0.26269 | 0.0016995 | 0.00042593
23 | 0.98627 | -0.26203 | 0.0017147 | 0.00042975
24 | 0.98636 | -0.26029 | 0 | 0
25 | 0.98641 | -0.25927 | 0 | 0
26 | 0.98614 | -0.26464 | 0 | 0
27 | 0.98583 | -0.27053 | 0.010279 | 0.0025762
28 | 0.98537 | -0.27932 | 0.010579 | 0.0026513
29 | 0.98823 | -0.22417 | 0.0088862 | 0.0022271
30 | 0.99112 | -0.16875 | 0 | 0
31 | 0.98962 | -0.19746 | 0.0022423 | 0.00056198
32 | 0.9895 | -0.19976 | 0 | 0
33 | 0.98954 | -0.19897 | 0 | 0
34 | 0.98947 | -0.20038 | 0.0016916 | 0.00042395
35 | 0.99062 | -0.1782 | 0 | 0
36 | 0.99196 | -0.15265 | 0.004568 | 0.0011448
37 | 0.99002 | -0.18988 | 0.0041065 | 0.0010292
38 | 0.98765 | -0.236 | 0 | 0
39 | 0.98401 | -0.30598 | 6.2889e-05 | 1.5762e-05
40 | 0.98401 | -0.30596 | 0 | 0
41 | 0.98701 | -0.24847 | 0.0013513 | 0.00033868
42 | 0.98701 | -0.24842 | 0.0013162 | 0.00032987
43 | 0.9852 | -0.28284 | 0 | 0
44 | 0.98527 | -0.2816 | 0.0042199 | 0.0010576
45 | 0.98518 | -0.28336 | 0.0026641 | 0.00066769
46 | 0.98545 | -0.27798 | 0 | 0
47 | 0.98542 | -0.2786 | 0.002959 | 0.00074161
48 | 0.98519 | -0.28277 | 0 | 0
49 | 0.9842 | -0.3023 | 0.0072959 | 0.0018285
50 | 0.98848 | -0.21939 | 0.0034885 | 0.00087429
51 | 0.98941 | -0.20162 | 0 | 0
52 | 0.99525 | -0.089862 | 0 | 0
53 | 0.98726 | -0.24359 | 0 | 0
54 | 0.98757 | -0.23752 | 0.00010681 | 2.677e-05
55 | 0.98744 | -0.24009 | 0.0042517 | 0.0010656
56 | 0.98397 | -0.30673 | 9.2267e-05 | 2.3124e-05
57 | 0.98708 | -0.2471 | 0.0043898 | 0.0011002
58 | 0.98607 | -0.26678 | 0.014271 | 0.0035766
59 | 0.98755 | -0.23791 | 8.0287e-05 | 2.0122e-05
60 | 0.9875 | -0.23891 | 0.0014034 | 0.00035172
61 | 0.98532 | -0.28049 | 0.0043842 | 0.0010988
62 | 0.97826 | -0.41739 | 0.0093341 | 0.0023394
63 | 0.97845 | -0.41371 | 0 | 0
64 | 0.97822 | -0.41833 | 0.00084073 | 0.00021071
65 | 0.98295 | -0.32607 | 0 | 0
66 | 0.97308 | -0.5191 | 0 | 0
67 | 0.97787 | -0.42505 | 0.0060349 | 0.0015125
68 | 0.98291 | -0.32697 | 0.0023084 | 0.00057854
69 | 0.97262 | -0.52822 | 0.020191 | 0.0050603
70 | 0.97269 | -0.52684 | 0.027578 | 0.0069118
71 | 0.99451 | -0.10565 | 0 | 0
72 | 0.99433 | -0.10907 | 0.016908 | 0.0042376
73 | 0.99488 | -0.098525 | 0 | 0
74 | 0.99532 | -0.089981 | 0.0082465 | 0.0020668
75 | 0.99741 | -0.048932 | 0.0016635 | 0.00041692
76 | 1 | 0 | -0.43625 | -0.11149
77 | 0.99734 | -0.050244 | 0.0016011 | 0.00040128
78 | 0.99949 | -0.0097198 | 0 | 0
79 | 0.99762 | -0.045606 | 0 | 0
80 | 0.97953 | -0.39297 | 0.0011992 | 0.00030054
81 | 0.97954 | -0.39284 | 0.0019509 | 0.00048894
82 | 0.9974 | -0.049817 | 0.0082063 | 0.0020567
83 | 0.99739 | -0.049984 | 0.0037996 | 0.00095226
84 | 0.99539 | -0.088643 | 0.030011 | 0.0075214
85 | 0.99737 | -0.050542 | 0.001257 | 0.00031503
86 | 0.97955 | -0.39257 | 0 | 0
87 | 0.9796 | -0.39168 | 0 | 0
88 | 0.97962 | -0.39114 | 0.005643 | 0.0014143
89 | 0.97953 | -0.39294 | 0.0038642 | 0.00096845
90 | 0.97617 | -0.45858 | 0.0027446 | 0.00068787
91 | 0.97782 | -0.42625 | 0.0022731 | 0.00056969
92 | 0.97558 | -0.47008 | 0 | 0
93 | 0.97846 | -0.41386 | 0.0010861 | 0.00027219
94 | 0.97404 | -0.5005 | 0 | 0
95 | 0.97897 | -0.40379 | 0.0011509 | 0.00028843
96 | 0.9733 | -0.51501 | 0 | 0
97 | 0.97366 | -0.50792 | 0.0049305 | 0.0012357
98 | 0.97994 | -0.38503 | 0 | 0
99 | 0.97258 | -0.52928 | 0 | 0
100 | 0.97344 | -0.51238 | 0.0049838 | 0.0012491
101 | 0.98103 | -0.36363 | 0.0014547 | 0.00036458
102 | 0.97981 | -0.38744 | 0.0011749 | 0.00029447
103 | 0.97253 | -0.53024 | 0.0027806 | 0.00069689
104 | 0.97316 | -0.51786 | 0.0049465 | 0.0012397
105 | 0.97322 | -0.51669 | 0 | 0
106 | 0.97205 | -0.53959 | 0 | 0
107 | 0.97317 | -0.5176 | 0.0049127 | 0.0012312
108 | 0.97173 | -0.54596 | 0 | 0
109 | 0.97099 | -0.56068 | 0.029489 | 0.0073906
110 | 0.98127 | -0.35904 | 0 | 0
111 | 0.9812 | -0.36051 | 0.0025063 | 0.00062814
112 | 0.9818 | -0.3487 | 0.0022247 | 0.00055757
113 | 0.98396 | -0.3069 | 8.1358e-05 | 2.039e-05
114 | 0.98396 | -0.30701 | 0.0019309 | 0.00048394
115 | 0.97993 | -0.38546 | 0.0022816 | 0.00057183
116 | 0.97968 | -0.39045 | 0.0036747 | 0.00092096
117 | 0.98 | -0.38417 | 0 | 0
118 | 0.97963 | -0.39134 | 0 | 0
119 | 0.9801 | -0.3822 | 0.0028624 | 0.00071738
120 | 0.97961 | -0.39177 | 0.0032388 | 0.00081172
121 | 0.98025 | -0.37925 | 0 | 0
122 | 0.98032 | -0.37784 | 0 | 0
123 | 0.98224 | -0.34033 | 0.0014931 | 0.00037421
124 | 0.98237 | -0.33779 | 0.0018721 | 0.00046919
125 | 0.98213 | -0.34238 | 0.00191 | 0.0004787
126 | 0.98202 | -0.34451 | 0.0018526 | 0.0004643
127 | 0.9813 | -0.35866 | 0.0020279 | 0.00050823
128 | 0.98075 | -0.36946 | 0.0046135 | 0.0011562
129 | 0.98019 | -0.38042 | 0.0058628 | 0.0014694
130 | 0.98939 | -0.20199 | 0.0021071 | 0.00052809
131 | 0.98939 | -0.202 | 5.566e-05 | 1.395e-05
132 | 0.98202 | -0.3445 | 0.0017133 | 0.0004294
133 | 0.98183 | -0.3483 | 0 | 0
134 | 0.98165 | -0.35192 | 0.0030888 | 0.00077414
135 | 0.9816 | -0.3528 | 0.0036485 | 0.00091439
136 | 0.98114 | -0.36168 | 0.0015714 | 0.00039382
137 | 0.98107 | -0.36305 | 0.0023112 | 0.00057924
138 | 0.98105 | -0.36343 | 0.0019063 | 0.00047777
139 | 0.98189 | -0.34708 | 0.0025226 | 0.00063222
140 | 0.98194 | -0.34603 | 0.0028066 | 0.0007034
141 | 0.98188 | -0.34726 | 0.0019718 | 0.00049419
142 | 0.98203 | -0.34433 | 0.0015049 | 0.00037717
143 | 0.98215 | -0.34201 | 0.0018283 | 0.00045822
144 | 0.98235 | -0.33807 | 0.0023068 | 0.00057815
145 | 0.99998 | 149.9956 | 0 | 0

## res_line
| p_from_mw | q_from_mvar | p_to_mw | q_to_mvar | pl_mw | ql_mvar | i_from_ka | i_to_ka | i_ka | vm_from_pu | va_from_degree | vm_to_pu | va_to_degree | loading_percent
0 | 0.15195 | 0.038427 | -0.15187 | -0.038373 | 8.4414e-05 | 5.3537e-05 | 0.22982 | 0.22982 | 0.22982 | 0.98437 | -0.29877 | 0.98378 | -0.31036 | 21.0456
1 | -0.16065 | -0.040608 | 0.16071 | 0.040646 | 6.0464e-05 | 3.8384e-05 | 0.24297 | 0.24297 | 0.24297 | 0.98437 | -0.29877 | 0.98478 | -0.29093 | 22.2503
2 | 0.14375 | 0.03634 | -0.14366 | -0.036284 | 8.8364e-05 | 5.5984e-05 | 0.21755 | 0.21755 | 0.21755 | 0.98378 | -0.31036 | 0.98312 | -0.32319 | 19.9217
3 | -0.16071 | -0.040646 | 0.16076 | 0.040674 | 4.3701e-05 | 2.7743e-05 | 0.24297 | 0.24297 | 0.24297 | 0.98478 | -0.29093 | 0.98507 | -0.28526 | 22.2502
4 | 0.11269 | 0.028496 | -0.11264 | -0.028467 | 4.6114e-05 | 2.9031e-05 | 0.17065 | 0.17065 | 0.17065 | 0.98312 | -0.32319 | 0.98268 | -0.33172 | 15.6274
5 | 0.030977 | 0.0077883 | -0.030972 | -0.0077856 | 4.3591e-06 | 2.7228e-06 | 0.046894 | 0.046894 | 0.046894 | 0.98312 | -0.32319 | 0.98297 | -0.32613 | 12.8831
6 | -0.17965 | -0.045413 | 0.17978 | 0.045495 | 0.00012925 | 8.2186e-05 | 0.27151 | 0.27151 | 0.27151 | 0.98507 | -0.28526 | 0.98584 | -0.27027 | 24.8638
7 | 0.018893 | 0.0047391 | -0.018886 | -0.0047352 | 6.4549e-06 | 3.8622e-06 | 0.02854 | 0.02854 | 0.02854 | 0.98507 | -0.28526 | 0.9847 | -0.29243 | 7.8407
8 | 0.012099 | 0.003034 | -0.012095 | -0.0030319 | 3.9792e-06 | 2.1464e-06 | 0.018322 | 0.018322 | 0.018322 | 0.98268 | -0.33172 | 0.98232 | -0.33863 | 5.0335
9 | 0.10054 | 0.025432 | -0.10053 | -0.025423 | 1.4851e-05 | 9.3099e-06 | 0.15233 | 0.15233 | 0.15233 | 0.98268 | -0.33172 | 0.98252 | -0.3348 | 13.9496
10 | 0.030972 | 0.0077856 | -0.030962 | -0.0077789 | 1.0784e-05 | 6.736e-06 | 0.046894 | 0.046894 | 0.046894 | 0.98297 | -0.32613 | 0.98259 | -0.33343 | 12.8831
11 | -0.18147 | -0.04592 | 0.18162 | 0.046016 | 0.00015065 | 9.5802e-05 | 0.27407 | 0.27407 | 0.27407 | 0.98584 | -0.27027 | 0.98674 | -0.25299 | 25.0978
12 | 0.015303 | 0.0038373 | -0.0153 | -0.0038356 | 2.9579e-06 | 1.7055e-06 | 0.023126 | 0.023126 | 0.023126 | 0.9847 | -0.29243 | 0.9845 | -0.29649 | 6.3533
13 | -0.002877 | -0.00072105 | 0.0028771 | 0.00072103 | 2.3527e-08 | -2.7025e-08 | 0.0043513 | 0.0043512 | 0.0043513 | 0.98387 | -0.30871 | 0.98388 | -0.30854 | 1.1954
14 | -0.0058306 | -0.0014613 | 0.0058315 | 0.0014614 | 8.2596e-07 | 1.6884e-07 | 0.0088182 | 0.0088181 | 0.0088182 | 0.98388 | -0.30854 | 0.98403 | -0.30557 | 2.4226
15 | 0.0099488 | 0.0024939 | -0.0099479 | -0.0024935 | 8.0748e-07 | 3.9678e-07 | 0.01507 | 0.015071 | 0.015071 | 0.98232 | -0.33863 | 0.98224 | -0.34033 | 4.1403
16 | 0.085708 | 0.021708 | -0.085651 | -0.021672 | 5.717e-05 | 3.5559e-05 | 0.12989 | 0.12989 | 0.12989 | 0.98252 | -0.3348 | 0.9818 | -0.3487 | 11.8943
17 | 0.014819 | 0.0037154 | -0.014817 | -0.0037142 | 2.1091e-06 | 1.2084e-06 | 0.022444 | 0.022444 | 0.022444 | 0.98252 | -0.3348 | 0.98237 | -0.33779 | 6.166
18 | 0.028381 | 0.0071321 | -0.028369 | -0.0071245 | 1.2116e-05 | 7.5328e-06 | 0.042986 | 0.042986 | 0.042986 | 0.98259 | -0.33343 | 0.98213 | -0.34238 | 11.8094
19 | -0.18433 | -0.046693 | 0.18462 | 0.046883 | 0.00029799 | 0.00018953 | 0.27814 | 0.27814 | 0.27814 | 0.98674 | -0.25299 | 0.98848 | -0.21939 | 25.4711
20 | 0.0153 | 0.0038356 | -0.015296 | -0.0038331 | 4.2356e-06 | 2.4423e-06 | 0.023126 | 0.023126 | 0.023126 | 0.9845 | -0.29649 | 0.9842 | -0.3023 | 6.3534
21 | -0.007999 | -0.0020041 | 0.0080003 | 0.0020046 | 1.2456e-06 | 5.0874e-07 | 0.012096 | 0.012096 | 0.012096 | 0.98403 | -0.30557 | 0.9842 | -0.3023 | 3.323
22 | 0.0021676 | 0.00054266 | -0.0021675 | -0.00054277 | 4.0711e-08 | -1.0233e-07 | 0.0032775 | 0.0032776 | 0.0032776 | 0.98403 | -0.30557 | 0.98401 | -0.30596 | 0.90044
23 | -0.041287 | -0.010366 | 0.041346 | 0.010403 | 5.8261e-05 | 3.677e-05 | 0.062126 | 0.062126 | 0.062126 | 0.989 | -0.2097 | 0.99053 | -0.18016 | 17.0676
24 | 0.027396 | 0.0068845 | -0.027377 | -0.0068732 | 1.8188e-05 | 1.1274e-05 | 0.041225 | 0.041225 | 0.041225 | 0.989 | -0.2097 | 0.98828 | -0.22362 | 11.3256
25 | -0.041346 | -0.010403 | 0.041358 | 0.010411 | 1.2597e-05 | 7.9503e-06 | 0.062126 | 0.062126 | 0.062126 | 0.99053 | -0.18016 | 0.99086 | -0.17379 | 17.0675
26 | 0.027377 | 0.0068732 | -0.027372 | -0.0068696 | 5.748e-06 | 3.5632e-06 | 0.041225 | 0.041225 | 0.041225 | 0.98828 | -0.22362 | 0.98806 | -0.22802 | 11.3256
27 | -0.15852 | -0.04024 | 0.15855 | 0.040265 | 3.8423e-05 | 2.4382e-05 | 0.23823 | 0.23823 | 0.23823 | 0.99086 | -0.17379 | 0.99112 | -0.16875 | 21.8163
28 | 0.11716 | 0.02983 | -0.11702 | -0.029746 | 0.00013354 | 8.4133e-05 | 0.17611 | 0.17611 | 0.17611 | 0.99086 | -0.17379 | 0.98962 | -0.19746 | 16.1271
29 | 0.027207 | 0.0068283 | -0.027196 | -0.0068219 | 1.0354e-05 | 6.4162e-06 | 0.040977 | 0.040977 | 0.040977 | 0.98806 | -0.22802 | 0.98765 | -0.236 | 11.2574
30 | -0.0016995 | -0.00042593 | 0.0016995 | 0.00042569 | 5.3109e-08 | -2.409e-07 | 0.0025642 | 0.0025641 | 0.0025642 | 0.98624 | -0.26269 | 0.98627 | -0.26203 | 0.70444
31 | -0.0034143 | -0.00085544 | 0.0034145 | 0.00085526 | 2.8373e-07 | -1.8235e-07 | 0.0051511 | 0.005151 | 0.0051511 | 0.98627 | -0.26203 | 0.98636 | -0.26029 | 1.4151
32 | -0.0034145 | -0.00085526 | 0.0034147 | 0.00085515 | 1.6492e-07 | -1.0603e-07 | 0.005151 | 0.0051509 | 0.005151 | 0.98636 | -0.26029 | 0.98641 | -0.25927 | 1.4151
33 | 0.077628 | 0.019743 | -0.077553 | -0.019697 | 7.4922e-05 | 4.6281e-05 | 0.11721 | 0.11721 | 0.11721 | 0.98641 | -0.25927 | 0.98537 | -0.27932 | 10.7332
34 | -0.10557 | -0.026752 | 0.10575 | 0.026864 | 0.00017839 | 0.00011201 | 0.15936 | 0.15936 | 0.15936 | 0.98641 | -0.25927 | 0.98823 | -0.22417 | 14.5932
35 | 0.024527 | 0.006153 | -0.024521 | -0.0061491 | 6.2697e-06 | 3.8568e-06 | 0.037001 | 0.037001 | 0.037001 | 0.98641 | -0.25927 | 0.98614 | -0.26464 | 10.1652
36 | 0.024521 | 0.0061491 | -0.024514 | -0.0061449 | 6.8899e-06 | 4.2384e-06 | 0.037001 | 0.037001 | 0.037001 | 0.98614 | -0.26464 | 0.98583 | -0.27053 | 10.1652
37 | 0.014234 | 0.0035686 | -0.014229 | -0.0035658 | 5.0482e-06 | 2.8592e-06 | 0.021486 | 0.021486 | 0.021486 | 0.98583 | -0.27053 | 0.98545 | -0.27798 | 5.9027
38 | 0.066974 | 0.017046 | -0.066963 | -0.017039 | 1.1133e-05 | 6.793e-06 | 0.10123 | 0.10123 | 0.10123 | 0.98537 | -0.27932 | 0.98519 | -0.28277 | 9.2703
39 | -0.11463 | -0.029091 | 0.11478 | 0.029184 | 0.00014748 | 9.2866e-05 | 0.17274 | 0.17274 | 0.17274 | 0.98823 | -0.22417 | 0.98962 | -0.19746 | 15.8184
40 | 0.19654 | 0.05005 | -0.19645 | -0.049993 | 8.9464e-05 | 5.694e-05 | 0.29536 | 0.29536 | 0.29536 | 0.99112 | -0.16875 | 0.99062 | -0.1782 | 27.0479
41 | -0.3551 | -0.090315 | 0.35537 | 0.090491 | 0.0002757 | 0.00017615 | 0.5336 | 0.5336 | 0.5336 | 0.99112 | -0.16875 | 0.99196 | -0.15265 | 48.8642
42 | -0.0038546 | -0.0009653 | 0.0038548 | 0.00096525 | 1.4399e-07 | -5.466e-08 | 0.0057963 | 0.0057963 | 0.0057963 | 0.9895 | -0.19976 | 0.98954 | -0.19897 | 1.5924
43 | 0.0038546 | 0.0009653 | -0.0038545 | -0.00096535 | 1.1369e-07 | -4.3148e-08 | 0.0057963 | 0.0057964 | 0.0057964 | 0.9895 | -0.19976 | 0.98947 | -0.20038 | 1.5924
44 | 0.1883 | 0.047875 | -0.18811 | -0.047757 | 0.00018495 | 0.00011766 | 0.2834 | 0.2834 | 0.2834 | 0.98954 | -0.19897 | 0.98848 | -0.21939 | 25.952
45 | -0.19215 | -0.04884 | 0.19224 | 0.048893 | 8.4156e-05 | 5.355e-05 | 0.28919 | 0.28919 | 0.28919 | 0.98954 | -0.19897 | 0.99002 | -0.18988 | 26.4828
46 | 0.0021629 | 0.0005414 | -0.0021628 | -0.00054173 | 1.273e-07 | -3.3066e-07 | 0.0032525 | 0.0032526 | 0.0032526 | 0.98947 | -0.20038 | 0.98941 | -0.20162 | 0.89358
47 | 0.19645 | 0.049993 | -0.19634 | -0.049923 | 0.00011062 | 7.0406e-05 | 0.29536 | 0.29536 | 0.29536 | 0.99062 | -0.1782 | 0.99002 | -0.18988 | 27.048
48 | -0.35994 | -0.091636 | 0.36103 | 0.092334 | 0.0010934 | 0.00069863 | 0.54045 | 0.54045 | 0.54045 | 0.99196 | -0.15265 | 0.99525 | -0.089862 | 49.4917
49 | 0.014292 | 0.0035885 | -0.014287 | -0.0035856 | 5.1719e-06 | 2.9296e-06 | 0.021535 | 0.021535 | 0.021535 | 0.98765 | -0.236 | 0.98726 | -0.24359 | 5.9162
50 | 0.0015907 | 0.00039737 | -0.0015906 | -0.00039798 | 1.1445e-07 | -6.069e-07 | 0.0023961 | 0.0023964 | 0.0023964 | 0.98765 | -0.236 | 0.98757 | -0.23752 | 0.65835
51 | 0.011314 | 0.002836 | -0.011312 | -0.0028348 | 2.2006e-06 | 1.15e-06 | 0.017046 | 0.017046 | 0.017046 | 0.98765 | -0.236 | 0.98744 | -0.24009 | 4.6829
52 | -6.2889e-05 | -1.5762e-05 | 6.2889e-05 | 1.5605e-05 | 4.1758e-11 | -1.5649e-07 | 9.5101e-05 | 9.5046e-05 | 9.5101e-05 | 0.98401 | -0.30598 | 0.98401 | -0.30596 | 0.026127
53 | 0.0021047 | 0.00052716 | -0.0021046 | -0.00052737 | 7.7121e-08 | -2.0855e-07 | 0.0031825 | 0.0031826 | 0.0031826 | 0.98401 | -0.30596 | 0.98397 | -0.30673 | 0.87435
54 | -0.0013513 | -0.00033868 | 0.0013513 | 0.00033865 | 2.9191e-09 | -2.2102e-08 | 0.0020373 | 0.0020373 | 0.0020373 | 0.98701 | -0.24847 | 0.98701 | -0.24842 | 0.55969
55 | -0.0026675 | -0.00066853 | 0.0026677 | 0.00066828 | 1.6806e-07 | -2.4663e-07 | 0.0040216 | 0.0040214 | 0.0040216 | 0.98701 | -0.24842 | 0.98708 | -0.2471 | 1.1048
56 | -0.0026642 | -0.0006676 | 0.0026643 | 0.00066737 | 1.5691e-07 | -2.2868e-07 | 0.0040239 | 0.0040237 | 0.0040239 | 0.9852 | -0.28284 | 0.98527 | -0.2816 | 1.1055
57 | 0.0026642 | 0.0006676 | -0.0026641 | -0.00066769 | 6.6476e-08 | -9.6866e-08 | 0.0040239 | 0.0040239 | 0.0040239 | 0.9852 | -0.28284 | 0.98518 | -0.28336 | 1.1055
58 | -0.0068843 | -0.001725 | 0.0068854 | 0.0017254 | 1.188e-06 | 3.8701e-07 | 0.010397 | 0.010397 | 0.010397 | 0.98527 | -0.2816 | 0.98545 | -0.27798 | 2.8563
59 | 0.0073439 | 0.0018404 | -0.0073436 | -0.0018403 | 2.1653e-07 | 7.8758e-08 | 0.011089 | 0.011089 | 0.011089 | 0.98545 | -0.27798 | 0.98542 | -0.2786 | 3.0464
60 | 0.0043846 | 0.0010987 | -0.0043842 | -0.0010988 | 3.9598e-07 | -5.3422e-08 | 0.0066208 | 0.0066209 | 0.0066209 | 0.98542 | -0.2786 | 0.98532 | -0.28049 | 1.8189
61 | 0.066963 | 0.017039 | -0.066824 | -0.016952 | 0.00013942 | 8.7388e-05 | 0.10123 | 0.10123 | 0.10123 | 0.98519 | -0.28277 | 0.98295 | -0.32607 | 13.9055
62 | 0.0021628 | 0.00054173 | -0.0021628 | -0.00054183 | 3.8363e-08 | -9.9628e-08 | 0.0032526 | 0.0032527 | 0.0032527 | 0.98941 | -0.20162 | 0.98939 | -0.20199 | 0.89359
63 | -0.36103 | -0.092334 | 0.36173 | 0.092778 | 0.00069363 | 0.00044318 | 0.54045 | 0.54045 | 0.54045 | 0.99525 | -0.089862 | 0.99734 | -0.050244 | 49.4916
64 | 0.014287 | 0.0035856 | -0.014271 | -0.0035766 | 1.5783e-05 | 8.9423e-06 | 0.021535 | 0.021535 | 0.021535 | 0.98726 | -0.24359 | 0.98607 | -0.26678 | 5.9163
65 | 0.0014838 | 0.00037121 | -0.0014838 | -0.00037138 | 2.7703e-08 | -1.7141e-07 | 0.0022354 | 0.0022355 | 0.0022355 | 0.98757 | -0.23752 | 0.98755 | -0.23791 | 0.61415
66 | 0.0070598 | 0.0017693 | -0.0070575 | -0.0017685 | 2.3577e-06 | 7.9865e-07 | 0.010639 | 0.010639 | 0.010639 | 0.98744 | -0.24009 | 0.98708 | -0.2471 | 2.9228
67 | 0.0020123 | 0.00050424 | -0.0020123 | -0.00050429 | 1.6004e-08 | -4.8296e-08 | 0.0030431 | 0.0030431 | 0.0030431 | 0.98397 | -0.30673 | 0.98396 | -0.3069 | 0.83602
68 | 0.0014035 | 0.00035126 | -0.0014034 | -0.00035172 | 6.6783e-08 | -4.6679e-07 | 0.0021145 | 0.0021147 | 0.0021147 | 0.98755 | -0.23791 | 0.9875 | -0.23891 | 0.58097
69 | -0.0093341 | -0.0023394 | 0.0093358 | 0.0023401 | 1.6353e-06 | 7.7492e-07 | 0.014198 | 0.014198 | 0.014198 | 0.97826 | -0.41739 | 0.97845 | -0.41371 | 3.9005
70 | 0.0068791 | 0.0017242 | -0.0068776 | -0.0017237 | 1.5137e-06 | 5.0567e-07 | 0.010462 | 0.010462 | 0.010462 | 0.97845 | -0.41371 | 0.97822 | -0.41833 | 2.8741
71 | -0.064244 | -0.016201 | 0.064515 | 0.016373 | 0.00027074 | 0.00017232 | 0.097738 | 0.097738 | 0.097738 | 0.97845 | -0.41371 | 0.98295 | -0.32607 | 26.8511
72 | 0.04803 | 0.012137 | -0.047788 | -0.011984 | 0.00024136 | 0.00015297 | 0.073079 | 0.073079 | 0.073079 | 0.97845 | -0.41371 | 0.97308 | -0.5191 | 20.0767
73 | 0.0060368 | 0.001513 | -0.0060349 | -0.0015125 | 1.934e-06 | 4.7026e-07 | 0.0091829 | 0.0091832 | 0.0091832 | 0.97822 | -0.41833 | 0.97787 | -0.42505 | 2.5229
74 | 0.0023085 | 0.00057833 | -0.0023084 | -0.00057854 | 9.924e-08 | -2.1116e-07 | 0.0034946 | 0.0034947 | 0.0034947 | 0.98295 | -0.32607 | 0.98291 | -0.32697 | 0.96008
75 | 0.0202 | 0.0050656 | -0.020191 | -0.0050603 | 8.7734e-06 | 5.3105e-06 | 0.03089 | 0.03089 | 0.03089 | 0.97308 | -0.5191 | 0.97262 | -0.52822 | 8.4863
76 | 0.027589 | 0.0069181 | -0.027578 | -0.0069118 | 1.0172e-05 | 6.321e-06 | 0.042189 | 0.042189 | 0.042189 | 0.97308 | -0.5191 | 0.97269 | -0.52684 | 11.5905
77 | 0.016911 | 0.0042392 | -0.016908 | -0.0042376 | 2.757e-06 | 1.6155e-06 | 0.025303 | 0.025303 | 0.025303 | 0.99451 | -0.10565 | 0.99433 | -0.10907 | 6.9514
78 | -0.016911 | -0.0042392 | 0.016917 | 0.0042426 | 5.742e-06 | 3.3645e-06 | 0.025303 | 0.025303 | 0.025303 | 0.99451 | -0.10565 | 0.99488 | -0.098525 | 6.9514
79 | -0.016917 | -0.0042426 | 0.016924 | 0.0042466 | 6.8918e-06 | 4.0378e-06 | 0.025303 | 0.025303 | 0.025303 | 0.99488 | -0.098525 | 0.99532 | -0.089981 | 6.9514
80 | -0.02517 | -0.0063134 | 0.025172 | 0.0063144 | 1.6055e-06 | 9.8824e-07 | 0.037632 | 0.037632 | 0.037632 | 0.99532 | -0.089981 | 0.99539 | -0.088643 | 10.3383
81 | -0.36502 | -0.093611 | 0.36588 | 0.094165 | 0.00086848 | 0.00055491 | 0.54532 | 0.54532 | 0.54532 | 0.99741 | -0.048932 | 1 | 0 | 49.9376
82 | 0.36335 | 0.093194 | -0.36333 | -0.093179 | 2.3118e-05 | 1.4771e-05 | 0.54284 | 0.54284 | 0.54284 | 0.99741 | -0.048932 | 0.99734 | -0.050244 | 49.7104
83 | 0.068711 | 0.017328 | -0.068679 | -0.017308 | 3.1952e-05 | 2.0342e-05 | 0.10228 | 0.10228 | 0.10228 | 1 | 0 | 0.99949 | -0.0097198 | 28.0992
84 | 0.068679 | 0.017308 | -0.068561 | -0.017233 | 0.00011769 | 7.493e-05 | 0.10228 | 0.10228 | 0.10228 | 0.99949 | -0.0097198 | 0.99762 | -0.045606 | 28.0992
85 | 0.0094652 | 0.0023722 | -0.0094633 | -0.0023713 | 1.8983e-06 | 8.8336e-07 | 0.014118 | 0.014118 | 0.014118 | 0.99762 | -0.045606 | 0.9974 | -0.049817 | 3.8786
86 | 0.059096 | 0.014861 | -0.059084 | -0.014853 | 1.2352e-05 | 7.8502e-06 | 0.088163 | 0.088163 | 0.088163 | 0.99762 | -0.045606 | 0.99739 | -0.049984 | 24.2206
87 | -0.0011992 | -0.00030054 | 0.0011992 | 0.00030047 | 7.4579e-09 | -7.0667e-08 | 0.0018217 | 0.0018216 | 0.0018217 | 0.97953 | -0.39297 | 0.97954 | -0.39284 | 0.50046
88 | -0.0031501 | -0.00078941 | 0.0031501 | 0.00078938 | 4.084e-08 | -3.3732e-08 | 0.0047853 | 0.0047852 | 0.0047853 | 0.97954 | -0.39284 | 0.97955 | -0.39257 | 1.3146
89 | 0.001257 | 0.00031462 | -0.001257 | -0.00031503 | 4.3383e-08 | -4.0158e-07 | 0.0018752 | 0.0018753 | 0.0018753 | 0.9974 | -0.049817 | 0.99737 | -0.050542 | 0.5152
90 | 0.055284 | 0.0139 | -0.055182 | -0.013836 | 0.00010186 | 6.4673e-05 | 0.082495 | 0.082495 | 0.082495 | 0.99739 | -0.049984 | 0.99539 | -0.088643 | 22.6634
91 | -0.0031501 | -0.00078938 | 0.0031503 | 0.00078927 | 1.3241e-07 | -1.0938e-07 | 0.0047852 | 0.0047852 | 0.0047852 | 0.97955 | -0.39257 | 0.9796 | -0.39168 | 1.3146
92 | -0.0070147 | -0.0017576 | 0.0070148 | 0.0017577 | 1.8036e-07 | 6.2097e-08 | 0.010655 | 0.010655 | 0.010655 | 0.9796 | -0.39168 | 0.97962 | -0.39114 | 2.9272
93 | 0.0038644 | 0.00096837 | -0.0038642 | -0.00096845 | 2.3125e-07 | -7.7292e-08 | 0.00587 | 0.0058701 | 0.0058701 | 0.9796 | -0.39168 | 0.97953 | -0.39294 | 1.6127
94 | -0.012658 | -0.003172 | 0.01266 | 0.0031732 | 2.2348e-06 | 1.2273e-06 | 0.019227 | 0.019227 | 0.019227 | 0.97962 | -0.39114 | 0.97981 | -0.38744 | 5.282
95 | -0.054993 | -0.01386 | 0.055079 | 0.013914 | 8.5205e-05 | 5.4127e-05 | 0.083857 | 0.083856 | 0.083857 | 0.97617 | -0.45858 | 0.97782 | -0.42625 | 23.0375
96 | 0.052249 | 0.013172 | -0.05222 | -0.013154 | 2.8754e-05 | 1.8251e-05 | 0.079673 | 0.079673 | 0.079673 | 0.97617 | -0.45858 | 0.97558 | -0.47008 | 21.8881
97 | -0.057352 | -0.014484 | 0.057386 | 0.014505 | 3.4067e-05 | 2.1653e-05 | 0.087316 | 0.087315 | 0.087316 | 0.97782 | -0.42625 | 0.97846 | -0.41386 | 23.9878
98 | 0.05222 | 0.013154 | -0.052144 | -0.013105 | 7.5847e-05 | 4.8145e-05 | 0.079673 | 0.079673 | 0.079673 | 0.97558 | -0.47008 | 0.97404 | -0.5005 | 21.8882
99 | -0.058472 | -0.014777 | 0.0585 | 0.014795 | 2.8254e-05 | 1.7963e-05 | 0.088967 | 0.088967 | 0.088967 | 0.97846 | -0.41386 | 0.97897 | -0.40379 | 24.4415
100 | 0.032358 | 0.0081427 | -0.032336 | -0.0081287 | 2.2417e-05 | 1.4043e-05 | 0.049445 | 0.049445 | 0.049445 | 0.97404 | -0.5005 | 0.9733 | -0.51501 | 13.5838
101 | 0.019786 | 0.0049628 | -0.019779 | -0.0049585 | 6.9941e-06 | 4.2222e-06 | 0.030228 | 0.030228 | 0.030228 | 0.97404 | -0.5005 | 0.97366 | -0.50792 | 8.3045
102 | -0.059651 | -0.015084 | 0.059705 | 0.015118 | 5.3717e-05 | 3.416e-05 | 0.090716 | 0.090716 | 0.090716 | 0.97897 | -0.40379 | 0.97994 | -0.38503 | 24.9221
103 | 0.032336 | 0.0081287 | -0.032314 | -0.0081149 | 2.2009e-05 | 1.3788e-05 | 0.049445 | 0.049445 | 0.049445 | 0.9733 | -0.51501 | 0.97258 | -0.52928 | 13.5838
104 | 0.014849 | 0.0037228 | -0.014845 | -0.003721 | 3.1513e-06 | 1.8139e-06 | 0.022693 | 0.022693 | 0.022693 | 0.97366 | -0.50792 | 0.97344 | -0.51238 | 6.2344
105 | -0.073541 | -0.018587 | 0.073617 | 0.018635 | 7.5546e-05 | 4.8146e-05 | 0.11173 | 0.11173 | 0.11173 | 0.97994 | -0.38503 | 0.98103 | -0.36363 | 30.6943
106 | 0.013837 | 0.0034686 | -0.013835 | -0.0034677 | 1.5861e-06 | 8.9441e-07 | 0.021011 | 0.021011 | 0.021011 | 0.97994 | -0.38503 | 0.97981 | -0.38744 | 5.7722
107 | 0.029533 | 0.0074181 | -0.029518 | -0.0074091 | 1.4524e-05 | 9.06e-06 | 0.045191 | 0.045191 | 0.045191 | 0.97258 | -0.52928 | 0.97205 | -0.53959 | 12.415
108 | 0.0027808 | 0.00069674 | -0.0027806 | -0.00069689 | 1.275e-07 | -1.5149e-07 | 0.0042544 | 0.0042545 | 0.0042545 | 0.97258 | -0.52928 | 0.97253 | -0.53024 | 1.1688
109 | 0.0098617 | 0.002472 | -0.0098596 | -0.002471 | 2.0257e-06 | 1.001e-06 | 0.015075 | 0.015075 | 0.015075 | 0.97344 | -0.51238 | 0.97322 | -0.51669 | 4.1415
110 | -0.075072 | -0.018999 | 0.075088 | 0.01901 | 1.6534e-05 | 1.0539e-05 | 0.11393 | 0.11393 | 0.11393 | 0.98103 | -0.36363 | 0.98127 | -0.35904 | 31.3004
111 | -0.0049465 | -0.0012397 | 0.0049468 | 0.0012397 | 2.7593e-07 | 1.6775e-08 | 0.0075635 | 0.0075634 | 0.0075635 | 0.97316 | -0.51786 | 0.97322 | -0.51669 | 2.0779
112 | 0.0049129 | 0.0012312 | -0.0049127 | -0.0012312 | 2.1258e-07 | 1.1217e-08 | 0.0075116 | 0.0075116 | 0.0075116 | 0.97322 | -0.51669 | 0.97317 | -0.5176 | 2.0636
113 | 0.029518 | 0.0074091 | -0.029509 | -0.0074035 | 8.9686e-06 | 5.5948e-06 | 0.045191 | 0.045191 | 0.045191 | 0.97205 | -0.53959 | 0.97173 | -0.54596 | 12.415
114 | 0.029509 | 0.0074035 | -0.029489 | -0.0073906 | 2.0688e-05 | 1.2906e-05 | 0.045191 | 0.045191 | 0.045191 | 0.97173 | -0.54596 | 0.97099 | -0.56068 | 12.4151
115 | 0.0082964 | 0.0020791 | -0.0082958 | -0.0020789 | 5.8073e-07 | 2.4808e-07 | 0.012581 | 0.012581 | 0.012581 | 0.98127 | -0.35904 | 0.9812 | -0.36051 | 3.4563
116 | -0.083384 | -0.021089 | 0.083426 | 0.021115 | 4.1393e-05 | 2.5707e-05 | 0.12651 | 0.12651 | 0.12651 | 0.98127 | -0.35904 | 0.9818 | -0.3487 | 11.5855
117 | 0.0057895 | 0.0014507 | -0.0057892 | -0.0014507 | 3.229e-07 | 6.558e-08 | 0.0087799 | 0.0087799 | 0.0087799 | 0.9812 | -0.36051 | 0.98114 | -0.36168 | 2.4121
118 | 0.0019309 | 0.0004839 | -0.0019309 | -0.00048394 | 1.0368e-08 | -3.4548e-08 | 0.0029201 | 0.0029201 | 0.0029201 | 0.98396 | -0.3069 | 0.98396 | -0.30701 | 0.80223
119 | 0.0069153 | 0.0017331 | -0.0069137 | -0.0017325 | 1.6447e-06 | 5.5164e-07 | 0.010501 | 0.010501 | 0.010501 | 0.97993 | -0.38546 | 0.97968 | -0.39045 | 2.8849
120 | -0.0091969 | -0.0023049 | 0.0091975 | 0.0023052 | 5.6564e-07 | 2.6457e-07 | 0.013965 | 0.013965 | 0.013965 | 0.97993 | -0.38546 | 0.98 | -0.38417 | 3.8367
121 | 0.003239 | 0.00081156 | -0.0032389 | -0.00081167 | 1.3662e-07 | -1.021e-07 | 0.0049196 | 0.0049196 | 0.0049196 | 0.97968 | -0.39045 | 0.97963 | -0.39134 | 1.3515
122 | -0.0091975 | -0.0023052 | 0.0091984 | 0.0023056 | 8.6103e-07 | 4.0271e-07 | 0.013965 | 0.013965 | 0.013965 | 0.98 | -0.38417 | 0.9801 | -0.3822 | 3.8366
123 | 0.0032389 | 0.00081167 | -0.0032388 | -0.00081172 | 6.6928e-08 | -5.0006e-08 | 0.0049196 | 0.0049197 | 0.0049197 | 0.97963 | -0.39134 | 0.97961 | -0.39177 | 1.3516
124 | -0.012061 | -0.003023 | 0.012062 | 0.0030239 | 1.6982e-06 | 9.1662e-07 | 0.018311 | 0.018311 | 0.018311 | 0.9801 | -0.3822 | 0.98025 | -0.37925 | 5.0305
125 | -0.012062 | -0.0030239 | 0.012063 | 0.0030243 | 8.1011e-07 | 4.3724e-07 | 0.018311 | 0.018311 | 0.018311 | 0.98025 | -0.37925 | 0.98032 | -0.37784 | 5.0305
126 | 0.0058635 | 0.0014695 | -0.0058628 | -0.0014694 | 7.2074e-07 | 1.554e-07 | 0.0089002 | 0.0089003 | 0.0089003 | 0.98032 | -0.37784 | 0.98019 | -0.38042 | 2.4451
127 | -0.017927 | -0.0044938 | 0.017934 | 0.0044981 | 7.1585e-06 | 4.2563e-06 | 0.027211 | 0.027211 | 0.027211 | 0.98032 | -0.37784 | 0.98075 | -0.36946 | 7.4756
128 | 0.0084548 | 0.0021193 | -0.0084532 | -0.0021186 | 1.6797e-06 | 7.295e-07 | 0.012809 | 0.012809 | 0.012809 | 0.98224 | -0.34033 | 0.98202 | -0.3445 | 3.5189
129 | 0.012945 | 0.003245 | -0.012945 | -0.0032449 | 1.7506e-07 | 9.667e-08 | 0.019609 | 0.019609 | 0.019609 | 0.98237 | -0.33779 | 0.98235 | -0.33807 | 5.387
130 | 0.026459 | 0.0066458 | -0.026456 | -0.0066442 | 2.6966e-06 | 1.6692e-06 | 0.040092 | 0.040093 | 0.040093 | 0.98213 | -0.34238 | 0.98202 | -0.34451 | 11.0144
131 | 0.024603 | 0.0061799 | -0.024587 | -0.0061697 | 1.6597e-05 | 1.022e-05 | 0.037285 | 0.037286 | 0.037286 | 0.98202 | -0.34451 | 0.9813 | -0.35866 | 10.2433
132 | 0.022559 | 0.0056614 | -0.022547 | -0.0056543 | 1.1613e-05 | 7.0982e-06 | 0.034211 | 0.034211 | 0.034211 | 0.9813 | -0.35866 | 0.98075 | -0.36946 | 9.3985
133 | 5.566e-05 | 1.3738e-05 | -5.566e-05 | -1.395e-05 | 4.3348e-11 | -2.1199e-07 | 8.3637e-05 | 8.3712e-05 | 8.3712e-05 | 0.98939 | -0.20199 | 0.98939 | -0.202 | 0.022998
134 | 0.0067398 | 0.0016892 | -0.0067386 | -0.0016888 | 1.22e-06 | 3.8623e-07 | 0.010213 | 0.010213 | 0.010213 | 0.98202 | -0.3445 | 0.98183 | -0.3483 | 2.8057
135 | 0.0067386 | 0.0016888 | -0.0067375 | -0.0016885 | 1.1608e-06 | 3.6764e-07 | 0.010213 | 0.010213 | 0.010213 | 0.98183 | -0.3483 | 0.98165 | -0.35192 | 2.8057
136 | 0.0036486 | 0.00091432 | -0.0036485 | -0.00091439 | 1.5388e-07 | -7.11e-08 | 0.0055307 | 0.0055307 | 0.0055307 | 0.98165 | -0.35192 | 0.9816 | -0.3528 | 1.5194
137 | 0.0042178 | 0.0010568 | -0.0042176 | -0.0010569 | 2.754e-07 | -5.0386e-08 | 0.0063968 | 0.0063969 | 0.0063969 | 0.98114 | -0.36168 | 0.98107 | -0.36305 | 1.7574
138 | 0.0019064 | 0.00047765 | -0.0019063 | -0.00047777 | 3.451e-08 | -1.169e-07 | 0.0028914 | 0.0028915 | 0.0028915 | 0.98107 | -0.36305 | 0.98105 | -0.36343 | 0.79436
139 | -0.0044944 | -0.0011264 | 0.0044947 | 0.0011263 | 2.255e-07 | -1.9643e-08 | 0.0068111 | 0.006811 | 0.0068111 | 0.98189 | -0.34708 | 0.98194 | -0.34603 | 1.8712
140 | 0.0019718 | 0.00049413 | -0.0019718 | -0.00049419 | 1.6739e-08 | -5.2514e-08 | 0.0029882 | 0.0029883 | 0.0029883 | 0.98189 | -0.34708 | 0.98188 | -0.34726 | 0.82095
141 | -0.0073013 | -0.0018297 | 0.0073019 | 0.00183 | 5.9185e-07 | 2.1568e-07 | 0.011064 | 0.011064 | 0.011064 | 0.98194 | -0.34603 | 0.98203 | -0.34433 | 3.0396
142 | -0.0088068 | -0.0022071 | 0.0088078 | 0.0022076 | 9.7167e-07 | 4.3775e-07 | 0.013344 | 0.013344 | 0.013344 | 0.98203 | -0.34433 | 0.98215 | -0.34201 | 3.666
143 | -0.010636 | -0.0026658 | 0.010638 | 0.0026668 | 1.9971e-06 | 1.0186e-06 | 0.016114 | 0.016114 | 0.016114 | 0.98215 | -0.34201 | 0.98235 | -0.33807 | 4.427

## res_trafo
| p_hv_mw | q_hv_mvar | p_lv_mw | q_lv_mvar | pl_mw | ql_mvar | i_hv_ka | i_lv_ka | vm_hv_pu | va_hv_degree | vm_lv_pu | va_lv_degree | loading_percent
0 | -1.2729e-15 | -1.3162e-15 | 0.00165 | 1.2699e-07 | 0.00165 | 1.2699e-07 | 5.2857e-17 | 0.0023815 | 0.99998 | 149.9956 | 1 | 0 | 0.2619

## res_ext_grid
| p_mw | q_mvar
0 | 0.43806 | 0.11195

## res_load
| p_mw | q_mvar
0 | 0.0087028 | 0.0021811
1 | 0.0081138 | 0.0020335
2 | 0.0016932 | 0.00042435
3 | 0.0035829 | 0.00089795
4 | 0.002877 | 0.00072105
5 | 0.0029536 | 0.00074024
6 | 0.0021464 | 0.00053795
7 | 0.0025807 | 0.00064679
8 | 0.0027034 | 0.00067754
9 | 0.013892 | 0.0034816
10 | 0.00016495 | 4.134e-05
11 | 0.0016995 | 0.00042593
12 | 0.0017147 | 0.00042975
13 | 0.010279 | 0.0025762
14 | 0.010579 | 0.0026513
15 | 0.0088862 | 0.0022271
16 | 0.0022423 | 0.00056198
17 | 0.0016916 | 0.00042395
18 | 0.004568 | 0.0011448
19 | 0.0041065 | 0.0010292
20 | 6.2889e-05 | 1.5762e-05
21 | 0.0013513 | 0.00033868
22 | 0.0013162 | 0.00032987
23 | 0.0042199 | 0.0010576
24 | 0.0026641 | 0.00066769
25 | 0.002959 | 0.00074161
26 | 0.0072959 | 0.0018285
27 | 0.0034885 | 0.00087429
28 | 0.00010681 | 2.677e-05
29 | 0.0042517 | 0.0010656
30 | 9.2267e-05 | 2.3124e-05
31 | 0.0043898 | 0.0011002
32 | 0.014271 | 0.0035766
33 | 8.0287e-05 | 2.0122e-05
34 | 0.0014034 | 0.00035172
35 | 0.0043842 | 0.0010988
36 | 0.0093341 | 0.0023394
37 | 0.00084073 | 0.00021071
38 | 0.0060349 | 0.0015125
39 | 0.0023084 | 0.00057854
40 | 0.020191 | 0.0050603
41 | 0.027578 | 0.0069118
42 | 0.016908 | 0.0042376
43 | 0.0082465 | 0.0020668
44 | 0.0016635 | 0.00041692
45 | 0.0018108 | 0.00045383
46 | 0.0016011 | 0.00040128
47 | 0.0011992 | 0.00030054
48 | 0.0019509 | 0.00048894
49 | 0.0082063 | 0.0020567
50 | 0.0037996 | 0.00095226
51 | 0.030011 | 0.0075214
52 | 0.001257 | 0.00031503
53 | 0.005643 | 0.0014143
54 | 0.0038642 | 0.00096845
55 | 0.0027446 | 0.00068787
56 | 0.0022731 | 0.00056969
57 | 0.0010861 | 0.00027219
58 | 0.0011509 | 0.00028843
59 | 0.0049305 | 0.0012357
60 | 0.0049838 | 0.0012491
61 | 0.0014547 | 0.00036458
62 | 0.0011749 | 0.00029447
63 | 0.0027806 | 0.00069689
64 | 0.0049465 | 0.0012397
65 | 0.0049127 | 0.0012312
66 | 0.029489 | 0.0073906
67 | 0.0025063 | 0.00062814
68 | 0.0022247 | 0.00055757
69 | 8.1358e-05 | 2.039e-05
70 | 0.0019309 | 0.00048394
71 | 0.0022816 | 0.00057183
72 | 0.0036747 | 0.00092096
73 | 0.0028624 | 0.00071738
74 | 0.0032388 | 0.00081172
75 | 0.0014931 | 0.00037421
76 | 0.0018721 | 0.00046919
77 | 0.00191 | 0.0004787
78 | 0.0018526 | 0.0004643
79 | 0.0020279 | 0.00050823
80 | 0.0046135 | 0.0011562
81 | 0.0058628 | 0.0014694
82 | 0.0021071 | 0.00052809
83 | 5.566e-05 | 1.395e-05
84 | 0.0017133 | 0.0004294
85 | 0.0030888 | 0.00077414
86 | 0.0036485 | 0.00091439
87 | 0.0015714 | 0.00039382
88 | 0.0023112 | 0.00057924
89 | 0.0019063 | 0.00047777
90 | 0.0025226 | 0.00063222
91 | 0.0028066 | 0.0007034
92 | 0.0019718 | 0.00049419
93 | 0.0015049 | 0.00037717
94 | 0.0018283 | 0.00045822
95 | 0.0023068 | 0.00057815

## dtypes
| element | column | dtype
0 | bus | name | object
1 | bus | vn_kv | float64
2 | bus | type | object
3 | bus | zone | object
4 | bus | in_service | bool
5 | load | name | object
6 | load | bus | uint32
7 | load | p_mw | float64
8 | load | q_mvar | float64
9 | load | const_z_percent | float64
10 | load | const_i_percent | float64
11 | load | sn_mva | float64
12 | load | scaling | float64
13 | load | in_service | bool
14 | load | type | object
15 | ext_grid | name | object
16 | ext_grid | bus | uint32
17 | ext_grid | vm_pu | float64
18 | ext_grid | va_degree | float64
19 | ext_grid | slack_weight | float64
20 | ext_grid | in_service | bool
21 | line | name | object
22 | line | std_type | object
23 | line | from_bus | uint32
24 | line | to_bus | uint32
25 | line | length_km | float64
26 | line | r_ohm_per_km | float64
27 | line | x_ohm_per_km | float64
28 | line | c_nf_per_km | float64
29 | line | g_us_per_km | float64
30 | line | max_i_ka | float64
31 | line | df | float64
32 | line | parallel | uint32
33 | line | type | object
34 | line | in_service | bool
35 | trafo | name | object
36 | trafo | std_type | object
37 | trafo | hv_bus | uint32
38 | trafo | lv_bus | uint32
39 | trafo | sn_mva | float64
40 | trafo | vn_hv_kv | float64
41 | trafo | vn_lv_kv | float64
42 | trafo | vk_percent | float64
43 | trafo | vkr_percent | float64
44 | trafo | pfe_kw | float64
45 | trafo | i0_percent | float64
46 | trafo | shift_degree | float64
47 | trafo | tap_side | object
48 | trafo | tap_neutral | int32
49 | trafo | tap_min | int32
50 | trafo | tap_max | int32
51 | trafo | tap_step_percent | float64
52 | trafo | tap_step_degree | float64
53 | trafo | tap_pos | int32
54 | trafo | tap_phase_shifter | bool
55 | trafo | parallel | uint32
56 | trafo | df | float64
57 | trafo | in_service | bool
58 | line_geodata | coords | object
59 | bus_geodata | x | float64
60 | bus_geodata | y | float64
61 | bus_geodata | coords | object
62 | res_bus | vm_pu | float64
63 | res_bus | va_degree | float64
64 | res_bus | p_mw | float64
65 | res_bus | q_mvar | float64
66 | res_line | p_from_mw | float64
67 | res_line | q_from_mvar | float64
68 | res_line | p_to_mw | float64
69 | res_line | q_to_mvar | float64
70 | res_line | pl_mw | float64
71 | res_line | ql_mvar | float64
72 | res_line | i_from_ka | float64
73 | res_line | i_to_ka | float64
74 | res_line | i_ka | float64
75 | res_line | vm_from_pu | float64
76 | res_line | va_from_degree | float64
77 | res_line | vm_to_pu | float64
78 | res_line | va_to_degree | float64
79 | res_line | loading_percent | float64
80 | res_trafo | p_hv_mw | float64
81 | res_trafo | q_hv_mvar | float64
82 | res_trafo | p_lv_mw | float64
83 | res_trafo | q_lv_mvar | float64
84 | res_trafo | pl_mw | float64
85 | res_trafo | ql_mvar | float64
86 | res_trafo | i_hv_ka | float64
87 | res_trafo | i_lv_ka | float64
88 | res_trafo | vm_hv_pu | float64
89 | res_trafo | va_hv_degree | float64
90 | res_trafo | vm_lv_pu | float64
91 | res_trafo | va_lv_degree | float64
92 | res_trafo | loading_percent | float64
93 | res_ext_grid | p_mw | float64
94 | res_ext_grid | q_mvar | float64
95 | res_load | p_mw | float64
96 | res_load | q_mvar | float64

## parameters
| version | format_version | converged | OPF_converged | name | f_hz | sn_mva
0 | 2.14.6 | 2.14.0 | TRUE | FALSE |  | 50 | 1