## bus
| name | vn_kv | type | zone | in_service
0 | bus_LV_113-5_0_4_node_0 | 0.4 | n |  | TRUE
1 | bus_LV_113-5_0_4_node_1 | 0.4 | n |  | TRUE
2 | bus_LV_113-5_0_4_node_2 | 0.4 | n |  | TRUE
3 | bus_LV_113-5_0_4_node_219 | 0.4 | n |  | TRUE
4 | bus_LV_113-5_0_4_node_276 | 0.4 | n |  | TRUE
5 | bus_LV_113-5_0_4_node_92 | 0.4 | n |  | TRUE
6 | bus_LV_113-5_0_4_node_3 | 0.4 | n |  | TRUE
7 | bus_LV_113-5_0_4_node_277 | 0.4 | n |  | TRUE
8 | bus_LV_113-5_0_4_node_4 | 0.4 | n |  | TRUE
9 | bus_LV_113-5_0_4_node_5 | 0.4 | n |  | TRUE
10 | bus_LV_113-5_0_4_node_6 | 0.4 | n |  | TRUE
11 | bus_LV_113-5_0_4_node_7 | 0.4 | n |  | TRUE
12 | bus_LV_113-5_0_4_node_15 | 0.4 | n |  | TRUE
13 | bus_LV_113-5_0_4_node_16 | 0.4 | n |  | TRUE
14 | bus_LV_113-5_0_4_node_14 | 0.4 | n |  | TRUE
15 | bus_LV_113-5_0_4_node_9 | 0.4 | n |  | TRUE
16 | bus_LV_113-5_0_4_node_10 | 0.4 | n |  | TRUE
17 | bus_LV_113-5_0_4_node_24 | 0.4 | n |  | TRUE
18 | bus_LV_113-5_0_4_node_25 | 0.4 | n |  | TRUE
19 | bus_LV_113-5_0_4_node_23 | 0.4 | n |  | TRUE
20 | bus_LV_113-5_0_4_node_12 | 0.4 | n |  | TRUE
21 | bus_LV_113-5_0_4_node_13 | 0.4 | n |  | TRUE
22 | bus_LV_113-5_0_4_node_20 | 0.4 | n |  | TRUE
23 | bus_LV_113-5_0_4_node_22 | 0.4 | n |  | TRUE
24 | bus_LV_113-5_0_4_node_18 | 0.4 | n |  | TRUE
25 | bus_LV_113-5_0_4_node_26 | 0.4 | n |  | TRUE
26 | bus_LV_113-5_0_4_node_21 | 0.4 | n |  | TRUE
27 | bus_LV_113-5_0_4_node_17 | 0.4 | n |  | TRUE
28 | bus_LV_113-5_0_4_node_19 | 0.4 | n |  | TRUE
29 | bus_LV_113-5_0_4_node_212 | 0.4 | n |  | TRUE
30 | bus_LV_113-5_0_4_node_49 | 0.4 | n |  | TRUE
31 | bus_LV_113-5_0_4_node_27 | 0.4 | n |  | TRUE
32 | bus_LV_113-5_0_4_node_28 | 0.4 | n |  | TRUE
33 | bus_LV_113-5_0_4_node_29 | 0.4 | n |  | TRUE
34 | bus_LV_113-5_0_4_node_30 | 0.4 | n |  | TRUE
35 | bus_LV_113-5_0_4_node_31 | 0.4 | n |  | TRUE
36 | bus_LV_113-5_0_4_node_37 | 0.4 | n |  | TRUE
37 | bus_LV_113-5_0_4_node_32 | 0.4 | n |  | TRUE
38 | bus_LV_113-5_0_4_node_33 | 0.4 | n |  | TRUE
39 | bus_LV_113-5_0_4_node_38 | 0.4 | n |  | TRUE
40 | bus_LV_113-5_0_4_node_34 | 0.4 | n |  | TRUE
41 | bus_LV_113-5_0_4_node_46 | 0.4 | n |  | TRUE
42 | bus_LV_113-5_0_4_node_35 | 0.4 | n |  | TRUE
43 | bus_LV_113-5_0_4_node_47 | 0.4 | n |  | TRUE
44 | bus_LV_113-5_0_4_node_36 | 0.4 | n |  | TRUE
45 | bus_LV_113-5_0_4_node_39 | 0.4 | n |  | TRUE
46 | bus_LV_113-5_0_4_node_40 | 0.4 | n |  | TRUE
47 | bus_LV_113-5_0_4_node_75 | 0.4 | n |  | TRUE
48 | bus_LV_113-5_0_4_node_73 | 0.4 | n |  | TRUE
49 | bus_LV_113-5_0_4_node_41 | 0.4 | n |  | TRUE
50 | bus_LV_113-5_0_4_node_42 | 0.4 | n |  | TRUE
51 | bus_LV_113-5_0_4_node_43 | 0.4 | n |  | TRUE
52 | bus_LV_113-5_0_4_node_44 | 0.4 | n |  | TRUE
53 | bus_LV_113-5_0_4_node_45 | 0.4 | n |  | TRUE
54 | bus_LV_113-5_0_4_node_51 | 0.4 | n |  | TRUE
55 | bus_LV_113-5_0_4_node_53 | 0.4 | n |  | TRUE
56 | bus_LV_113-5_0_4_node_52 | 0.4 | n |  | TRUE
57 | bus_LV_113-5_0_4_node_54 | 0.4 | n |  | TRUE
58 | bus_LV_113-5_0_4_node_55 | 0.4 | n |  | TRUE
59 | bus_LV_113-5_0_4_node_48 | 0.4 | n |  | TRUE
60 | bus_LV_113-5_0_4_node_50 | 0.4 | n |  | TRUE
61 | bus_LV_113-5_0_4_node_215 | 0.4 | n |  | TRUE
62 | bus_LV_113-5_0_4_node_213 | 0.4 | n |  | TRUE
63 | bus_LV_113-5_0_4_node_61 | 0.4 | n |  | TRUE
64 | bus_LV_113-5_0_4_node_56 | 0.4 | n |  | TRUE
65 | bus_LV_113-5_0_4_node_281 | 0.4 | n |  | TRUE
66 | bus_LV_113-5_0_4_node_57 | 0.4 | n |  | TRUE
67 | bus_LV_113-5_0_4_node_58 | 0.4 | n |  | TRUE
68 | bus_LV_113-5_0_4_node_59 | 0.4 | n |  | TRUE
69 | bus_LV_113-5_0_4_node_60 | 0.4 | n |  | TRUE
70 | bus_LV_113-5_0_4_node_83 | 0.4 | n |  | TRUE
71 | bus_LV_113-5_0_4_node_100 | 0.4 | n |  | TRUE
72 | bus_LV_113-5_0_4_node_102 | 0.4 | n |  | TRUE
73 | bus_LV_113-5_0_4_node_81 | 0.4 | n |  | TRUE
74 | bus_LV_113-5_0_4_node_98 | 0.4 | n |  | TRUE
75 | bus_LV_113-5_0_4_node_62 | 0.4 | n |  | TRUE
76 | bus_LV_113-5_0_4_node_63 | 0.4 | n |  | TRUE
77 | bus_LV_113-5_0_4_node_64 | 0.4 | n |  | TRUE
78 | bus_LV_113-5_0_4_node_65 | 0.4 | n |  | TRUE
79 | bus_LV_113-5_0_4_node_76 | 0.4 | n |  | TRUE
80 | bus_LV_113-5_0_4_node_77 | 0.4 | n |  | TRUE
81 | bus_LV_113-5_0_4_node_85 | 0.4 | n |  | TRUE
82 | bus_LV_113-5_0_4_node_70 | 0.4 | n |  | TRUE
83 | bus_LV_113-5_0_4_node_78 | 0.4 | n |  | TRUE
84 | bus_LV_113-5_0_4_node_88 | 0.4 | n |  | TRUE
85 | bus_LV_113-5_0_4_node_114 | 0.4 | n |  | TRUE
86 | bus_LV_113-5_0_4_node_86 | 0.4 | n |  | TRUE
87 | bus_LV_113-5_0_4_node_66 | 0.4 | n |  | TRUE
88 | bus_LV_113-5_0_4_node_67 | 0.4 | n |  | TRUE
89 | bus_LV_113-5_0_4_node_68 | 0.4 | n |  | TRUE
90 | bus_LV_113-5_0_4_node_69 | 0.4 | n |  | TRUE
91 | bus_LV_113-5_0_4_node_110 | 0.4 | n |  | TRUE
92 | bus_LV_113-5_0_4_node_109 | 0.4 | n |  | TRUE
93 | bus_LV_113-5_0_4_node_71 | 0.4 | n |  | TRUE
94 | bus_LV_113-5_0_4_node_72 | 0.4 | n |  | TRUE
95 | bus_LV_113-5_0_4_node_74 | 0.4 | n |  | TRUE
96 | bus_LV_113-5_0_4_node_211 | 0.4 | n |  | TRUE
97 | bus_LV_113-5_0_4_node_210 | 0.4 | n |  | TRUE
98 | bus_LV_113-5_0_4_node_79 | 0.4 | n |  | TRUE
99 | bus_LV_113-5_0_4_node_80 | 0.4 | n |  | TRUE
100 | bus_LV_113-5_0_4_node_82 | 0.4 | n |  | TRUE
101 | bus_LV_113-5_0_4_node_84 | 0.4 | n |  | TRUE
102 | bus_LV_113-5_0_4_node_89 | 0.4 | n |  | TRUE
103 | bus_LV_113-5_0_4_node_93 | 0.4 | n |  | TRUE
104 | bus_LV_113-5_0_4_node_90 | 0.4 | n |  | TRUE
105 | bus_LV_113-5_0_4_node_94 | 0.4 | n |  | TRUE
106 | bus_LV_113-5_0_4_node_87 | 0.4 | n |  | TRUE
107 | bus_LV_113-5_0_4_node_115 | 0.4 | n |  | TRUE
108 | bus_LV_113-5_0_4_node_91 | 0.4 | n |  | TRUE
109 | bus_LV_113-5_0_4_node_95 | 0.4 | n |  | TRUE
110 | bus_LV_113-5_0_4_node_96 | 0.4 | n |  | TRUE
111 | bus_LV_113-5_0_4_node_97 | 0.4 | n |  | TRUE
112 | bus_LV_113-5_0_4_node_99 | 0.4 | n |  | TRUE
113 | bus_LV_113-5_0_4_node_101 | 0.4 | n |  | TRUE
114 | bus_LV_113-5_0_4_node_104 | 0.4 | n |  | TRUE
115 | bus_LV_113-5_0_4_node_106 | 0.4 | n |  | TRUE
116 | bus_LV_113-5_0_4_node_107 | 0.4 | n |  | TRUE
117 | bus_LV_113-5_0_4_node_108 | 0.4 | n |  | TRUE
118 | bus_LV_113-5_0_4_node_250 | 0.4 | n |  | TRUE
119 | bus_LV_113-5_0_4_node_248 | 0.4 | n |  | TRUE
120 | bus_LV_113-5_0_4_node_111 | 0.4 | n |  | TRUE
121 | bus_LV_113-5_0_4_node_112 | 0.4 | n |  | TRUE
122 | bus_LV_113-5_0_4_node_113 | 0.4 | n |  | TRUE
123 | bus_LV_113-5_0_4_node_125 | 0.4 | n |  | TRUE
124 | bus_LV_113-5_0_4_node_126 | 0.4 | n |  | TRUE
125 | bus_LV_113-5_0_4_node_116 | 0.4 | n |  | TRUE
126 | bus_LV_113-5_0_4_node_117 | 0.4 | n |  | TRUE
127 | bus_LV_113-5_0_4_node_118 | 0.4 | n |  | TRUE
128 | bus_LV_113-5_0_4_node_119 | 0.4 | n |  | TRUE
129 | bus_LV_113-5_0_4_node_120 | 0.4 | n |  | TRUE
130 | bus_LV_113-5_0_4_node_122 | 0.4 | n |  | TRUE
131 | bus_LV_113-5_0_4_node_121 | 0.4 | n |  | TRUE
132 | bus_LV_113-5_0_4_node_123 | 0.4 | n |  | TRUE
133 | bus_LV_113-5_0_4_node_124 | 0.4 | n |  | TRUE
134 | bus_LV_113-5_0_4_node_127 | 0.4 | n |  | TRUE
135 | bus_LV_113-5_0_4_node_128 | 0.4 | n |  | TRUE
136 | bus_LV_113-5_0_4_node_138 | 0.4 | n |  | TRUE
137 | bus_LV_113-5_0_4_node_139 | 0.4 | n |  | TRUE
138 | bus_LV_113-5_0_4_node_129 | 0.4 | n |  | TRUE
139 | bus_LV_113-5_0_4_node_136 | 0.4 | n |  | TRUE
140 | bus_LV_113-5_0_4_node_134 | 0.4 | n |  | TRUE
141 | bus_LV_113-5_0_4_node_130 | 0.4 | n |  | TRUE
142 | bus_LV_113-5_0_4_node_131 | 0.4 | n |  | TRUE
143 | bus_LV_113-5_0_4_node_132 | 0.4 | n |  | TRUE
144 | bus_LV_113-5_0_4_node_220 | 0.4 | n |  | TRUE
145 | bus_LV_113-5_0_4_node_152 | 0.4 | n |  | TRUE
146 | bus_LV_113-5_0_4_node_133 | 0.4 | n |  | TRUE
147 | bus_LV_113-5_0_4_node_135 | 0.4 | n |  | TRUE
148 | bus_LV_113-5_0_4_node_137 | 0.4 | n |  | TRUE
149 | bus_LV_113-5_0_4_node_150 | 0.4 | n |  | TRUE
150 | bus_LV_113-5_0_4_node_151 | 0.4 | n |  | TRUE
151 | bus_LV_113-5_0_4_node_140 | 0.4 | n |  | TRUE
152 | bus_LV_113-5_0_4_node_141 | 0.4 | n |  | TRUE
153 | bus_LV_113-5_0_4_node_142 | 0.4 | n |  | TRUE
154 | bus_LV_113-5_0_4_node_199 | 0.4 | n |  | TRUE
155 | bus_LV_113-5_0_4_node_205 | 0.4 | n |  | TRUE
156 | bus_LV_113-5_0_4_node_143 | 0.4 | n |  | TRUE
157 | bus_LV_113-5_0_4_node_208 | 0.4 | n |  | TRUE
158 | bus_LV_113-5_0_4_node_159 | 0.4 | n |  | TRUE
159 | bus_LV_113-5_0_4_node_192 | 0.4 | n |  | TRUE
160 | bus_LV_113-5_0_4_node_157 | 0.4 | n |  | TRUE
161 | bus_LV_113-5_0_4_node_201 | 0.4 | n |  | TRUE
162 | bus_LV_113-5_0_4_node_198 | 0.4 | n |  | TRUE
163 | bus_LV_113-5_0_4_node_206 | 0.4 | n |  | TRUE
164 | bus_LV_113-5_0_4_node_207 | 0.4 | n |  | TRUE
165 | bus_LV_113-5_0_4_node_144 | 0.4 | n |  | TRUE
166 | bus_LV_113-5_0_4_node_145 | 0.4 | n |  | TRUE
167 | bus_LV_113-5_0_4_node_146 | 0.4 | n |  | TRUE
168 | bus_LV_113-5_0_4_node_147 | 0.4 | n |  | TRUE
169 | bus_LV_113-5_0_4_node_148 | 0.4 | n |  | TRUE
170 | bus_LV_113-5_0_4_node_149 | 0.4 | n |  | TRUE
171 | bus_LV_113-5_0_4_node_154 | 0.4 | n |  | TRUE
172 | bus_LV_113-5_0_4_node_170 | 0.4 | n |  | TRUE
173 | bus_LV_113-5_0_4_node_177 | 0.4 | n |  | TRUE
174 | bus_LV_113-5_0_4_node_160 | 0.4 | n |  | TRUE
175 | bus_LV_113-5_0_4_node_164 | 0.4 | n |  | TRUE
176 | bus_LV_113-5_0_4_node_173 | 0.4 | n |  | TRUE
177 | bus_LV_113-5_0_4_node_169 | 0.4 | n |  | TRUE
178 | bus_LV_113-5_0_4_node_176 | 0.4 | n |  | TRUE
179 | bus_LV_113-5_0_4_node_161 | 0.4 | n |  | TRUE
180 | bus_LV_113-5_0_4_node_162 | 0.4 | n |  | TRUE
181 | bus_LV_113-5_0_4_node_153 | 0.4 | n |  | TRUE
182 | bus_LV_113-5_0_4_node_278 | 0.4 | n |  | TRUE
183 | bus_LV_113-5_0_4_node_165 | 0.4 | n |  | TRUE
184 | bus_LV_113-5_0_4_node_166 | 0.4 | n |  | TRUE
185 | bus_LV_113-5_0_4_node_163 | 0.4 | n |  | TRUE
186 | bus_LV_113-5_0_4_node_155 | 0.4 | n |  | TRUE
187 | bus_LV_113-5_0_4_node_156 | 0.4 | n |  | TRUE
188 | bus_LV_113-5_0_4_node_158 | 0.4 | n |  | TRUE
189 | bus_LV_113-5_0_4_node_190 | 0.4 | n |  | TRUE
190 | bus_LV_113-5_0_4_node_179 | 0.4 | n |  | TRUE
191 | bus_LV_113-5_0_4_node_178 | 0.4 | n |  | TRUE
192 | bus_LV_113-5_0_4_node_171 | 0.4 | n |  | TRUE
193 | bus_LV_113-5_0_4_node_172 | 0.4 | n |  | TRUE
194 | bus_LV_113-5_0_4_node_168 | 0.4 | n |  | TRUE
195 | bus_LV_113-5_0_4_node_224 | 0.4 | n |  | TRUE
196 | bus_LV_113-5_0_4_node_226 | 0.4 | n |  | TRUE
197 | bus_LV_113-5_0_4_node_225 | 0.4 | n |  | TRUE
198 | bus_LV_113-5_0_4_node_167 | 0.4 | n |  | TRUE
199 | bus_LV_113-5_0_4_node_223 | 0.4 | n |  | TRUE
200 | bus_LV_113-5_0_4_node_222 | 0.4 | n |  | TRUE
201 | bus_LV_113-5_0_4_node_221 | 0.4 | n |  | TRUE
202 | bus_LV_113-5_0_4_node_227 | 0.4 | n |  | TRUE
203 | bus_LV_113-5_0_4_node_251 | 0.4 | n |  | TRUE
204 | bus_LV_113-5_0_4_node_175 | 0.4 | n |  | TRUE
205 | bus_LV_113-5_0_4_node_180 | 0.4 | n |  | TRUE
206 | bus_LV_113-5_0_4_node_181 | 0.4 | n |  | TRUE
207 | bus_LV_113-5_0_4_node_182 | 0.4 | n |  | TRUE
208 | bus_LV_113-5_0_4_node_183 | 0.4 | n |  | TRUE
209 | bus_LV_113-5_0_4_node_184 | 0.4 | n |  | TRUE
210 | bus_LV_113-5_0_4_node_185 | 0.4 | n |  | TRUE
211 | bus_LV_113-5_0_4_node_186 | 0.4 | n |  | TRUE
212 | bus_LV_113-5_0_4_node_187 | 0.4 | n |  | TRUE
213 | bus_LV_113-5_0_4_node_188 | 0.4 | n |  | TRUE
214 | bus_LV_113-5_0_4_node_189 | 0.4 | n |  | TRUE
215 | bus_LV_113-5_0_4_node_191 | 0.4 | n |  | TRUE
216 | bus_LV_113-5_0_4_node_193 | 0.4 | n |  | TRUE
217 | bus_LV_113-5_0_4_node_275 | 0.4 | n |  | TRUE
218 | bus_LV_113-5_0_4_node_204 | 0.4 | n |  | TRUE
219 | bus_LV_113-5_0_4_node_194 | 0.4 | n |  | TRUE
220 | bus_LV_113-5_0_4_node_195 | 0.4 | n |  | TRUE
221 | bus_LV_113-5_0_4_node_196 | 0.4 | n |  | TRUE
222 | bus_LV_113-5_0_4_node_197 | 0.4 | n |  | TRUE
223 | bus_LV_113-5_0_4_node_200 | 0.4 | n |  | TRUE
224 | bus_LV_113-5_0_4_node_202 | 0.4 | n |  | TRUE
225 | bus_LV_113-5_0_4_node_203 | 0.4 | n |  | TRUE
226 | bus_LV_113-5_0_4_node_253 | 0.4 | n |  | TRUE
227 | bus_LV_113-5_0_4_node_272 | 0.4 | n |  | TRUE
228 | bus_LV_113-5_0_4_node_254 | 0.4 | n |  | TRUE
229 | bus_LV_113-5_0_4_node_273 | 0.4 | n |  | TRUE
230 | bus_LV_113-5_0_4_node_209 | 0.4 | n |  | TRUE
231 | bus_LV_113-5_0_4_node_214 | 0.4 | n |  | TRUE
232 | bus_LV_113-5_0_4_node_216 | 0.4 | n |  | TRUE
233 | bus_LV_113-5_0_4_node_218 | 0.4 | n |  | TRUE
234 | bus_LV_113-5_0_4_node_258 | 0.4 | n |  | TRUE
235 | bus_LV_113-5_0_4_node_257 | 0.4 | n |  | TRUE
236 | bus_LV_113-5_0_4_node_259 | 0.4 | n |  | TRUE
237 | bus_LV_113-5_0_4_node_256 | 0.4 | n |  | TRUE
238 | bus_LV_113-5_0_4_node_228 | 0.4 | n |  | TRUE
239 | bus_LV_113-5_0_4_node_229 | 0.4 | n |  | TRUE
240 | bus_LV_113-5_0_4_node_279 | 0.4 | n |  | TRUE
241 | bus_LV_113-5_0_4_node_280 | 0.4 | n |  | TRUE
242 | bus_LV_113-5_0_4_node_230 | 0.4 | n |  | TRUE
243 | bus_LV_113-5_0_4_node_231 | 0.4 | n |  | TRUE
244 | bus_LV_113-5_0_4_node_232 | 0.4 | n |  | TRUE
245 | bus_LV_113-5_0_4_node_244 | 0.4 | n |  | TRUE
246 | bus_LV_113-5_0_4_node_235 | 0.4 | n |  | TRUE
247 | bus_LV_113-5_0_4_node_243 | 0.4 | n |  | TRUE
248 | bus_LV_113-5_0_4_node_236 | 0.4 | n |  | TRUE
249 | bus_LV_113-5_0_4_node_234 | 0.4 | n |  | TRUE
250 | bus_LV_113-5_0_4_node_267 | 0.4 | n |  | TRUE
251 | bus_LV_113-5_0_4_node_268 | 0.4 | n |  | TRUE
252 | bus_LV_113-5_0_4_node_266 | 0.4 | n |  | TRUE
253 | bus_LV_113-5_0_4_node_237 | 0.4 | n |  | TRUE
254 | bus_LV_113-5_0_4_node_264 | 0.4 | n |  | TRUE
255 | bus_LV_113-5_0_4_node_265 | 0.4 | n |  | TRUE
256 | bus_LV_113-5_0_4_node_263 | 0.4 | n |  | TRUE
257 | bus_LV_113-5_0_4_node_238 | 0.4 | n |  | TRUE
258 | bus_LV_113-5_0_4_node_239 | 0.4 | n |  | TRUE
259 | bus_LV_113-5_0_4_node_240 | 0.4 | n |  | TRUE
260 | bus_LV_113-5_0_4_node_241 | 0.4 | n |  | TRUE
261 | bus_LV_113-5_0_4_node_245 | 0.4 | n |  | TRUE
262 | bus_LV_113-5_0_4_node_246 | 0.4 | n |  | TRUE
263 | bus_LV_113-5_0_4_node_242 | 0.4 | n |  | TRUE
264 | bus_LV_113-5_0_4_node_269 | 0.4 | n |  | TRUE
265 | bus_LV_113-5_0_4_node_247 | 0.4 | n |  | TRUE
266 | bus_LV_113-5_0_4_node_249 | 0.4 | n |  | TRUE
267 | bus_LV_113-5_0_4_node_255 | 0.4 | n |  | TRUE
268 | bus_LV_113-5_0_4_node_260 | 0.4 | n |  | TRUE
269 | bus_LV_113-5_0_4_node_262 | 0.4 | n |  | TRUE
270 | bus_LV_113-5_0_4_node_261 | 0.4 | n |  | TRUE
271 | bus_LV_113-5_0_4_node_274 | 0.4 | n |  | TRUE
272 | bus_MV_9_2_node_47 | 20 | n |  | TRUE

## load
| name | bus | p_mw | q_mvar | const_z_percent | const_i_percent | sn_mva | scaling | in_service | type
0 | LV_113-5_0_4_load_0 | 0 | 0.00028351 | 7.1055e-05 | 0 | 0 |  | 1 | TRUE | wye
1 | LV_113-5_0_4_load_1 | 1 | 0.00028559 | 7.1575e-05 | 0 | 0 |  | 1 | TRUE | wye
2 | LV_113-5_0_4_load_2 | 2 | 0.00020515 | 5.1415e-05 | 0 | 0 |  | 1 | TRUE | wye
3 | LV_113-5_0_4_load_92 | 5 | 0.0051781 | 0.0012978 | 0 | 0 |  | 1 | TRUE | wye
4 | LV_113-5_0_4_load_277 | 7 | 0.00085964 | 0.00021545 | 0 | 0 |  | 1 | TRUE | wye
5 | LV_113-5_0_4_load_4 | 8 | 0.0015241 | 0.00038197 | 0 | 0 |  | 1 | TRUE | wye
6 | LV_113-5_0_4_load_5 | 9 | 0.00036393 | 9.1209e-05 | 0 | 0 |  | 1 | TRUE | wye
7 | LV_113-5_0_4_load_6 | 10 | 0.00089993 | 0.00022554 | 0 | 0 |  | 1 | TRUE | wye
8 | LV_113-5_0_4_load_15 | 12 | 0.0011083 | 0.00027777 | 0 | 0 |  | 1 | TRUE | wye
9 | LV_113-5_0_4_load_14 | 14 | 0.0013089 | 0.00032805 | 0 | 0 |  | 1 | TRUE | wye
10 | LV_113-5_0_4_load_9 | 15 | 0.0016033 | 0.00040183 | 0 | 0 |  | 1 | TRUE | wye
11 | LV_113-5_0_4_load_10 | 16 | 0.00058701 | 0.00014712 | 0 | 0 |  | 1 | TRUE | wye
12 | LV_113-5_0_4_load_25 | 18 | 0.00028724 | 7.199e-05 | 0 | 0 |  | 1 | TRUE | wye
13 | LV_113-5_0_4_load_23 | 19 | 0.00049295 | 0.00012354 | 0 | 0 |  | 1 | TRUE | wye
14 | LV_113-5_0_4_load_12 | 20 | 0.0013602 | 0.0003409 | 0 | 0 |  | 1 | TRUE | wye
15 | LV_113-5_0_4_load_13 | 21 | 0.00016628 | 4.1673e-05 | 0 | 0 |  | 1 | TRUE | wye
16 | LV_113-5_0_4_load_22 | 23 | 0.00043595 | 0.00010926 | 0 | 0 |  | 1 | TRUE | wye
17 | LV_113-5_0_4_load_18 | 24 | 0.0011564 | 0.00028981 | 0 | 0 |  | 1 | TRUE | wye
18 | LV_113-5_0_4_load_26 | 25 | 0.00032175 | 8.0638e-05 | 0 | 0 |  | 1 | TRUE | wye
19 | LV_113-5_0_4_load_21 | 26 | 0.00098827 | 0.00024768 | 0 | 0 |  | 1 | TRUE | wye
20 | LV_113-5_0_4_load_17 | 27 | 0.0039033 | 0.00097827 | 0 | 0 |  | 1 | TRUE | wye
21 | LV_113-5_0_4_load_212 | 29 | 0.0056614 | 0.0014189 | 0 | 0 |  | 1 | TRUE | wye
22 | LV_113-5_0_4_load_49 | 30 | 0.0027024 | 0.00067729 | 0 | 0 |  | 1 | TRUE | wye
23 | LV_113-5_0_4_load_27 | 31 | 0.0026701 | 0.0006692 | 0 | 0 |  | 1 | TRUE | wye
24 | LV_113-5_0_4_load_28 | 32 | 0.002178 | 0.00054585 | 0 | 0 |  | 1 | TRUE | wye
25 | LV_113-5_0_4_load_29 | 33 | 0.0035002 | 0.00087724 | 0 | 0 |  | 1 | TRUE | wye
26 | LV_113-5_0_4_load_30 | 34 | 0.00050876 | 0.00012751 | 0 | 0 |  | 1 | TRUE | wye
27 | LV_113-5_0_4_load_37 | 36 | 0.002175 | 0.00054511 | 0 | 0 |  | 1 | TRUE | wye
28 | LV_113-5_0_4_load_32 | 37 | 0.0007529 | 0.00018869 | 0 | 0 |  | 1 | TRUE | wye
29 | LV_113-5_0_4_load_33 | 38 | 0.0032393 | 0.00081184 | 0 | 0 |  | 1 | TRUE | wye
30 | LV_113-5_0_4_load_38 | 39 | 0.0032961 | 0.00082607 | 0 | 0 |  | 1 | TRUE | wye
31 | LV_113-5_0_4_load_34 | 40 | 0.0010119 | 0.00025359 | 0 | 0 |  | 1 | TRUE | wye
32 | LV_113-5_0_4_load_46 | 41 | 0.0029155 | 0.00073068 | 0 | 0 |  | 1 | TRUE | wye
33 | LV_113-5_0_4_load_35 | 42 | 0.00037902 | 9.4991e-05 | 0 | 0 |  | 1 | TRUE | wye
34 | LV_113-5_0_4_load_36 | 44 | 0.0061062 | 0.0015304 | 0 | 0 |  | 1 | TRUE | wye
35 | LV_113-5_0_4_load_39 | 45 | 0.00033065 | 8.2869e-05 | 0 | 0 |  | 1 | TRUE | wye
36 | LV_113-5_0_4_load_40 | 46 | 0.0064985 | 0.0016287 | 0 | 0 |  | 1 | TRUE | wye
37 | LV_113-5_0_4_load_75 | 47 | 0.0043523 | 0.0010908 | 0 | 0 |  | 1 | TRUE | wye
38 | LV_113-5_0_4_load_73 | 48 | 0.0012196 | 0.00030566 | 0 | 0 |  | 1 | TRUE | wye
39 | LV_113-5_0_4_load_41 | 49 | 0.0012133 | 0.00030408 | 0 | 0 |  | 1 | TRUE | wye
40 | LV_113-5_0_4_load_42 | 50 | 0.0036866 | 0.00092394 | 0 | 0 |  | 1 | TRUE | wye
41 | LV_113-5_0_4_load_43 | 51 | 0.00084492 | 0.00021176 | 0 | 0 |  | 1 | TRUE | wye
42 | LV_113-5_0_4_load_44 | 52 | 0.0044397 | 0.0011127 | 0 | 0 |  | 1 | TRUE | wye
43 | LV_113-5_0_4_load_45 | 53 | 0.00059071 | 0.00014805 | 0 | 0 |  | 1 | TRUE | wye
44 | LV_113-5_0_4_load_51 | 54 | 0.0047638 | 0.0011939 | 0 | 0 |  | 1 | TRUE | wye
45 | LV_113-5_0_4_load_54 | 57 | 0.0012666 | 0.00031743 | 0 | 0 |  | 1 | TRUE | wye
46 | LV_113-5_0_4_load_48 | 59 | 0.0022916 | 0.00057432 | 0 | 0 |  | 1 | TRUE | wye
47 | LV_113-5_0_4_load_50 | 60 | 0.011292 | 0.00283 | 0 | 0 |  | 1 | TRUE | wye
48 | LV_113-5_0_4_load_215 | 61 | 0.0019951 | 0.00050002 | 0 | 0 |  | 1 | TRUE | wye
49 | LV_113-5_0_4_load_213 | 62 | 0.0042965 | 0.0010768 | 0 | 0 |  | 1 | TRUE | wye
50 | LV_113-5_0_4_load_61 | 63 | 0.0015287 | 0.00038314 | 0 | 0 |  | 1 | TRUE | wye
51 | LV_113-5_0_4_load_56 | 64 | 0.0028444 | 0.00071287 | 0 | 0 |  | 1 | TRUE | wye
52 | LV_113-5_0_4_load_281 | 65 | 0.0012266 | 0.00030743 | 0 | 0 |  | 1 | TRUE | wye
53 | LV_113-5_0_4_load_58 | 67 | 0.0016584 | 0.00041563 | 0 | 0 |  | 1 | TRUE | wye
54 | LV_113-5_0_4_load_59 | 68 | 0.0026194 | 0.00065649 | 0 | 0 |  | 1 | TRUE | wye
55 | LV_113-5_0_4_load_60 | 69 | 0.0022101 | 0.0005539 | 0 | 0 |  | 1 | TRUE | wye
56 | LV_113-5_0_4_load_83 | 70 | 0.00042301 | 0.00010602 | 0 | 0 |  | 1 | TRUE | wye
57 | LV_113-5_0_4_load_100 | 71 | 0.0035679 | 0.0008942 | 0 | 0 |  | 1 | TRUE | wye
58 | LV_113-5_0_4_load_102 | 72 | 0.0010024 | 0.00025124 | 0 | 0 |  | 1 | TRUE | wye
59 | LV_113-5_0_4_load_98 | 74 | 0.0015814 | 0.00039633 | 0 | 0 |  | 1 | TRUE | wye
60 | LV_113-5_0_4_load_63 | 76 | 0.0047007 | 0.0011781 | 0 | 0 |  | 1 | TRUE | wye
61 | LV_113-5_0_4_load_64 | 77 | 0.0033098 | 0.00082952 | 0 | 0 |  | 1 | TRUE | wye
62 | LV_113-5_0_4_load_76 | 79 | 0.0018717 | 0.0004691 | 0 | 0 |  | 1 | TRUE | wye
63 | LV_113-5_0_4_load_77 | 80 | 0.0037517 | 0.00094027 | 0 | 0 |  | 1 | TRUE | wye
64 | LV_113-5_0_4_load_85 | 81 | 0.0033769 | 0.00084634 | 0 | 0 |  | 1 | TRUE | wye
65 | LV_113-5_0_4_load_70 | 82 | 0.0019216 | 0.00048161 | 0 | 0 |  | 1 | TRUE | wye
66 | LV_113-5_0_4_load_78 | 83 | 0.0023634 | 0.00059231 | 0 | 0 |  | 1 | TRUE | wye
67 | LV_113-5_0_4_load_88 | 84 | 0.0064398 | 0.001614 | 0 | 0 |  | 1 | TRUE | wye
68 | LV_113-5_0_4_load_114 | 85 | 0.0015847 | 0.00039716 | 0 | 0 |  | 1 | TRUE | wye
69 | LV_113-5_0_4_load_86 | 86 | 0.0032033 | 0.00080283 | 0 | 0 |  | 1 | TRUE | wye
70 | LV_113-5_0_4_load_66 | 87 | 0.0016934 | 0.0004244 | 0 | 0 |  | 1 | TRUE | wye
71 | LV_113-5_0_4_load_67 | 88 | 0.0017001 | 0.00042609 | 0 | 0 |  | 1 | TRUE | wye
72 | LV_113-5_0_4_load_68 | 89 | 0.0015956 | 0.0003999 | 0 | 0 |  | 1 | TRUE | wye
73 | LV_113-5_0_4_load_69 | 90 | 0.0019704 | 0.00049383 | 0 | 0 |  | 1 | TRUE | wye
74 | LV_113-5_0_4_load_110 | 91 | 0.0029641 | 0.00074287 | 0 | 0 |  | 1 | TRUE | wye
75 | LV_113-5_0_4_load_109 | 92 | 0.0026504 | 0.00066426 | 0 | 0 |  | 1 | TRUE | wye
76 | LV_113-5_0_4_load_71 | 93 | 0.0025359 | 0.00063556 | 0 | 0 |  | 1 | TRUE | wye
77 | LV_113-5_0_4_load_72 | 94 | 0.0028202 | 0.00070681 | 0 | 0 |  | 1 | TRUE | wye
78 | LV_113-5_0_4_load_74 | 95 | 0.0026072 | 0.00065342 | 0 | 0 |  | 1 | TRUE | wye
79 | LV_113-5_0_4_load_211 | 96 | 0.0062279 | 0.0015608 | 0 | 0 |  | 1 | TRUE | wye
80 | LV_113-5_0_4_load_210 | 97 | 0.0020994 | 0.00052616 | 0 | 0 |  | 1 | TRUE | wye
81 | LV_113-5_0_4_load_79 | 98 | 0.001761 | 0.00044134 | 0 | 0 |  | 1 | TRUE | wye
82 | LV_113-5_0_4_load_80 | 99 | 0.0023727 | 0.00059466 | 0 | 0 |  | 1 | TRUE | wye
83 | LV_113-5_0_4_load_82 | 100 | 0.0046758 | 0.0011719 | 0 | 0 |  | 1 | TRUE | wye
84 | LV_113-5_0_4_load_84 | 101 | 0.0028749 | 0.00072052 | 0 | 0 |  | 1 | TRUE | wye
85 | LV_113-5_0_4_load_89 | 102 | 0.0010087 | 0.0002528 | 0 | 0 |  | 1 | TRUE | wye
86 | LV_113-5_0_4_load_93 | 103 | 0.00024294 | 6.0886e-05 | 0 | 0 |  | 1 | TRUE | wye
87 | LV_113-5_0_4_load_90 | 104 | 0.001663 | 0.00041678 | 0 | 0 |  | 1 | TRUE | wye
88 | LV_113-5_0_4_load_94 | 105 | 0.00039449 | 9.8869e-05 | 0 | 0 |  | 1 | TRUE | wye
89 | LV_113-5_0_4_load_87 | 106 | 0.0068267 | 0.0017109 | 0 | 0 |  | 1 | TRUE | wye
90 | LV_113-5_0_4_load_115 | 107 | 0.0031386 | 0.0007866 | 0 | 0 |  | 1 | TRUE | wye
91 | LV_113-5_0_4_load_91 | 108 | 0.0040562 | 0.0010166 | 0 | 0 |  | 1 | TRUE | wye
92 | LV_113-5_0_4_load_95 | 109 | 0.00029107 | 7.2948e-05 | 0 | 0 |  | 1 | TRUE | wye
93 | LV_113-5_0_4_load_96 | 110 | 0.00062501 | 0.00015664 | 0 | 0 |  | 1 | TRUE | wye
94 | LV_113-5_0_4_load_97 | 111 | 0.0044674 | 0.0011196 | 0 | 0 |  | 1 | TRUE | wye
95 | LV_113-5_0_4_load_99 | 112 | 0.00076109 | 0.00019075 | 0 | 0 |  | 1 | TRUE | wye
96 | LV_113-5_0_4_load_101 | 113 | 0.00081593 | 0.00020449 | 0 | 0 |  | 1 | TRUE | wye
97 | LV_113-5_0_4_load_104 | 114 | 0.002711 | 0.00067945 | 0 | 0 |  | 1 | TRUE | wye
98 | LV_113-5_0_4_load_106 | 115 | 0.0019696 | 0.00049364 | 0 | 0 |  | 1 | TRUE | wye
99 | LV_113-5_0_4_load_107 | 116 | 0.00021303 | 5.3391e-05 | 0 | 0 |  | 1 | TRUE | wye
100 | LV_113-5_0_4_load_108 | 117 | 0.00046425 | 0.00011635 | 0 | 0 |  | 1 | TRUE | wye
101 | LV_113-5_0_4_load_248 | 119 | 0.005262 | 0.0013188 | 0 | 0 |  | 1 | TRUE | wye
102 | LV_113-5_0_4_load_111 | 120 | 0.0018917 | 0.00047411 | 0 | 0 |  | 1 | TRUE | wye
103 | LV_113-5_0_4_load_112 | 121 | 0.0031013 | 0.00077725 | 0 | 0 |  | 1 | TRUE | wye
104 | LV_113-5_0_4_load_113 | 122 | 0.0020405 | 0.0005114 | 0 | 0 |  | 1 | TRUE | wye
105 | LV_113-5_0_4_load_125 | 123 | 0.0024685 | 0.00061867 | 0 | 0 |  | 1 | TRUE | wye
106 | LV_113-5_0_4_load_126 | 124 | 0.0070359 | 0.0017634 | 0 | 0 |  | 1 | TRUE | wye
107 | LV_113-5_0_4_load_116 | 125 | 0.0031623 | 0.00079254 | 0 | 0 |  | 1 | TRUE | wye
108 | LV_113-5_0_4_load_117 | 126 | 0.0040754 | 0.0010214 | 0 | 0 |  | 1 | TRUE | wye
109 | LV_113-5_0_4_load_118 | 127 | 0.00071373 | 0.00017888 | 0 | 0 |  | 1 | TRUE | wye
110 | LV_113-5_0_4_load_119 | 128 | 0.001667 | 0.00041778 | 0 | 0 |  | 1 | TRUE | wye
111 | LV_113-5_0_4_load_120 | 129 | 0.0013388 | 0.00033555 | 0 | 0 |  | 1 | TRUE | wye
112 | LV_113-5_0_4_load_122 | 130 | 0.0016177 | 0.00040543 | 0 | 0 |  | 1 | TRUE | wye
113 | LV_113-5_0_4_load_121 | 131 | 0.00093273 | 0.00023377 | 0 | 0 |  | 1 | TRUE | wye
114 | LV_113-5_0_4_load_123 | 132 | 0.0016128 | 0.00040421 | 0 | 0 |  | 1 | TRUE | wye
115 | LV_113-5_0_4_load_124 | 133 | 0.0014699 | 0.00036839 | 0 | 0 |  | 1 | TRUE | wye
116 | LV_113-5_0_4_load_127 | 134 | 0.003398 | 0.00085161 | 0 | 0 |  | 1 | TRUE | wye
117 | LV_113-5_0_4_load_128 | 135 | 0.0015436 | 0.00038687 | 0 | 0 |  | 1 | TRUE | wye
118 | LV_113-5_0_4_load_138 | 136 | 0.0075685 | 0.0018968 | 0 | 0 |  | 1 | TRUE | wye
119 | LV_113-5_0_4_load_139 | 137 | 0.002321 | 0.0005817 | 0 | 0 |  | 1 | TRUE | wye
120 | LV_113-5_0_4_load_129 | 138 | 0.0015846 | 0.00039715 | 0 | 0 |  | 1 | TRUE | wye
121 | LV_113-5_0_4_load_136 | 139 | 0.0014511 | 0.00036368 | 0 | 0 |  | 1 | TRUE | wye
122 | LV_113-5_0_4_load_134 | 140 | 0.0015356 | 0.00038486 | 0 | 0 |  | 1 | TRUE | wye
123 | LV_113-5_0_4_load_130 | 141 | 0.00096062 | 0.00024075 | 0 | 0 |  | 1 | TRUE | wye
124 | LV_113-5_0_4_load_131 | 142 | 0.00041441 | 0.00010386 | 0 | 0 |  | 1 | TRUE | wye
125 | LV_113-5_0_4_load_132 | 143 | 0.00069057 | 0.00017307 | 0 | 0 |  | 1 | TRUE | wye
126 | LV_113-5_0_4_load_220 | 144 | 0.00032346 | 8.1066e-05 | 0 | 0 |  | 1 | TRUE | wye
127 | LV_113-5_0_4_load_152 | 145 | 0.00086601 | 0.00021704 | 0 | 0 |  | 1 | TRUE | wye
128 | LV_113-5_0_4_load_133 | 146 | 0.00058936 | 0.00014771 | 0 | 0 |  | 1 | TRUE | wye
129 | LV_113-5_0_4_load_135 | 147 | 0.00026406 | 6.6178e-05 | 0 | 0 |  | 1 | TRUE | wye
130 | LV_113-5_0_4_load_137 | 148 | 0.0050054 | 0.0012545 | 0 | 0 |  | 1 | TRUE | wye
131 | LV_113-5_0_4_load_151 | 150 | 0.0030503 | 0.00076446 | 0 | 0 |  | 1 | TRUE | wye
132 | LV_113-5_0_4_load_140 | 151 | 0.00086775 | 0.00021748 | 0 | 0 |  | 1 | TRUE | wye
133 | LV_113-5_0_4_load_205 | 155 | 0.0059738 | 0.0014972 | 0 | 0 |  | 1 | TRUE | wye
134 | LV_113-5_0_4_load_143 | 156 | 0.0015175 | 0.00038033 | 0 | 0 |  | 1 | TRUE | wye
135 | LV_113-5_0_4_load_208 | 157 | 0.0050425 | 0.0012638 | 0 | 0 |  | 1 | TRUE | wye
136 | LV_113-5_0_4_load_192 | 159 | 0.0016263 | 0.0004076 | 0 | 0 |  | 1 | TRUE | wye
137 | LV_113-5_0_4_load_157 | 160 | 0.00080788 | 0.00020247 | 0 | 0 |  | 1 | TRUE | wye
138 | LV_113-5_0_4_load_198 | 162 | 0.00083945 | 0.00021039 | 0 | 0 |  | 1 | TRUE | wye
139 | LV_113-5_0_4_load_206 | 163 | 0.001707 | 0.00042781 | 0 | 0 |  | 1 | TRUE | wye
140 | LV_113-5_0_4_load_144 | 165 | 0.0038339 | 0.00096085 | 0 | 0 |  | 1 | TRUE | wye
141 | LV_113-5_0_4_load_145 | 166 | 0.0015641 | 0.00039201 | 0 | 0 |  | 1 | TRUE | wye
142 | LV_113-5_0_4_load_148 | 169 | 0.0017666 | 0.00044276 | 0 | 0 |  | 1 | TRUE | wye
143 | LV_113-5_0_4_load_149 | 170 | 0.0015217 | 0.00038136 | 0 | 0 |  | 1 | TRUE | wye
144 | LV_113-5_0_4_load_154 | 171 | 0.0017206 | 0.00043123 | 0 | 0 |  | 1 | TRUE | wye
145 | LV_113-5_0_4_load_177 | 173 | 0.0016389 | 0.00041076 | 0 | 0 |  | 1 | TRUE | wye
146 | LV_113-5_0_4_load_164 | 175 | 0.00045252 | 0.00011341 | 0 | 0 |  | 1 | TRUE | wye
147 | LV_113-5_0_4_load_173 | 176 | 0.0038557 | 0.00096632 | 0 | 0 |  | 1 | TRUE | wye
148 | LV_113-5_0_4_load_169 | 177 | 0.0021239 | 0.00053231 | 0 | 0 |  | 1 | TRUE | wye
149 | LV_113-5_0_4_load_176 | 178 | 0.0014796 | 0.00037083 | 0 | 0 |  | 1 | TRUE | wye
150 | LV_113-5_0_4_load_161 | 179 | 0.00075884 | 0.00019018 | 0 | 0 |  | 1 | TRUE | wye
151 | LV_113-5_0_4_load_162 | 180 | 0.00099735 | 0.00024996 | 0 | 0 |  | 1 | TRUE | wye
152 | LV_113-5_0_4_load_278 | 182 | 0.00080345 | 0.00020136 | 0 | 0 |  | 1 | TRUE | wye
153 | LV_113-5_0_4_load_163 | 185 | 0.0012323 | 0.00030885 | 0 | 0 |  | 1 | TRUE | wye
154 | LV_113-5_0_4_load_155 | 186 | 0.00078576 | 0.00019693 | 0 | 0 |  | 1 | TRUE | wye
155 | LV_113-5_0_4_load_156 | 187 | 0.0012864 | 0.00032239 | 0 | 0 |  | 1 | TRUE | wye
156 | LV_113-5_0_4_load_158 | 188 | 0.0008381 | 0.00021005 | 0 | 0 |  | 1 | TRUE | wye
157 | LV_113-5_0_4_load_179 | 190 | 0.00095479 | 0.00023929 | 0 | 0 |  | 1 | TRUE | wye
158 | LV_113-5_0_4_load_178 | 191 | 0.0012708 | 0.0003185 | 0 | 0 |  | 1 | TRUE | wye
159 | LV_113-5_0_4_load_168 | 194 | 0.0012421 | 0.00031131 | 0 | 0 |  | 1 | TRUE | wye
160 | LV_113-5_0_4_load_224 | 195 | 0.0047069 | 0.0011796 | 0 | 0 |  | 1 | TRUE | wye
161 | LV_113-5_0_4_load_226 | 196 | 0.00087292 | 0.00021877 | 0 | 0 |  | 1 | TRUE | wye
162 | LV_113-5_0_4_load_225 | 197 | 0.0022654 | 0.00056777 | 0 | 0 |  | 1 | TRUE | wye
163 | LV_113-5_0_4_load_167 | 198 | 0.0020113 | 0.00050408 | 0 | 0 |  | 1 | TRUE | wye
164 | LV_113-5_0_4_load_222 | 200 | 0.0016416 | 0.00041142 | 0 | 0 |  | 1 | TRUE | wye
165 | LV_113-5_0_4_load_221 | 201 | 0.0058303 | 0.0014612 | 0 | 0 |  | 1 | TRUE | wye
166 | LV_113-5_0_4_load_227 | 202 | 0.0012373 | 0.0003101 | 0 | 0 |  | 1 | TRUE | wye
167 | LV_113-5_0_4_load_251 | 203 | 0.00043754 | 0.00010966 | 0 | 0 |  | 1 | TRUE | wye
168 | LV_113-5_0_4_load_175 | 204 | 0.0013577 | 0.00034026 | 0 | 0 |  | 1 | TRUE | wye
169 | LV_113-5_0_4_load_180 | 205 | 0.00097304 | 0.00024387 | 0 | 0 |  | 1 | TRUE | wye
170 | LV_113-5_0_4_load_181 | 206 | 0.0011938 | 0.0002992 | 0 | 0 |  | 1 | TRUE | wye
171 | LV_113-5_0_4_load_182 | 207 | 0.0010671 | 0.00026743 | 0 | 0 |  | 1 | TRUE | wye
172 | LV_113-5_0_4_load_183 | 208 | 0.0011983 | 0.00030033 | 0 | 0 |  | 1 | TRUE | wye
173 | LV_113-5_0_4_load_184 | 209 | 0.0012864 | 0.0003224 | 0 | 0 |  | 1 | TRUE | wye
174 | LV_113-5_0_4_load_185 | 210 | 0.00091008 | 0.00022809 | 0 | 0 |  | 1 | TRUE | wye
175 | LV_113-5_0_4_load_186 | 211 | 0.00083957 | 0.00021042 | 0 | 0 |  | 1 | TRUE | wye
176 | LV_113-5_0_4_load_187 | 212 | 0.0010203 | 0.00025572 | 0 | 0 |  | 1 | TRUE | wye
177 | LV_113-5_0_4_load_189 | 214 | 0.00089828 | 0.00022513 | 0 | 0 |  | 1 | TRUE | wye
178 | LV_113-5_0_4_load_191 | 215 | 0.0018751 | 0.00046995 | 0 | 0 |  | 1 | TRUE | wye
179 | LV_113-5_0_4_load_193 | 216 | 0.0017011 | 0.00042634 | 0 | 0 |  | 1 | TRUE | wye
180 | LV_113-5_0_4_load_275 | 217 | 0.002122 | 0.00053182 | 0 | 0 |  | 1 | TRUE | wye
181 | LV_113-5_0_4_load_204 | 218 | 0.00085268 | 0.0002137 | 0 | 0 |  | 1 | TRUE | wye
182 | LV_113-5_0_4_load_194 | 219 | 0.0011104 | 0.0002783 | 0 | 0 |  | 1 | TRUE | wye
183 | LV_113-5_0_4_load_195 | 220 | 0.0011068 | 0.00027738 | 0 | 0 |  | 1 | TRUE | wye
184 | LV_113-5_0_4_load_196 | 221 | 0.0011257 | 0.00028214 | 0 | 0 |  | 1 | TRUE | wye
185 | LV_113-5_0_4_load_197 | 222 | 0.0013631 | 0.00034163 | 0 | 0 |  | 1 | TRUE | wye
186 | LV_113-5_0_4_load_202 | 224 | 0.0012007 | 0.00030092 | 0 | 0 |  | 1 | TRUE | wye
187 | LV_113-5_0_4_load_203 | 225 | 0.0040344 | 0.0010111 | 0 | 0 |  | 1 | TRUE | wye
188 | LV_113-5_0_4_load_253 | 226 | 0.0010099 | 0.00025311 | 0 | 0 |  | 1 | TRUE | wye
189 | LV_113-5_0_4_load_272 | 227 | 0.0014048 | 0.00035208 | 0 | 0 |  | 1 | TRUE | wye
190 | LV_113-5_0_4_load_254 | 228 | 0.0017749 | 0.00044483 | 0 | 0 |  | 1 | TRUE | wye
191 | LV_113-5_0_4_load_273 | 229 | 0.00069039 | 0.00017303 | 0 | 0 |  | 1 | TRUE | wye
192 | LV_113-5_0_4_load_209 | 230 | 0.0018066 | 0.00045278 | 0 | 0 |  | 1 | TRUE | wye
193 | LV_113-5_0_4_load_214 | 231 | 0.0012264 | 0.00030735 | 0 | 0 |  | 1 | TRUE | wye
194 | LV_113-5_0_4_load_216 | 232 | 0.005735 | 0.0014373 | 0 | 0 |  | 1 | TRUE | wye
195 | LV_113-5_0_4_load_258 | 234 | 0.0047095 | 0.0011803 | 0 | 0 |  | 1 | TRUE | wye
196 | LV_113-5_0_4_load_257 | 235 | 0.0052199 | 0.0013082 | 0 | 0 |  | 1 | TRUE | wye
197 | LV_113-5_0_4_load_259 | 236 | 0.0025188 | 0.00063127 | 0 | 0 |  | 1 | TRUE | wye
198 | LV_113-5_0_4_load_256 | 237 | 0.0005969 | 0.0001496 | 0 | 0 |  | 1 | TRUE | wye
199 | LV_113-5_0_4_load_228 | 238 | 0.0072507 | 0.0018172 | 0 | 0 |  | 1 | TRUE | wye
200 | LV_113-5_0_4_load_280 | 241 | 0.016896 | 0.0042346 | 0 | 0 |  | 1 | TRUE | wye
201 | LV_113-5_0_4_load_230 | 242 | 0.0035642 | 0.00089328 | 0 | 0 |  | 1 | TRUE | wye
202 | LV_113-5_0_4_load_231 | 243 | 0.00038569 | 9.6664e-05 | 0 | 0 |  | 1 | TRUE | wye
203 | LV_113-5_0_4_load_235 | 246 | 0.0002201 | 5.5163e-05 | 0 | 0 |  | 1 | TRUE | wye
204 | LV_113-5_0_4_load_243 | 247 | 0.00021406 | 5.3649e-05 | 0 | 0 |  | 1 | TRUE | wye
205 | LV_113-5_0_4_load_234 | 249 | 0.00013949 | 3.496e-05 | 0 | 0 |  | 1 | TRUE | wye
206 | LV_113-5_0_4_load_266 | 252 | 0.00023747 | 5.9516e-05 | 0 | 0 |  | 1 | TRUE | wye
207 | LV_113-5_0_4_load_237 | 253 | 0.00026926 | 6.7482e-05 | 0 | 0 |  | 1 | TRUE | wye
208 | LV_113-5_0_4_load_263 | 256 | 0.0034776 | 0.00087156 | 0 | 0 |  | 1 | TRUE | wye
209 | LV_113-5_0_4_load_238 | 257 | 0.00070451 | 0.00017657 | 0 | 0 |  | 1 | TRUE | wye
210 | LV_113-5_0_4_load_239 | 258 | 0.00078372 | 0.00019642 | 0 | 0 |  | 1 | TRUE | wye
211 | LV_113-5_0_4_load_240 | 259 | 0.00012929 | 3.2403e-05 | 0 | 0 |  | 1 | TRUE | wye
212 | LV_113-5_0_4_load_241 | 260 | 0.00047096 | 0.00011803 | 0 | 0 |  | 1 | TRUE | wye
213 | LV_113-5_0_4_load_245 | 261 | 0.00016434 | 4.1188e-05 | 0 | 0 |  | 1 | TRUE | wye
214 | LV_113-5_0_4_load_242 | 263 | 9.6572e-05 | 2.4203e-05 | 0 | 0 |  | 1 | TRUE | wye
215 | LV_113-5_0_4_load_269 | 264 | 0.00062859 | 0.00015754 | 0 | 0 |  | 1 | TRUE | wye
216 | LV_113-5_0_4_load_247 | 265 | 0.0033593 | 0.00084192 | 0 | 0 |  | 1 | TRUE | wye
217 | LV_113-5_0_4_load_249 | 266 | 0.00078651 | 0.00019712 | 0 | 0 |  | 1 | TRUE | wye
218 | LV_113-5_0_4_load_255 | 267 | 0.00060193 | 0.00015086 | 0 | 0 |  | 1 | TRUE | wye
219 | LV_113-5_0_4_load_262 | 269 | 0.010029 | 0.0025136 | 0 | 0 |  | 1 | TRUE | wye
220 | LV_113-5_0_4_load_261 | 270 | 0.0059126 | 0.0014818 | 0 | 0 |  | 1 | TRUE | wye
221 | LV_113-5_0_4_load_274 | 271 | 0.00050812 | 0.00012735 | 0 | 0 |  | 1 | TRUE | wye

## ext_grid
| name | bus | vm_pu | va_degree | slack_weight | in_service
0 |  | 96 | 1 | 0 | 1 | TRUE

## line
| name | std_type | from_bus | to_bus | length_km | r_ohm_per_km | x_ohm_per_km | c_nf_per_km | g_us_per_km | max_i_ka | df | parallel | type | in_service
0 | LV_113-5_0_4_line_0 |  | 0 | 1 | 0.022844 | 0.125 | 0.08 | 261 | 0 | 0.364 | 1 | 1 | cs | TRUE
1 | LV_113-5_0_4_line_1 |  | 1 | 2 | 0.015802 | 0.125 | 0.08 | 261 | 0 | 0.364 | 1 | 1 | cs | TRUE
2 | LV_113-5_0_4_line_2 |  | 2 | 6 | 0.022334 | 0.125 | 0.08 | 261 | 0 | 0.364 | 1 | 1 | cs | TRUE
3 | LV_113-5_0_4_line_3 |  | 3 | 4 | 0.14974 | 0.125 | 0.08 | 261 | 0 | 0.364 | 1 | 1 | cs | TRUE
4 | LV_113-5_0_4_line_4 |  | 3 | 5 | 0.060724 | 0.125 | 0.08 | 261 | 0 | 0.364 | 1 | 1 | cs | TRUE
5 | LV_113-5_0_4_line_5 |  | 4 | 7 | 0.01792 | 0.125 | 0.08 | 261 | 0 | 0.364 | 1 | 1 | cs | TRUE
6 | LV_113-5_0_4_line_6 |  | 5 | 108 | 0.027722 | 0.125 | 0.08 | 261 | 0 | 0.364 | 1 | 1 | cs | TRUE
7 | LV_113-5_0_4_line_7 |  | 6 | 7 | 0.11511 | 0.125 | 0.08 | 261 | 0 | 0.364 | 1 | 1 | cs | TRUE
8 | LV_113-5_0_4_line_8 |  | 8 | 9 | 0.0033901 | 0.125 | 0.08 | 261 | 0 | 0.364 | 1 | 1 | cs | TRUE
9 | LV_113-5_0_4_line_9 |  | 8 | 10 | 0.020507 | 0.125 | 0.08 | 261 | 0 | 0.364 | 1 | 1 | cs | TRUE
10 | LV_113-5_0_4_line_10 |  | 9 | 11 | 0.053714 | 0.125 | 0.08 | 261 | 0 | 0.364 | 1 | 1 | cs | TRUE
11 | LV_113-5_0_4_line_11 |  | 11 | 15 | 0.035553 | 0.125 | 0.08 | 261 | 0 | 0.364 | 1 | 1 | cs | TRUE
12 | LV_113-5_0_4_line_12 |  | 11 | 16 | 0.022388 | 0.125 | 0.08 | 261 | 0 | 0.364 | 1 | 1 | cs | TRUE
13 | LV_113-5_0_4_line_13 |  | 12 | 13 | 0.074841 | 0.125 | 0.08 | 261 | 0 | 0.364 | 1 | 1 | cs | TRUE
14 | LV_113-5_0_4_line_14 |  | 12 | 14 | 0.14196 | 0.125 | 0.08 | 261 | 0 | 0.364 | 1 | 1 | cs | TRUE
15 | LV_113-5_0_4_line_15 |  | 13 | 29 | 0.073854 | 0.125 | 0.08 | 261 | 0 | 0.364 | 1 | 1 | cs | TRUE
16 | LV_113-5_0_4_line_16 |  | 14 | 26 | 0.16471 | 0.125 | 0.08 | 261 | 0 | 0.364 | 1 | 1 | cs | TRUE
17 | LV_113-5_0_4_line_17 |  | 14 | 21 | 0.0011778 | 0.125 | 0.08 | 261 | 0 | 0.364 | 1 | 1 | cs | TRUE
18 | LV_113-5_0_4_line_18 |  | 16 | 20 | 0.035838 | 0.125 | 0.08 | 261 | 0 | 0.364 | 1 | 1 | cs | TRUE
19 | LV_113-5_0_4_line_19 |  | 17 | 18 | 0.077524 | 0.125 | 0.08 | 261 | 0 | 0.364 | 1 | 1 | cs | TRUE
20 | LV_113-5_0_4_line_20 |  | 17 | 19 | 0.028915 | 0.125 | 0.08 | 261 | 0 | 0.364 | 1 | 1 | cs | TRUE
21 | LV_113-5_0_4_line_21 |  | 18 | 25 | 0.0043886 | 0.125 | 0.08 | 261 | 0 | 0.364 | 1 | 1 | cs | TRUE
22 | LV_113-5_0_4_line_22 |  | 19 | 22 | 0.032977 | 0.125 | 0.08 | 261 | 0 | 0.364 | 1 | 1 | cs | TRUE
23 | LV_113-5_0_4_line_23 |  | 20 | 21 | 0.016908 | 0.125 | 0.08 | 261 | 0 | 0.364 | 1 | 1 | cs | TRUE
24 | LV_113-5_0_4_line_24 |  | 22 | 23 | 0.030412 | 0.125 | 0.08 | 261 | 0 | 0.364 | 1 | 1 | cs | TRUE
25 | LV_113-5_0_4_line_25 |  | 22 | 24 | 0.029432 | 0.125 | 0.08 | 261 | 0 | 0.364 | 1 | 1 | cs | TRUE
26 | LV_113-5_0_4_line_26 |  | 24 | 27 | 0.025022 | 0.125 | 0.08 | 261 | 0 | 0.364 | 1 | 1 | cs | TRUE
27 | LV_113-5_0_4_line_27 |  | 26 | 28 | 0.023728 | 0.125 | 0.08 | 261 | 0 | 0.364 | 1 | 1 | cs | TRUE
28 | LV_113-5_0_4_line_28 |  | 27 | 28 | 0.058566 | 0.125 | 0.08 | 261 | 0 | 0.364 | 1 | 1 | cs | TRUE
29 | LV_113-5_0_4_line_29 |  | 29 | 30 | 0.03283 | 0.125 | 0.08 | 261 | 0 | 0.364 | 1 | 1 | cs | TRUE
30 | LV_113-5_0_4_line_30 |  | 30 | 43 | 0.024704 | 0.125 | 0.08 | 261 | 0 | 0.364 | 1 | 1 | cs | TRUE
31 | LV_113-5_0_4_line_31 |  | 31 | 32 | 0.0065747 | 0.125 | 0.08 | 261 | 0 | 0.364 | 1 | 1 | cs | TRUE
32 | LV_113-5_0_4_line_32 |  | 31 | 33 | 0.017127 | 0.125 | 0.08 | 261 | 0 | 0.364 | 1 | 1 | cs | TRUE
33 | LV_113-5_0_4_line_33 |  | 32 | 34 | 0.00050268 | 0.125 | 0.08 | 261 | 0 | 0.364 | 1 | 1 | cs | TRUE
34 | LV_113-5_0_4_line_34 |  | 33 | 35 | 0.0061896 | 0.125 | 0.08 | 261 | 0 | 0.364 | 1 | 1 | cs | TRUE
35 | LV_113-5_0_4_line_35 |  | 34 | 36 | 0.0060726 | 0.125 | 0.08 | 261 | 0 | 0.364 | 1 | 1 | cs | TRUE
36 | LV_113-5_0_4_line_36 |  | 35 | 37 | 0.014012 | 0.125 | 0.08 | 261 | 0 | 0.364 | 1 | 1 | cs | TRUE
37 | LV_113-5_0_4_line_37 |  | 35 | 38 | 0.0037333 | 0.125 | 0.08 | 261 | 0 | 0.364 | 1 | 1 | cs | TRUE
38 | LV_113-5_0_4_line_38 |  | 36 | 39 | 0.021827 | 0.125 | 0.08 | 261 | 0 | 0.364 | 1 | 1 | cs | TRUE
39 | LV_113-5_0_4_line_39 |  | 37 | 40 | 0.0056289 | 0.125 | 0.08 | 261 | 0 | 0.364 | 1 | 1 | cs | TRUE
40 | LV_113-5_0_4_line_40 |  | 38 | 41 | 0.020688 | 0.125 | 0.08 | 261 | 0 | 0.364 | 1 | 1 | cs | TRUE
41 | LV_113-5_0_4_line_41 |  | 39 | 47 | 0.007069 | 0.125 | 0.08 | 261 | 0 | 0.364 | 1 | 1 | cs | TRUE
42 | LV_113-5_0_4_line_42 |  | 40 | 42 | 0.034359 | 0.125 | 0.08 | 261 | 0 | 0.364 | 1 | 1 | cs | TRUE
43 | LV_113-5_0_4_line_43 |  | 41 | 43 | 0.030976 | 0.125 | 0.08 | 261 | 0 | 0.364 | 1 | 1 | cs | TRUE
44 | LV_113-5_0_4_line_44 |  | 42 | 44 | 0.025283 | 0.125 | 0.08 | 261 | 0 | 0.364 | 1 | 1 | cs | TRUE
45 | LV_113-5_0_4_line_45 |  | 43 | 59 | 0.018706 | 0.125 | 0.08 | 261 | 0 | 0.364 | 1 | 1 | cs | TRUE
46 | LV_113-5_0_4_line_46 |  | 43 | 60 | 0.035593 | 0.125 | 0.08 | 261 | 0 | 0.364 | 1 | 1 | cs | TRUE
47 | LV_113-5_0_4_line_47 |  | 44 | 45 | 0.015768 | 0.125 | 0.08 | 261 | 0 | 0.364 | 1 | 1 | cs | TRUE
48 | LV_113-5_0_4_line_48 |  | 45 | 46 | 0.0048079 | 0.125 | 0.08 | 261 | 0 | 0.364 | 1 | 1 | cs | TRUE
49 | LV_113-5_0_4_line_49 |  | 47 | 48 | 0.010767 | 0.125 | 0.08 | 261 | 0 | 0.364 | 1 | 1 | cs | TRUE
50 | LV_113-5_0_4_line_50 |  | 48 | 93 | 0.00050368 | 0.125 | 0.08 | 261 | 0 | 0.364 | 1 | 1 | cs | TRUE
51 | LV_113-5_0_4_line_51 |  | 49 | 50 | 0.0070926 | 0.125 | 0.08 | 261 | 0 | 0.364 | 1 | 1 | cs | TRUE
52 | LV_113-5_0_4_line_52 |  | 49 | 51 | 0.018197 | 0.125 | 0.08 | 261 | 0 | 0.364 | 1 | 1 | cs | TRUE
53 | LV_113-5_0_4_line_53 |  | 50 | 52 | 0.025853 | 0.125 | 0.08 | 261 | 0 | 0.364 | 1 | 1 | cs | TRUE
54 | LV_113-5_0_4_line_54 |  | 51 | 53 | 0.0011055 | 0.125 | 0.08 | 261 | 0 | 0.364 | 1 | 1 | cs | TRUE
55 | LV_113-5_0_4_line_55 |  | 52 | 54 | 0.0014052 | 0.125 | 0.08 | 261 | 0 | 0.364 | 1 | 1 | cs | TRUE
56 | LV_113-5_0_4_line_56 |  | 53 | 55 | 0.0098105 | 0.125 | 0.08 | 261 | 0 | 0.364 | 1 | 1 | cs | TRUE
57 | LV_113-5_0_4_line_57 |  | 54 | 56 | 0.011166 | 0.125 | 0.08 | 261 | 0 | 0.364 | 1 | 1 | cs | TRUE
58 | LV_113-5_0_4_line_58 |  | 55 | 57 | 0.02073 | 0.125 | 0.08 | 261 | 0 | 0.364 | 1 | 1 | cs | TRUE
59 | LV_113-5_0_4_line_59 |  | 55 | 58 | 0.040147 | 0.125 | 0.08 | 261 | 0 | 0.364 | 1 | 1 | cs | TRUE
60 | LV_113-5_0_4_line_60 |  | 56 | 63 | 0.014281 | 0.125 | 0.08 | 261 | 0 | 0.364 | 1 | 1 | cs | TRUE
61 | LV_113-5_0_4_line_61 |  | 56 | 64 | 0.029652 | 0.125 | 0.08 | 261 | 0 | 0.364 | 1 | 1 | cs | TRUE
62 | LV_113-5_0_4_line_62 |  | 57 | 59 | 0.032975 | 0.125 | 0.08 | 261 | 0 | 0.364 | 1 | 1 | cs | TRUE
63 | LV_113-5_0_4_line_63 |  | 58 | 65 | 0.016335 | 0.125 | 0.08 | 261 | 0 | 0.364 | 1 | 1 | cs | TRUE
64 | LV_113-5_0_4_line_64 |  | 60 | 61 | 0.014444 | 0.125 | 0.08 | 261 | 0 | 0.364 | 1 | 1 | cs | TRUE
65 | LV_113-5_0_4_line_65 |  | 61 | 62 | 0.013959 | 0.125 | 0.08 | 261 | 0 | 0.364 | 1 | 1 | cs | TRUE
66 | LV_113-5_0_4_line_66 |  | 62 | 231 | 0.019089 | 0.125 | 0.08 | 261 | 0 | 0.364 | 1 | 1 | cs | TRUE
67 | LV_113-5_0_4_line_67 |  | 66 | 67 | 0.011362 | 0.125 | 0.08 | 261 | 0 | 0.364 | 1 | 1 | cs | TRUE
68 | LV_113-5_0_4_line_68 |  | 66 | 68 | 0.013663 | 0.125 | 0.08 | 261 | 0 | 0.364 | 1 | 1 | cs | TRUE
69 | LV_113-5_0_4_line_69 |  | 66 | 69 | 0.0329 | 0.125 | 0.08 | 261 | 0 | 0.364 | 1 | 1 | cs | TRUE
70 | LV_113-5_0_4_line_70 |  | 67 | 70 | 0.030276 | 0.125 | 0.08 | 261 | 0 | 0.364 | 1 | 1 | cs | TRUE
71 | LV_113-5_0_4_line_71 |  | 68 | 71 | 0.0078398 | 0.125 | 0.08 | 261 | 0 | 0.364 | 1 | 1 | cs | TRUE
72 | LV_113-5_0_4_line_72 |  | 69 | 72 | 0.017489 | 0.125 | 0.08 | 261 | 0 | 0.364 | 1 | 1 | cs | TRUE
73 | LV_113-5_0_4_line_73 |  | 70 | 73 | 0.023801 | 0.125 | 0.08 | 261 | 0 | 0.364 | 1 | 1 | cs | TRUE
74 | LV_113-5_0_4_line_74 |  | 71 | 74 | 0.0037418 | 0.125 | 0.08 | 261 | 0 | 0.364 | 1 | 1 | cs | TRUE
75 | LV_113-5_0_4_line_75 |  | 73 | 100 | 0.033987 | 0.125 | 0.08 | 261 | 0 | 0.364 | 1 | 1 | cs | TRUE
76 | LV_113-5_0_4_line_76 |  | 73 | 101 | 0.020545 | 0.125 | 0.08 | 261 | 0 | 0.364 | 1 | 1 | cs | TRUE
77 | LV_113-5_0_4_line_77 |  | 73 | 99 | 0.032909 | 0.125 | 0.08 | 261 | 0 | 0.364 | 1 | 1 | cs | TRUE
78 | LV_113-5_0_4_line_78 |  | 74 | 111 | 0.0047777 | 0.125 | 0.08 | 261 | 0 | 0.364 | 1 | 1 | cs | TRUE
79 | LV_113-5_0_4_line_79 |  | 75 | 76 | 0.018017 | 0.125 | 0.08 | 261 | 0 | 0.364 | 1 | 1 | cs | TRUE
80 | LV_113-5_0_4_line_80 |  | 75 | 77 | 0.031072 | 0.125 | 0.08 | 261 | 0 | 0.364 | 1 | 1 | cs | TRUE
81 | LV_113-5_0_4_line_81 |  | 75 | 78 | 0.025503 | 0.125 | 0.08 | 261 | 0 | 0.364 | 1 | 1 | cs | TRUE
82 | LV_113-5_0_4_line_82 |  | 76 | 79 | 0.019065 | 0.125 | 0.08 | 261 | 0 | 0.364 | 1 | 1 | cs | TRUE
83 | LV_113-5_0_4_line_83 |  | 77 | 80 | 0.0006905 | 0.125 | 0.08 | 261 | 0 | 0.364 | 1 | 1 | cs | TRUE
84 | LV_113-5_0_4_line_84 |  | 78 | 81 | 0.016533 | 0.125 | 0.08 | 261 | 0 | 0.364 | 1 | 1 | cs | TRUE
85 | LV_113-5_0_4_line_85 |  | 79 | 82 | 0.00034661 | 0.125 | 0.08 | 261 | 0 | 0.364 | 1 | 1 | cs | TRUE
86 | LV_113-5_0_4_line_86 |  | 80 | 83 | 0.026726 | 0.125 | 0.08 | 261 | 0 | 0.364 | 1 | 1 | cs | TRUE
87 | LV_113-5_0_4_line_87 |  | 81 | 86 | 0.011406 | 0.125 | 0.08 | 261 | 0 | 0.364 | 1 | 1 | cs | TRUE
88 | LV_113-5_0_4_line_88 |  | 82 | 89 | 0.020904 | 0.125 | 0.08 | 261 | 0 | 0.364 | 1 | 1 | cs | TRUE
89 | LV_113-5_0_4_line_89 |  | 83 | 98 | 0.0043832 | 0.125 | 0.08 | 261 | 0 | 0.364 | 1 | 1 | cs | TRUE
90 | LV_113-5_0_4_line_90 |  | 84 | 85 | 0.0037923 | 0.125 | 0.08 | 261 | 0 | 0.364 | 1 | 1 | cs | TRUE
91 | LV_113-5_0_4_line_91 |  | 85 | 107 | 0.015434 | 0.125 | 0.08 | 261 | 0 | 0.364 | 1 | 1 | cs | TRUE
92 | LV_113-5_0_4_line_92 |  | 86 | 106 | 0.016981 | 0.125 | 0.08 | 261 | 0 | 0.364 | 1 | 1 | cs | TRUE
93 | LV_113-5_0_4_line_93 |  | 87 | 88 | 0.00039632 | 0.125 | 0.08 | 261 | 0 | 0.364 | 1 | 1 | cs | TRUE
94 | LV_113-5_0_4_line_94 |  | 87 | 89 | 0.0040405 | 0.125 | 0.08 | 261 | 0 | 0.364 | 1 | 1 | cs | TRUE
95 | LV_113-5_0_4_line_95 |  | 88 | 90 | 0.017906 | 0.125 | 0.08 | 261 | 0 | 0.364 | 1 | 3 | cs | TRUE
96 | LV_113-5_0_4_line_96 |  | 90 | 91 | 0.0054349 | 0.125 | 0.08 | 261 | 0 | 0.364 | 1 | 3 | cs | TRUE
97 | LV_113-5_0_4_line_97 |  | 91 | 92 | 0.00025601 | 0.125 | 0.08 | 261 | 0 | 0.364 | 1 | 3 | cs | TRUE
98 | LV_113-5_0_4_line_98 |  | 92 | 120 | 0.016973 | 0.125 | 0.08 | 261 | 0 | 0.364 | 1 | 3 | cs | TRUE
99 | LV_113-5_0_4_line_99 |  | 93 | 94 | 0.010336 | 0.125 | 0.08 | 261 | 0 | 0.364 | 1 | 1 | cs | TRUE
100 | LV_113-5_0_4_line_100 |  | 94 | 95 | 0.0088679 | 0.125 | 0.08 | 261 | 0 | 0.364 | 1 | 1 | cs | TRUE
101 | LV_113-5_0_4_line_101 |  | 95 | 96 | 0.0053493 | 0.125 | 0.08 | 261 | 0 | 0.364 | 1 | 1 | cs | TRUE
102 | LV_113-5_0_4_line_102 |  | 96 | 97 | 0.017496 | 0.125 | 0.08 | 261 | 0 | 0.364 | 1 | 3 | cs | TRUE
103 | LV_113-5_0_4_line_103 |  | 97 | 230 | 0.018491 | 0.125 | 0.08 | 261 | 0 | 0.364 | 1 | 3 | cs | TRUE
104 | LV_113-5_0_4_line_104 |  | 98 | 99 | 0.0018919 | 0.125 | 0.08 | 261 | 0 | 0.364 | 1 | 1 | cs | TRUE
105 | LV_113-5_0_4_line_105 |  | 100 | 102 | 0.0048162 | 0.125 | 0.08 | 261 | 0 | 0.364 | 1 | 1 | cs | TRUE
106 | LV_113-5_0_4_line_106 |  | 101 | 103 | 0.031995 | 0.125 | 0.08 | 261 | 0 | 0.364 | 1 | 1 | cs | TRUE
107 | LV_113-5_0_4_line_107 |  | 102 | 104 | 0.017664 | 0.125 | 0.08 | 261 | 0 | 0.364 | 1 | 1 | cs | TRUE
108 | LV_113-5_0_4_line_108 |  | 103 | 105 | 0.022948 | 0.125 | 0.08 | 261 | 0 | 0.364 | 1 | 1 | cs | TRUE
109 | LV_113-5_0_4_line_109 |  | 104 | 108 | 0.0083437 | 0.125 | 0.08 | 261 | 0 | 0.364 | 1 | 1 | cs | TRUE
110 | LV_113-5_0_4_line_110 |  | 105 | 109 | 0.0052628 | 0.125 | 0.08 | 261 | 0 | 0.364 | 1 | 1 | cs | TRUE
111 | LV_113-5_0_4_line_111 |  | 107 | 125 | 0.0032655 | 0.125 | 0.08 | 261 | 0 | 0.364 | 1 | 1 | cs | TRUE
112 | LV_113-5_0_4_line_112 |  | 109 | 110 | 0.013183 | 0.125 | 0.08 | 261 | 0 | 0.364 | 1 | 1 | cs | TRUE
113 | LV_113-5_0_4_line_113 |  | 111 | 112 | 0.019785 | 0.125 | 0.08 | 261 | 0 | 0.364 | 1 | 1 | cs | TRUE
114 | LV_113-5_0_4_line_114 |  | 112 | 113 | 0.023472 | 0.125 | 0.08 | 261 | 0 | 0.364 | 1 | 1 | cs | TRUE
115 | LV_113-5_0_4_line_115 |  | 113 | 114 | 0.015564 | 0.125 | 0.08 | 261 | 0 | 0.364 | 1 | 1 | cs | TRUE
116 | LV_113-5_0_4_line_116 |  | 114 | 115 | 0.01844 | 0.125 | 0.08 | 261 | 0 | 0.364 | 1 | 1 | cs | TRUE
117 | LV_113-5_0_4_line_117 |  | 115 | 116 | 0.0059126 | 0.125 | 0.08 | 261 | 0 | 0.364 | 1 | 1 | cs | TRUE
118 | LV_113-5_0_4_line_118 |  | 116 | 117 | 0.012092 | 0.125 | 0.08 | 261 | 0 | 0.364 | 1 | 1 | cs | TRUE
119 | LV_113-5_0_4_line_119 |  | 117 | 118 | 0.072467 | 0.125 | 0.08 | 261 | 0 | 0.364 | 1 | 1 | cs | TRUE
120 | LV_113-5_0_4_line_120 |  | 118 | 119 | 0.0069896 | 0.125 | 0.08 | 261 | 0 | 0.364 | 1 | 1 | cs | TRUE
121 | LV_113-5_0_4_line_121 |  | 119 | 266 | 3.8858e-05 | 0.125 | 0.08 | 261 | 0 | 0.364 | 1 | 1 | cs | TRUE
122 | LV_113-5_0_4_line_122 |  | 120 | 121 | 0.013271 | 0.125 | 0.08 | 261 | 0 | 0.364 | 1 | 3 | cs | TRUE
123 | LV_113-5_0_4_line_123 |  | 121 | 122 | 0.0067339 | 0.125 | 0.08 | 261 | 0 | 0.364 | 1 | 3 | cs | TRUE
124 | LV_113-5_0_4_line_124 |  | 122 | 123 | 0.016081 | 0.125 | 0.08 | 261 | 0 | 0.364 | 1 | 3 | cs | TRUE
125 | LV_113-5_0_4_line_125 |  | 123 | 124 | 0.015459 | 0.125 | 0.08 | 261 | 0 | 0.364 | 1 | 3 | cs | TRUE
126 | LV_113-5_0_4_line_126 |  | 124 | 136 | 0.018493 | 0.125 | 0.08 | 261 | 0 | 0.364 | 1 | 3 | cs | TRUE
127 | LV_113-5_0_4_line_127 |  | 125 | 126 | 0.0089197 | 0.125 | 0.08 | 261 | 0 | 0.364 | 1 | 1 | cs | TRUE
128 | LV_113-5_0_4_line_128 |  | 126 | 127 | 0.0066467 | 0.125 | 0.08 | 261 | 0 | 0.364 | 1 | 1 | cs | TRUE
129 | LV_113-5_0_4_line_129 |  | 127 | 128 | 0.0084627 | 0.125 | 0.08 | 261 | 0 | 0.364 | 1 | 1 | cs | TRUE
130 | LV_113-5_0_4_line_130 |  | 128 | 129 | 0.0039624 | 0.125 | 0.08 | 261 | 0 | 0.364 | 1 | 1 | cs | TRUE
131 | LV_113-5_0_4_line_131 |  | 129 | 130 | 0.0023611 | 0.125 | 0.08 | 261 | 0 | 0.364 | 1 | 1 | cs | TRUE
132 | LV_113-5_0_4_line_132 |  | 130 | 131 | 0.0031143 | 0.125 | 0.08 | 261 | 0 | 0.364 | 1 | 1 | cs | TRUE
133 | LV_113-5_0_4_line_133 |  | 131 | 132 | 0.0069897 | 0.125 | 0.08 | 261 | 0 | 0.364 | 1 | 1 | cs | TRUE
134 | LV_113-5_0_4_line_134 |  | 132 | 133 | 0.0031015 | 0.125 | 0.08 | 261 | 0 | 0.364 | 1 | 1 | cs | TRUE
135 | LV_113-5_0_4_line_135 |  | 133 | 134 | 0.0025997 | 0.125 | 0.08 | 261 | 0 | 0.364 | 1 | 1 | cs | TRUE
136 | LV_113-5_0_4_line_136 |  | 134 | 135 | 0.00045334 | 0.125 | 0.08 | 261 | 0 | 0.364 | 1 | 1 | cs | TRUE
137 | LV_113-5_0_4_line_137 |  | 135 | 138 | 0.010239 | 0.125 | 0.08 | 261 | 0 | 0.364 | 1 | 1 | cs | TRUE
138 | LV_113-5_0_4_line_138 |  | 136 | 137 | 8.9795e-05 | 0.125 | 0.08 | 261 | 0 | 0.364 | 1 | 3 | cs | TRUE
139 | LV_113-5_0_4_line_139 |  | 137 | 151 | 0.015999 | 0.125 | 0.08 | 261 | 0 | 0.364 | 1 | 3 | cs | TRUE
140 | LV_113-5_0_4_line_140 |  | 138 | 139 | 0.0021854 | 0.125 | 0.08 | 261 | 0 | 0.364 | 1 | 1 | cs | TRUE
141 | LV_113-5_0_4_line_141 |  | 139 | 140 | 0.0022528 | 0.125 | 0.08 | 261 | 0 | 0.364 | 1 | 1 | cs | TRUE
142 | LV_113-5_0_4_line_142 |  | 140 | 146 | 0.012373 | 0.125 | 0.08 | 261 | 0 | 0.364 | 1 | 1 | cs | TRUE
143 | LV_113-5_0_4_line_143 |  | 141 | 142 | 0.010496 | 0.125 | 0.08 | 261 | 0 | 0.364 | 1 | 1 | cs | TRUE
144 | LV_113-5_0_4_line_144 |  | 142 | 143 | 0.0030295 | 0.125 | 0.08 | 261 | 0 | 0.364 | 1 | 1 | cs | TRUE
145 | LV_113-5_0_4_line_145 |  | 143 | 144 | 0.0056651 | 0.125 | 0.08 | 261 | 0 | 0.364 | 1 | 1 | cs | TRUE
146 | LV_113-5_0_4_line_146 |  | 144 | 145 | 0.021137 | 0.125 | 0.08 | 261 | 0 | 0.364 | 1 | 1 | cs | TRUE
147 | LV_113-5_0_4_line_147 |  | 145 | 149 | 0.021903 | 0.125 | 0.08 | 261 | 0 | 0.364 | 1 | 1 | cs | TRUE
148 | LV_113-5_0_4_line_148 |  | 146 | 147 | 0.01627 | 0.125 | 0.08 | 261 | 0 | 0.364 | 1 | 1 | cs | TRUE
149 | LV_113-5_0_4_line_149 |  | 147 | 148 | 0.0045214 | 0.125 | 0.08 | 261 | 0 | 0.364 | 1 | 1 | cs | TRUE
150 | LV_113-5_0_4_line_150 |  | 148 | 149 | 0.017324 | 0.125 | 0.08 | 261 | 0 | 0.364 | 1 | 1 | cs | TRUE
151 | LV_113-5_0_4_line_151 |  | 149 | 150 | 0.04632 | 0.125 | 0.08 | 261 | 0 | 0.364 | 1 | 1 | cs | TRUE
152 | LV_113-5_0_4_line_152 |  | 150 | 168 | 0.024682 | 0.125 | 0.08 | 261 | 0 | 0.364 | 1 | 1 | cs | TRUE
153 | LV_113-5_0_4_line_153 |  | 151 | 152 | 0.0052493 | 0.125 | 0.08 | 261 | 0 | 0.364 | 1 | 3 | cs | TRUE
154 | LV_113-5_0_4_line_154 |  | 152 | 153 | 0.019504 | 0.125 | 0.08 | 261 | 0 | 0.364 | 1 | 3 | cs | TRUE
155 | LV_113-5_0_4_line_155 |  | 153 | 154 | 0.017276 | 0.125 | 0.08 | 261 | 0 | 0.364 | 1 | 3 | cs | TRUE
156 | LV_113-5_0_4_line_156 |  | 153 | 155 | 0.019626 | 0.125 | 0.08 | 261 | 0 | 0.364 | 1 | 3 | cs | TRUE
157 | LV_113-5_0_4_line_157 |  | 154 | 161 | 0.01784 | 0.125 | 0.08 | 261 | 0 | 0.364 | 1 | 3 | cs | TRUE
158 | LV_113-5_0_4_line_158 |  | 154 | 162 | 0.043506 | 0.125 | 0.08 | 261 | 0 | 0.364 | 1 | 3 | cs | TRUE
159 | LV_113-5_0_4_line_159 |  | 155 | 163 | 0.027473 | 0.125 | 0.08 | 261 | 0 | 0.364 | 1 | 3 | cs | TRUE
160 | LV_113-5_0_4_line_160 |  | 156 | 157 | 0.0048062 | 0.125 | 0.08 | 261 | 0 | 0.364 | 1 | 1 | cs | TRUE
161 | LV_113-5_0_4_line_161 |  | 157 | 164 | 0.013427 | 0.125 | 0.08 | 261 | 0 | 0.364 | 1 | 1 | cs | TRUE
162 | LV_113-5_0_4_line_162 |  | 158 | 159 | 0.016305 | 0.125 | 0.08 | 261 | 0 | 0.364 | 1 | 3 | cs | TRUE
163 | LV_113-5_0_4_line_163 |  | 158 | 160 | 0.0050842 | 0.125 | 0.08 | 261 | 0 | 0.364 | 1 | 3 | cs | TRUE
164 | LV_113-5_0_4_line_164 |  | 159 | 189 | 0.0030793 | 0.125 | 0.08 | 261 | 0 | 0.364 | 1 | 3 | cs | TRUE
165 | LV_113-5_0_4_line_165 |  | 160 | 186 | 0.0035894 | 0.125 | 0.08 | 261 | 0 | 0.364 | 1 | 3 | cs | TRUE
166 | LV_113-5_0_4_line_166 |  | 161 | 218 | 0.011943 | 0.125 | 0.08 | 261 | 0 | 0.364 | 1 | 1 | cs | TRUE
167 | LV_113-5_0_4_line_167 |  | 161 | 216 | 0.0041482 | 0.125 | 0.08 | 261 | 0 | 0.364 | 1 | 3 | cs | TRUE
168 | LV_113-5_0_4_line_168 |  | 162 | 223 | 0.040249 | 0.125 | 0.08 | 261 | 0 | 0.364 | 1 | 3 | cs | TRUE
169 | LV_113-5_0_4_line_169 |  | 163 | 164 | 0.0048461 | 0.125 | 0.08 | 261 | 0 | 0.364 | 1 | 3 | cs | TRUE
170 | LV_113-5_0_4_line_170 |  | 164 | 230 | 0.0049382 | 0.125 | 0.08 | 261 | 0 | 0.364 | 1 | 3 | cs | TRUE
171 | LV_113-5_0_4_line_171 |  | 165 | 166 | 0.007155 | 0.125 | 0.08 | 261 | 0 | 0.364 | 1 | 1 | cs | TRUE
172 | LV_113-5_0_4_line_172 |  | 165 | 167 | 0.026181 | 0.125 | 0.08 | 261 | 0 | 0.364 | 1 | 1 | cs | TRUE
173 | LV_113-5_0_4_line_173 |  | 166 | 168 | 0.012356 | 0.125 | 0.08 | 261 | 0 | 0.364 | 1 | 1 | cs | TRUE
174 | LV_113-5_0_4_line_174 |  | 167 | 169 | 0.012563 | 0.125 | 0.08 | 261 | 0 | 0.364 | 1 | 3 | cs | TRUE
175 | LV_113-5_0_4_line_175 |  | 167 | 170 | 0.018245 | 0.125 | 0.08 | 261 | 0 | 0.364 | 1 | 3 | cs | TRUE
176 | LV_113-5_0_4_line_176 |  | 168 | 171 | 0.025925 | 0.125 | 0.08 | 261 | 0 | 0.364 | 1 | 1 | cs | TRUE
177 | LV_113-5_0_4_line_177 |  | 169 | 172 | 0.006295 | 0.125 | 0.08 | 261 | 0 | 0.364 | 1 | 3 | cs | TRUE
178 | LV_113-5_0_4_line_178 |  | 169 | 173 | 0.012204 | 0.125 | 0.08 | 261 | 0 | 0.364 | 1 | 1 | cs | TRUE
179 | LV_113-5_0_4_line_179 |  | 170 | 174 | 0.004624 | 0.125 | 0.08 | 261 | 0 | 0.364 | 1 | 3 | cs | TRUE
180 | LV_113-5_0_4_line_180 |  | 171 | 175 | 0.01469 | 0.125 | 0.08 | 261 | 0 | 0.364 | 1 | 1 | cs | TRUE
181 | LV_113-5_0_4_line_181 |  | 172 | 176 | 0.019295 | 0.125 | 0.08 | 261 | 0 | 0.364 | 1 | 1 | cs | TRUE
182 | LV_113-5_0_4_line_182 |  | 172 | 177 | 0.02942 | 0.125 | 0.08 | 261 | 0 | 0.364 | 1 | 3 | cs | TRUE
183 | LV_113-5_0_4_line_183 |  | 173 | 178 | 0.023533 | 0.125 | 0.08 | 261 | 0 | 0.364 | 1 | 1 | cs | TRUE
184 | LV_113-5_0_4_line_184 |  | 174 | 179 | 0.011234 | 0.125 | 0.08 | 261 | 0 | 0.364 | 1 | 3 | cs | TRUE
185 | LV_113-5_0_4_line_185 |  | 174 | 180 | 0.012123 | 0.125 | 0.08 | 261 | 0 | 0.364 | 1 | 1 | cs | TRUE
186 | LV_113-5_0_4_line_186 |  | 175 | 185 | 0.0045479 | 0.125 | 0.08 | 261 | 0 | 0.364 | 1 | 1 | cs | TRUE
187 | LV_113-5_0_4_line_187 |  | 177 | 198 | 0.0020968 | 0.125 | 0.08 | 261 | 0 | 0.364 | 1 | 3 | cs | TRUE
188 | LV_113-5_0_4_line_188 |  | 178 | 204 | 0.0072725 | 0.125 | 0.08 | 261 | 0 | 0.364 | 1 | 1 | cs | TRUE
189 | LV_113-5_0_4_line_189 |  | 179 | 188 | 0.011119 | 0.125 | 0.08 | 261 | 0 | 0.364 | 1 | 3 | cs | TRUE
190 | LV_113-5_0_4_line_190 |  | 180 | 190 | 0.011844 | 0.125 | 0.08 | 261 | 0 | 0.364 | 1 | 1 | cs | TRUE
191 | LV_113-5_0_4_line_191 |  | 181 | 182 | 0.1205 | 0.125 | 0.08 | 261 | 0 | 0.364 | 1 | 1 | cs | TRUE
192 | LV_113-5_0_4_line_192 |  | 181 | 183 | 0.016081 | 0.125 | 0.08 | 261 | 0 | 0.364 | 1 | 1 | cs | TRUE
193 | LV_113-5_0_4_line_193 |  | 183 | 184 | 0.048954 | 0.125 | 0.08 | 261 | 0 | 0.364 | 1 | 1 | cs | TRUE
194 | LV_113-5_0_4_line_194 |  | 184 | 192 | 0.021961 | 0.125 | 0.08 | 261 | 0 | 0.364 | 1 | 1 | cs | TRUE
195 | LV_113-5_0_4_line_195 |  | 184 | 193 | 0.10758 | 0.125 | 0.08 | 261 | 0 | 0.364 | 1 | 1 | cs | TRUE
196 | LV_113-5_0_4_line_196 |  | 184 | 194 | 0.060702 | 0.125 | 0.08 | 261 | 0 | 0.364 | 1 | 3 | cs | TRUE
197 | LV_113-5_0_4_line_197 |  | 186 | 187 | 8.2122e-05 | 0.125 | 0.08 | 261 | 0 | 0.364 | 1 | 3 | cs | TRUE
198 | LV_113-5_0_4_line_198 |  | 187 | 188 | 0.00319 | 0.125 | 0.08 | 261 | 0 | 0.364 | 1 | 3 | cs | TRUE
199 | LV_113-5_0_4_line_199 |  | 189 | 216 | 0.017087 | 0.125 | 0.08 | 261 | 0 | 0.364 | 1 | 3 | cs | TRUE
200 | LV_113-5_0_4_line_200 |  | 189 | 213 | 0.009388 | 0.125 | 0.08 | 261 | 0 | 0.364 | 1 | 1 | cs | TRUE
201 | LV_113-5_0_4_line_201 |  | 190 | 191 | 0.001827 | 0.125 | 0.08 | 261 | 0 | 0.364 | 1 | 1 | cs | TRUE
202 | LV_113-5_0_4_line_202 |  | 191 | 205 | 0.0079036 | 0.125 | 0.08 | 261 | 0 | 0.364 | 1 | 1 | cs | TRUE
203 | LV_113-5_0_4_line_203 |  | 192 | 195 | 0.02541 | 0.125 | 0.08 | 261 | 0 | 0.364 | 1 | 1 | cs | TRUE
204 | LV_113-5_0_4_line_204 |  | 193 | 196 | 0.028747 | 0.125 | 0.08 | 261 | 0 | 0.364 | 1 | 1 | cs | TRUE
205 | LV_113-5_0_4_line_205 |  | 193 | 197 | 0.045995 | 0.125 | 0.08 | 261 | 0 | 0.364 | 1 | 1 | cs | TRUE
206 | LV_113-5_0_4_line_206 |  | 194 | 198 | 0.013624 | 0.125 | 0.08 | 261 | 0 | 0.364 | 1 | 3 | cs | TRUE
207 | LV_113-5_0_4_line_207 |  | 195 | 199 | 0.015705 | 0.125 | 0.08 | 261 | 0 | 0.364 | 1 | 1 | cs | TRUE
208 | LV_113-5_0_4_line_208 |  | 196 | 202 | 0.13078 | 0.125 | 0.08 | 261 | 0 | 0.364 | 1 | 1 | cs | TRUE
209 | LV_113-5_0_4_line_209 |  | 197 | 203 | 0.60436 | 0.125 | 0.08 | 261 | 0 | 0.364 | 1 | 1 | cs | TRUE
210 | LV_113-5_0_4_line_210 |  | 199 | 201 | 0.023963 | 0.125 | 0.08 | 261 | 0 | 0.364 | 1 | 1 | cs | TRUE
211 | LV_113-5_0_4_line_211 |  | 200 | 201 | 0.02462 | 0.125 | 0.08 | 261 | 0 | 0.364 | 1 | 1 | cs | TRUE
212 | LV_113-5_0_4_line_212 |  | 202 | 238 | 0.070358 | 0.125 | 0.08 | 261 | 0 | 0.364 | 1 | 1 | cs | TRUE
213 | LV_113-5_0_4_line_213 |  | 205 | 206 | 0.00088834 | 0.125 | 0.08 | 261 | 0 | 0.364 | 1 | 1 | cs | TRUE
214 | LV_113-5_0_4_line_214 |  | 206 | 207 | 0.0027077 | 0.125 | 0.08 | 261 | 0 | 0.364 | 1 | 1 | cs | TRUE
215 | LV_113-5_0_4_line_215 |  | 207 | 208 | 0.011364 | 0.125 | 0.08 | 261 | 0 | 0.364 | 1 | 1 | cs | TRUE
216 | LV_113-5_0_4_line_216 |  | 208 | 209 | 0.0018509 | 0.125 | 0.08 | 261 | 0 | 0.364 | 1 | 1 | cs | TRUE
217 | LV_113-5_0_4_line_217 |  | 209 | 210 | 0.0025227 | 0.125 | 0.08 | 261 | 0 | 0.364 | 1 | 1 | cs | TRUE
218 | LV_113-5_0_4_line_218 |  | 210 | 211 | 5.0492e-05 | 0.125 | 0.08 | 261 | 0 | 0.364 | 1 | 1 | cs | TRUE
219 | LV_113-5_0_4_line_219 |  | 212 | 213 | 0.0042352 | 0.125 | 0.08 | 261 | 0 | 0.364 | 1 | 1 | cs | TRUE
220 | LV_113-5_0_4_line_220 |  | 212 | 214 | 0.0036207 | 0.125 | 0.08 | 261 | 0 | 0.364 | 1 | 1 | cs | TRUE
221 | LV_113-5_0_4_line_221 |  | 213 | 215 | 0.017057 | 0.125 | 0.08 | 261 | 0 | 0.364 | 1 | 1 | cs | TRUE
222 | LV_113-5_0_4_line_222 |  | 215 | 217 | 0.0015472 | 0.125 | 0.08 | 261 | 0 | 0.364 | 1 | 1 | cs | TRUE
223 | LV_113-5_0_4_line_223 |  | 218 | 222 | 0.0074925 | 0.125 | 0.08 | 261 | 0 | 0.364 | 1 | 1 | cs | TRUE
224 | LV_113-5_0_4_line_224 |  | 219 | 220 | 0.0048443 | 0.125 | 0.08 | 261 | 0 | 0.364 | 1 | 1 | cs | TRUE
225 | LV_113-5_0_4_line_225 |  | 219 | 221 | 0.0082541 | 0.125 | 0.08 | 261 | 0 | 0.364 | 1 | 1 | cs | TRUE
226 | LV_113-5_0_4_line_226 |  | 221 | 222 | 0.00070158 | 0.125 | 0.08 | 261 | 0 | 0.364 | 1 | 1 | cs | TRUE
227 | LV_113-5_0_4_line_227 |  | 223 | 224 | 0.077404 | 0.125 | 0.08 | 261 | 0 | 0.364 | 1 | 2 | cs | TRUE
228 | LV_113-5_0_4_line_228 |  | 223 | 225 | 0.044299 | 0.125 | 0.08 | 261 | 0 | 0.364 | 1 | 1 | cs | TRUE
229 | LV_113-5_0_4_line_229 |  | 224 | 226 | 0.05651 | 0.125 | 0.08 | 261 | 0 | 0.364 | 1 | 2 | cs | TRUE
230 | LV_113-5_0_4_line_230 |  | 225 | 227 | 0.013173 | 0.125 | 0.08 | 261 | 0 | 0.364 | 1 | 1 | cs | TRUE
231 | LV_113-5_0_4_line_231 |  | 226 | 228 | 0.015052 | 0.125 | 0.08 | 261 | 0 | 0.364 | 1 | 1 | cs | TRUE
232 | LV_113-5_0_4_line_232 |  | 227 | 229 | 0.0018843 | 0.125 | 0.08 | 261 | 0 | 0.364 | 1 | 1 | cs | TRUE
233 | LV_113-5_0_4_line_233 |  | 228 | 267 | 0.002352 | 0.125 | 0.08 | 261 | 0 | 0.364 | 1 | 1 | cs | TRUE
234 | LV_113-5_0_4_line_234 |  | 231 | 232 | 0.028437 | 0.125 | 0.08 | 261 | 0 | 0.364 | 1 | 1 | cs | TRUE
235 | LV_113-5_0_4_line_235 |  | 233 | 234 | 0.029574 | 0.125 | 0.08 | 261 | 0 | 0.364 | 1 | 1 | cs | TRUE
236 | LV_113-5_0_4_line_236 |  | 233 | 235 | 0.042811 | 0.125 | 0.08 | 261 | 0 | 0.364 | 1 | 1 | cs | TRUE
237 | LV_113-5_0_4_line_237 |  | 234 | 236 | 0.042164 | 0.125 | 0.08 | 261 | 0 | 0.364 | 1 | 1 | cs | TRUE
238 | LV_113-5_0_4_line_238 |  | 235 | 237 | 0.020979 | 0.125 | 0.08 | 261 | 0 | 0.364 | 1 | 1 | cs | TRUE
239 | LV_113-5_0_4_line_239 |  | 236 | 268 | 0.039877 | 0.125 | 0.08 | 261 | 0 | 0.364 | 1 | 1 | cs | TRUE
240 | LV_113-5_0_4_line_240 |  | 237 | 267 | 0.032771 | 0.125 | 0.08 | 261 | 0 | 0.364 | 1 | 1 | cs | TRUE
241 | LV_113-5_0_4_line_241 |  | 238 | 239 | 0.013869 | 0.125 | 0.08 | 261 | 0 | 0.364 | 1 | 1 | cs | TRUE
242 | LV_113-5_0_4_line_242 |  | 239 | 240 | 0.17417 | 0.125 | 0.08 | 261 | 0 | 0.364 | 1 | 1 | cs | TRUE
243 | LV_113-5_0_4_line_243 |  | 240 | 241 | 0.036585 | 0.125 | 0.08 | 261 | 0 | 0.364 | 1 | 1 | cs | TRUE
244 | LV_113-5_0_4_line_244 |  | 242 | 243 | 0.14241 | 0.125 | 0.08 | 261 | 0 | 0.364 | 1 | 1 | cs | TRUE
245 | LV_113-5_0_4_line_245 |  | 243 | 244 | 0.053043 | 0.125 | 0.08 | 261 | 0 | 0.364 | 1 | 1 | cs | TRUE
246 | LV_113-5_0_4_line_246 |  | 243 | 245 | 0.14009 | 0.125 | 0.08 | 261 | 0 | 0.364 | 1 | 1 | cs | TRUE
247 | LV_113-5_0_4_line_247 |  | 244 | 246 | 0.0083043 | 0.125 | 0.08 | 261 | 0 | 0.364 | 1 | 1 | cs | TRUE
248 | LV_113-5_0_4_line_248 |  | 245 | 247 | 0.078561 | 0.125 | 0.08 | 261 | 0 | 0.364 | 1 | 1 | cs | TRUE
249 | LV_113-5_0_4_line_249 |  | 246 | 248 | 0.11754 | 0.125 | 0.08 | 261 | 0 | 0.364 | 1 | 1 | cs | TRUE
250 | LV_113-5_0_4_line_250 |  | 247 | 263 | 1.4111e-05 | 0.125 | 0.08 | 261 | 0 | 0.364 | 1 | 1 | cs | TRUE
251 | LV_113-5_0_4_line_251 |  | 247 | 264 | 0.16033 | 0.125 | 0.08 | 261 | 0 | 0.364 | 1 | 1 | cs | TRUE
252 | LV_113-5_0_4_line_252 |  | 248 | 253 | 0.0218 | 0.125 | 0.08 | 261 | 0 | 0.364 | 1 | 1 | cs | TRUE
253 | LV_113-5_0_4_line_253 |  | 249 | 250 | 0.013997 | 0.125 | 0.08 | 261 | 0 | 0.364 | 1 | 1 | cs | TRUE
254 | LV_113-5_0_4_line_254 |  | 250 | 251 | 0.049485 | 0.125 | 0.08 | 261 | 0 | 0.364 | 1 | 1 | cs | TRUE
255 | LV_113-5_0_4_line_255 |  | 250 | 252 | 0.015984 | 0.125 | 0.08 | 261 | 0 | 0.364 | 1 | 1 | cs | TRUE
256 | LV_113-5_0_4_line_256 |  | 251 | 264 | 0.02644 | 0.125 | 0.08 | 261 | 0 | 0.364 | 1 | 1 | cs | TRUE
257 | LV_113-5_0_4_line_257 |  | 253 | 254 | 0.032829 | 0.125 | 0.08 | 261 | 0 | 0.364 | 1 | 1 | cs | TRUE
258 | LV_113-5_0_4_line_258 |  | 254 | 255 | 0.041811 | 0.125 | 0.08 | 261 | 0 | 0.364 | 1 | 1 | cs | TRUE
259 | LV_113-5_0_4_line_259 |  | 254 | 256 | 0.034353 | 0.125 | 0.08 | 261 | 0 | 0.364 | 1 | 1 | cs | TRUE
260 | LV_113-5_0_4_line_260 |  | 255 | 271 | 0.043179 | 0.125 | 0.08 | 261 | 0 | 0.364 | 1 | 1 | cs | TRUE
261 | LV_113-5_0_4_line_261 |  | 256 | 268 | 0.050955 | 0.125 | 0.08 | 261 | 0 | 0.364 | 1 | 1 | cs | TRUE
262 | LV_113-5_0_4_line_262 |  | 257 | 258 | 0.018776 | 0.125 | 0.08 | 261 | 0 | 0.364 | 1 | 1 | cs | TRUE
263 | LV_113-5_0_4_line_263 |  | 257 | 259 | 0.012067 | 0.125 | 0.08 | 261 | 0 | 0.364 | 1 | 1 | cs | TRUE
264 | LV_113-5_0_4_line_264 |  | 259 | 260 | 0.0051243 | 0.125 | 0.08 | 261 | 0 | 0.364 | 1 | 1 | cs | TRUE
265 | LV_113-5_0_4_line_265 |  | 260 | 263 | 0.0071587 | 0.125 | 0.08 | 261 | 0 | 0.364 | 1 | 1 | cs | TRUE
266 | LV_113-5_0_4_line_266 |  | 261 | 262 | 0.13101 | 0.125 | 0.08 | 261 | 0 | 0.364 | 1 | 1 | cs | TRUE
267 | LV_113-5_0_4_line_267 |  | 262 | 265 | 0.027369 | 0.125 | 0.08 | 261 | 0 | 0.364 | 1 | 1 | cs | TRUE
268 | LV_113-5_0_4_line_268 |  | 262 | 264 | 0.15385 | 0.125 | 0.08 | 261 | 0 | 0.364 | 1 | 1 | cs | TRUE
269 | LV_113-5_0_4_line_269 |  | 268 | 269 | 0.015931 | 0.125 | 0.08 | 261 | 0 | 0.364 | 1 | 1 | cs | TRUE
270 | LV_113-5_0_4_line_270 |  | 269 | 270 | 0.022567 | 0.125 | 0.08 | 261 | 0 | 0.364 | 1 | 1 | cs | TRUE

## trafo
| name | std_type | hv_bus | lv_bus | sn_mva | vn_hv_kv | vn_lv_kv | vk_percent | vkr_percent | pfe_kw | i0_percent | shift_degree | tap_side | tap_neutral | tap_min | tap_max | tap_step_percent | tap_step_degree | tap_pos | tap_phase_shifter | parallel | df | in_service
0 | LV_113-5_0_4_trafo_211 | 0.63 MVA 20/0.4 kV | 272 | 96 | 0.63 | 20 | 0.4 | 6 | 1.206 | 1.65 | 0.2619 | 150 | hv | 0 | -2 | 2 | 2.5 | 0 | 0 | FALSE | 1 | 1 | TRUE

## line_geodata
| x0 | y0 | x1 | y1 | x2 | y2 | x3 | y3 | x4 | y4 | x5 | y5 | x6 | y6
0 | 2707032.5447 | 1237353.9773 | 2707040.9401 | 1237349.6287 | 2707046.5062 | 1237352.3423 | 2707050.155 | 1237358.5457
1 | 2707050.155 | 1237358.5457 | 2707052.079 | 1237361.8167 | 2707057.6992 | 1237361.5289 | 2707062.6837 | 1237357.5474
2 | 2707080.1345 | 1237343.6083 | 2707062.6837 | 1237357.5474
3 | 2707339.8945 | 1237276.656 | 2707191.6444 | 1237297.7285
4 | 2707339.8945 | 1237276.656 | 2707346.0444 | 1237278.046 | 2707352.6126 | 1237280.1663 | 2707364.7915 | 1237287.9591 | 2707385.7072 | 1237302.6486 | 2707391.59 | 1237307.2998
5 | 2707191.6444 | 1237297.7285 | 2707191.7976 | 1237315.6451
6 | 2707391.59 | 1237307.2998 | 2707398.1145 | 1237312.4583 | 2707404.6131 | 1237318.8363 | 2707411.8839 | 1237326.13
7 | 2707080.1345 | 1237343.6083 | 2707191.7976 | 1237315.6451
8 | 2708035.378 | 1237037.1656 | 2708032.5897 | 1237039.0939
9 | 2708051.4629 | 1237024.496 | 2708042.8169 | 1237032.0212 | 2708035.378 | 1237037.1656
10 | 2707984.5888 | 1237062.853 | 2708009.4325 | 1237052.5411 | 2708025.7868 | 1237043.7984 | 2708032.5897 | 1237039.0939
11 | 2707984.5888 | 1237062.853 | 2707986.504 | 1237079.8788 | 2707979.7746 | 1237097.0253
12 | 2707984.5888 | 1237062.853 | 2707963.3459 | 1237069.9221
13 | 2707730.9474 | 1237194.5051 | 2707778.8379 | 1237138.5305 | 2707779.6685 | 1237137.699
14 | 2707779.6685 | 1237137.699 | 2707911.9833 | 1237086.2665
15 | 2707730.9474 | 1237194.5051 | 2707738.2321 | 1237200.92 | 2707739.7757 | 1237206.3522 | 2707739.5688 | 1237212.3308 | 2707734.2035 | 1237228.168 | 2707720.3013 | 1237261.1548
16 | 2707911.9833 | 1237086.2665 | 2707796.8881 | 1236968.4485
17 | 2707911.9833 | 1237086.2665 | 2707913.1261 | 1237085.9816
18 | 2707929.3415 | 1237081.2379 | 2707963.3459 | 1237069.9221
19 | 2707915.5708 | 1236854.2705 | 2707902.7372 | 1236852.5026 | 2707887.3781 | 1236843.5278 | 2707862.8975 | 1236823.0007 | 2707852.0088 | 1236812.9285
20 | 2707915.5708 | 1236854.2705 | 2707903.6372 | 1236873.7688 | 2707898.9279 | 1236877.574
21 | 2707848.7871 | 1236809.9484 | 2707852.0088 | 1236812.9285
22 | 2707870.1139 | 1236893.1639 | 2707891.7395 | 1236883.3823 | 2707898.9279 | 1236877.574
23 | 2707929.3415 | 1237081.2379 | 2707920.9366 | 1237084.0348 | 2707913.1261 | 1237085.9816
24 | 2707870.1139 | 1236893.1639 | 2707860.4672 | 1236915.9285 | 2707860.4999 | 1236921.6224
25 | 2707870.1139 | 1236893.1639 | 2707859.5945 | 1236890.2372 | 2707842.0984 | 1236896.2905
26 | 2707819.0434 | 1236905.7229 | 2707824.4775 | 1236902.3869 | 2707842.0984 | 1236896.2905
27 | 2707782.726 | 1236949.4101 | 2707796.8881 | 1236968.4485
28 | 2707782.726 | 1236949.4101 | 2707800.9205 | 1236916.8484 | 2707819.0434 | 1236905.7229
29 | 2707720.3013 | 1237261.1548 | 2707711.2145 | 1237282.7156 | 2707706.9942 | 1237291.1514
30 | 2707700.7987 | 1237314.9851 | 2707702.5327 | 1237305.7538 | 2707703.4712 | 1237301.5787 | 2707704.395 | 1237297.7925 | 2707706.6994 | 1237291.7407 | 2707706.9942 | 1237291.1514
31 | 2707685.8895 | 1237392.2561 | 2707684.7417 | 1237398.7298
32 | 2707685.8895 | 1237392.2561 | 2707688.8798 | 1237375.3919
33 | 2707684.7417 | 1237398.7298 | 2707684.6539 | 1237399.2248
34 | 2707689.9604 | 1237369.2973 | 2707688.8798 | 1237375.3919
35 | 2707683.5937 | 1237405.2041 | 2707684.6539 | 1237399.2248
36 | 2707689.9604 | 1237369.2973 | 2707676.3952 | 1237365.7885
37 | 2707689.9604 | 1237369.2973 | 2707690.7288 | 1237365.644
38 | 2707680.232 | 1237426.769 | 2707682.5589 | 1237411.04 | 2707683.5937 | 1237405.2041
39 | 2707670.9456 | 1237364.3789 | 2707676.3952 | 1237365.7885
40 | 2707690.7288 | 1237365.644 | 2707694.9867 | 1237345.3989
41 | 2707680.232 | 1237426.769 | 2707679.1974 | 1237433.7619
42 | 2707670.9456 | 1237364.3789 | 2707663.1462 | 1237362.3614 | 2707655.1524 | 1237365.0075 | 2707641.7176 | 1237376.81
43 | 2707700.7987 | 1237314.9851 | 2707699.4101 | 1237324.3672 | 2707694.9867 | 1237345.3989
44 | 2707622.9918 | 1237393.7951 | 2707634.6279 | 1237383.0384 | 2707641.7176 | 1237376.81
45 | 2707700.7987 | 1237314.9851 | 2707692.1466 | 1237318.8757 | 2707684.4123 | 1237323.8929
46 | 2707700.7987 | 1237314.9851 | 2707708.8906 | 1237313.1971 | 2707714.4661 | 1237311.2078 | 2707721.8823 | 1237307.4504 | 2707731.2195 | 1237300.4255 | 2707732.1702 | 1237299.415
47 | 2707622.9918 | 1237393.7951 | 2707611.4134 | 1237404.4982
48 | 2707607.8829 | 1237407.7619 | 2707611.4134 | 1237404.4982
49 | 2707677.6217 | 1237444.413 | 2707679.1974 | 1237433.7619
50 | 2707677.6217 | 1237444.413 | 2707677.548 | 1237444.9112
51 | 2707608.5225 | 1237355.416 | 2707601.8671 | 1237357.8675
52 | 2707608.5225 | 1237355.416 | 2707625.5978 | 1237349.1264
53 | 2707576.9913 | 1237364.8381 | 2707597.3152 | 1237359.5442 | 2707601.8671 | 1237357.8675
54 | 2707625.5978 | 1237349.1264 | 2707626.6352 | 1237348.7443
55 | 2707576.9913 | 1237364.8381 | 2707575.6315 | 1237365.1923
56 | 2707635.841 | 1237345.3534 | 2707626.6352 | 1237348.7443
57 | 2707564.8261 | 1237368.0068 | 2707575.6315 | 1237365.1923
58 | 2707635.841 | 1237345.3534 | 2707655.7937 | 1237339.7293
59 | 2707635.841 | 1237345.3534 | 2707643.8344 | 1237306.0122
60 | 2707564.8261 | 1237368.0068 | 2707558.1275 | 1237373.1005 | 2707554.2948 | 1237377.5414
61 | 2707564.8261 | 1237368.0068 | 2707551.8562 | 1237341.3423
62 | 2707684.4123 | 1237323.8929 | 2707663.2315 | 1237337.6327 | 2707655.7937 | 1237339.7293
63 | 2707643.8344 | 1237306.0122 | 2707647.7234 | 1237307.3059 | 2707651.2738 | 1237306.4029 | 2707658.95 | 1237302.4946
64 | 2707732.1702 | 1237299.415 | 2707742.0683 | 1237288.8954
65 | 2707751.9942 | 1237279.1068 | 2707748.265 | 1237282.3095 | 2707742.0683 | 1237288.8954
66 | 2707751.9942 | 1237279.1068 | 2707758.0665 | 1237273.8919 | 2707768.6111 | 1237270.4749
67 | 2707535.4027 | 1237307.5161 | 2707524.2611 | 1237309.7452
68 | 2707535.4027 | 1237307.5161 | 2707535.5588 | 1237293.8542
69 | 2707535.4027 | 1237307.5161 | 2707568.082 | 1237303.7159
70 | 2707524.2611 | 1237309.7452 | 2707504.62 | 1237313.6747 | 2707494.7853 | 1237316.5464
71 | 2707535.5588 | 1237293.8542 | 2707535.6484 | 1237286.015 | 2707535.6484 | 1237286.015
72 | 2707568.082 | 1237303.7159 | 2707585.4541 | 1237301.6957
73 | 2707471.9302 | 1237323.1906 | 2707486.4756 | 1237318.9727 | 2707494.7853 | 1237316.5464
74 | 2707535.6484 | 1237286.015 | 2707533.7089 | 1237282.8151
75 | 2707471.9302 | 1237323.1906 | 2707452.8569 | 1237330.0619 | 2707445.1086 | 1237332.5237 | 2707439.744 | 1237334.0737
76 | 2707471.9302 | 1237323.1906 | 2707457.4187 | 1237308.6477
77 | 2707471.9302 | 1237323.1906 | 2707494.1758 | 1237347.4419
78 | 2707531.2323 | 1237278.7294 | 2707531.2323 | 1237278.7294 | 2707533.7089 | 1237282.8151
79 | 2707528.1797 | 1237402.1141 | 2707533.8768 | 1237409.2784 | 2707537.6641 | 1237412.0046 | 2707541.1172 | 1237414.391
80 | 2707528.1797 | 1237402.1141 | 2707524.5905 | 1237396.8117 | 2707515.2013 | 1237376.6484 | 2707514.0508 | 1237374.5112
81 | 2707517.1232 | 1237423.4527 | 2707520.4605 | 1237407.9901 | 2707528.1797 | 1237402.1141
82 | 2707541.1172 | 1237414.391 | 2707542.522 | 1237415.3618 | 2707549.6786 | 1237420.9068 | 2707554.1481 | 1237426.4921 | 2707554.7684 | 1237427.4616
83 | 2707513.7235 | 1237373.9032 | 2707514.0508 | 1237374.5112
84 | 2707517.1232 | 1237423.4527 | 2707502.3565 | 1237430.8889
85 | 2707554.7684 | 1237427.4616 | 2707554.9552 | 1237427.7536
86 | 2707498.1862 | 1237352.2641 | 2707510.1718 | 1237367.3056 | 2707513.7235 | 1237373.9032
87 | 2707502.3565 | 1237430.8889 | 2707499.1762 | 1237432.4905 | 2707492.5809 | 1237436.7381
88 | 2707554.9552 | 1237427.7536 | 2707558.0778 | 1237432.6346 | 2707562.0217 | 1237440.9125 | 2707564.3484 | 1237446.378
89 | 2707498.1862 | 1237352.2641 | 2707495.4547 | 1237348.8361
90 | 2707524.8737 | 1237468.9896 | 2707524.9688 | 1237471.999 | 2707524.9184 | 1237472.7788
91 | 2707524.9184 | 1237472.7788 | 2707523.922 | 1237488.1802
92 | 2707492.5809 | 1237436.7381 | 2707478.3045 | 1237445.9326
93 | 2707565.9304 | 1237450.096 | 2707566.0856 | 1237450.4607
94 | 2707564.3484 | 1237446.378 | 2707564.3879 | 1237446.4707 | 2707565.9304 | 1237450.096
95 | 2707573.096 | 1237466.9369 | 2707571.7259 | 1237463.717 | 2707566.0856 | 1237450.4607
96 | 2707573.096 | 1237466.9369 | 2707575.2238 | 1237471.9379
97 | 2707575.2238 | 1237471.9379 | 2707575.3241 | 1237472.1735
98 | 2707575.3241 | 1237472.1735 | 2707581.9695 | 1237487.7917
99 | 2707676.0354 | 1237455.136 | 2707677.548 | 1237444.9112
100 | 2707676.0354 | 1237455.136 | 2707674.7376 | 1237463.9085
101 | 2707673.9547 | 1237469.2002 | 2707674.7376 | 1237463.9085
102 | 2707671.3942 | 1237486.5079 | 2707673.9547 | 1237469.2002
103 | 2707671.3942 | 1237486.5079 | 2707668.6881 | 1237504.8002
104 | 2707494.1758 | 1237347.4419 | 2707495.4547 | 1237348.8361 | 2707495.4547 | 1237348.8361
105 | 2707435.0617 | 1237335.1914 | 2707438.3001 | 1237334.4909 | 2707439.744 | 1237334.0737
106 | 2707457.4187 | 1237308.6477 | 2707447.9971 | 1237299.2057 | 2707440.3924 | 1237291.2286 | 2707435.3493 | 1237285.4956
107 | 2707435.0617 | 1237335.1914 | 2707434.2204 | 1237335.3734 | 2707430.0481 | 1237335.5203 | 2707425.7316 | 1237334.8528 | 2707421.6187 | 1237333.3884 | 2707418.1469 | 1237331.6242 | 2707418.1469 | 1237331.6242
108 | 2707435.3493 | 1237285.4956 | 2707434.846 | 1237284.9234 | 2707428.5419 | 1237276.5807 | 2707424.0984 | 1237269.5505 | 2707422.4559 | 1237266.5597
109 | 2707411.8839 | 1237326.13 | 2707414.2308 | 1237328.4843 | 2707418.1469 | 1237331.6242
110 | 2707422.4559 | 1237266.5597 | 2707419.9225 | 1237261.9468 | 2707419.9225 | 1237261.9468
111 | 2707523.7112 | 1237491.4388 | 2707523.922 | 1237488.1802
112 | 2707419.9225 | 1237261.9468 | 2707413.257 | 1237250.5731 | 2707413.257 | 1237250.5731
113 | 2707531.2323 | 1237278.7294 | 2707528.0646 | 1237268.1194 | 2707528.521 | 1237259.4191
114 | 2707528.521 | 1237259.4191 | 2707528.6888 | 1237256.2215 | 2707532.9526 | 1237236.4055 | 2707532.9526 | 1237236.4055
115 | 2707532.9526 | 1237236.4055 | 2707538.9219 | 1237222.0315
116 | 2707538.9219 | 1237222.0315 | 2707541.4273 | 1237215.9987 | 2707542.3581 | 1237207.6424 | 2707541.3355 | 1237204.2957
117 | 2707539.6077 | 1237198.6412 | 2707539.6077 | 1237198.6412 | 2707541.3355 | 1237204.2957
118 | 2707537.783 | 1237186.6877 | 2707539.6077 | 1237198.6412
119 | 2707510.5146 | 1237121.099 | 2707518.5068 | 1237145.2957 | 2707534.8521 | 1237167.4865 | 2707537.783 | 1237186.6877
120 | 2707510.5146 | 1237121.099 | 2707509.4385 | 1237114.1927
121 | 2707509.4385 | 1237114.1927 | 2707509.4326 | 1237114.1543
122 | 2707581.9695 | 1237487.7917 | 2707587.1654 | 1237500.0032
123 | 2707587.1654 | 1237500.0032 | 2707589.8018 | 1237506.1995
124 | 2707589.8018 | 1237506.1995 | 2707593.2969 | 1237514.4137 | 2707597.4521 | 1237520.2378
125 | 2707597.4521 | 1237520.2378 | 2707601.326 | 1237525.6678 | 2707607.8003 | 1237531.6114
126 | 2707623.2972 | 1237541.5218 | 2707611.3596 | 1237534.879 | 2707607.8003 | 1237531.6114
127 | 2707523.7112 | 1237491.4388 | 2707523.1354 | 1237500.3399
128 | 2707522.7063 | 1237506.9727 | 2707523.1354 | 1237500.3399
129 | 2707521.7984 | 1237515.3782 | 2707522.4253 | 1237511.3168 | 2707522.7063 | 1237506.9727
130 | 2707521.7984 | 1237515.3782 | 2707521.194 | 1237519.2942
131 | 2707520.8339 | 1237521.6277 | 2707521.194 | 1237519.2942
132 | 2707520.3588 | 1237524.7055 | 2707520.8339 | 1237521.6277
133 | 2707519.2927 | 1237531.6133 | 2707520.3588 | 1237524.7055
134 | 2707519.2927 | 1237531.6133 | 2707518.8196 | 1237534.6785
135 | 2707518.423 | 1237537.2478 | 2707518.8196 | 1237534.6785
136 | 2707518.423 | 1237537.2478 | 2707518.3539 | 1237537.6958
137 | 2707516.7921 | 1237547.8147 | 2707518.3539 | 1237537.6958
138 | 2707623.2972 | 1237541.5218 | 2707623.3756 | 1237541.5654
139 | 2707623.3756 | 1237541.5654 | 2707626.4178 | 1237543.2583 | 2707637.7189 | 1237548.6418
140 | 2707516.7921 | 1237547.8147 | 2707516.4588 | 1237549.9745
141 | 2707516.4588 | 1237549.9745 | 2707516.1152 | 1237552.2009 | 2707516.1152 | 1237552.2009
142 | 2707512.7777 | 1237564.1152 | 2707516.1152 | 1237552.2009
143 | 2707469.8837 | 1237579.7951 | 2707466.6558 | 1237577.7034 | 2707461.7733 | 1237573.1896
144 | 2707469.8837 | 1237579.7951 | 2707472.4261 | 1237581.4426
145 | 2707472.4261 | 1237581.4426 | 2707477.1803 | 1237584.5233
146 | 2707496.5547 | 1237592.4918 | 2707483.2676 | 1237588.4679 | 2707477.1803 | 1237584.5233
147 | 2707517.5177 | 1237598.8403 | 2707496.5547 | 1237592.4918
148 | 2707508.3889 | 1237579.7825 | 2707508.3889 | 1237579.7825 | 2707512.7777 | 1237564.1152
149 | 2707508.3889 | 1237579.7825 | 2707509.4068 | 1237584.1878
150 | 2707517.5177 | 1237598.8403 | 2707511.2168 | 1237592.0209 | 2707509.4068 | 1237584.1878
151 | 2707517.5177 | 1237598.8403 | 2707559.3836 | 1237618.6601
152 | 2707582.5499 | 1237625.961 | 2707573.3982 | 1237625.2948 | 2707559.3836 | 1237618.6601
153 | 2707642.4579 | 1237550.8993 | 2707637.7189 | 1237548.6418
154 | 2707659.2652 | 1237560.8783 | 2707642.4579 | 1237550.8993
155 | 2707659.2652 | 1237560.8783 | 2707664.4865 | 1237562.5521 | 2707669.383 | 1237562.9411 | 2707675.8886 | 1237560.5572
156 | 2707659.2652 | 1237560.8783 | 2707662.2408 | 1237547.0215 | 2707663.0672 | 1237541.6315
157 | 2707675.8886 | 1237560.5572 | 2707680.4778 | 1237567.4569 | 2707685.9195 | 1237575.3283
158 | 2707675.8886 | 1237560.5572 | 2707712.9982 | 1237537.849
159 | 2707663.0672 | 1237541.6315 | 2707667.231 | 1237514.4754
160 | 2707653.5128 | 1237511.7552 | 2707654.7919 | 1237507.1222
161 | 2707667.9654 | 1237509.6852 | 2707662.1704 | 1237508.7684 | 2707654.7919 | 1237507.1222
162 | 2707650.628 | 1237591.9237 | 2707666.7672 | 1237589.6068
163 | 2707650.628 | 1237591.9237 | 2707648.4448 | 1237596.5153
164 | 2707669.8152 | 1237589.1693 | 2707666.7672 | 1237589.6068
165 | 2707646.9036 | 1237599.757 | 2707648.4448 | 1237596.5153
166 | 2707685.9195 | 1237575.3283 | 2707696.6361 | 1237571.4974 | 2707697.0143 | 1237571.9133
167 | 2707685.9195 | 1237575.3283 | 2707682.7736 | 1237578.0321
168 | 2707747.3295 | 1237516.841 | 2707712.9982 | 1237537.849
169 | 2707667.9654 | 1237509.6852 | 2707667.231 | 1237514.4754
170 | 2707667.9654 | 1237509.6852 | 2707668.6881 | 1237504.8002
171 | 2707593.6787 | 1237620.5926 | 2707600.123 | 1237617.4839
172 | 2707617.2368 | 1237637.2648 | 2707614.7578 | 1237633.7617 | 2707600.123 | 1237617.4839 | 2707600.123 | 1237617.4839
173 | 2707582.5499 | 1237625.961 | 2707593.6787 | 1237620.5926
174 | 2707607.8827 | 1237645.6797 | 2707617.2368 | 1237637.2648
175 | 2707617.2368 | 1237637.2648 | 2707629.1908 | 1237627.3627 | 2707630.9696 | 1237625.3015
176 | 2707582.5499 | 1237625.961 | 2707576.0868 | 1237636.441 | 2707565.1834 | 1237644.5909
177 | 2707607.8827 | 1237645.6797 | 2707603.0496 | 1237649.7286
178 | 2707607.8827 | 1237645.6797 | 2707615.4445 | 1237655.2586
179 | 2707633.9908 | 1237621.8009 | 2707630.9696 | 1237625.3015
180 | 2707565.1834 | 1237644.5909 | 2707553.4172 | 1237653.3858
181 | 2707603.0496 | 1237649.7286 | 2707615.0877 | 1237664.8074
182 | 2707603.0496 | 1237649.7286 | 2707596.852 | 1237654.331 | 2707580.3534 | 1237668.4276
183 | 2707633.8929 | 1237653.8223 | 2707624.2132 | 1237661.0764 | 2707621.5675 | 1237661.3398 | 2707619.2373 | 1237660.0632 | 2707615.4445 | 1237655.2586
184 | 2707633.9908 | 1237621.8009 | 2707640.3353 | 1237612.5299
185 | 2707633.9908 | 1237621.8009 | 2707642.3446 | 1237630.5862
186 | 2707549.7744 | 1237656.1087 | 2707553.4172 | 1237653.3858
187 | 2707578.7592 | 1237669.7897 | 2707580.3534 | 1237668.4276
188 | 2707639.7125 | 1237649.461 | 2707633.8929 | 1237653.8223
189 | 2707640.3353 | 1237612.5299 | 2707641.9582 | 1237610.1584 | 2707645.4986 | 1237602.7121
190 | 2707642.3446 | 1237630.5862 | 2707647.5794 | 1237636.0915 | 2707650.6847 | 1237636.7706 | 2707651.6373 | 1237636.2866
191 | 2707394.1347 | 1237596.8065 | 2707414.8947 | 1237612.5052 | 2707486.856 | 1237674.0325
192 | 2707486.856 | 1237674.0325 | 2707483.8156 | 1237681.0496 | 2707482.9599 | 1237689.4406
193 | 2707482.9599 | 1237689.4406 | 2707487.6599 | 1237693.5733 | 2707519.4704 | 1237712.8529 | 2707521.9772 | 1237717.7465
194 | 2707521.9772 | 1237717.7465 | 2707535.342 | 1237735.202
195 | 2707446.9406 | 1237792.2797 | 2707457.7141 | 1237770.6468 | 2707473.2914 | 1237756.1841 | 2707488.8581 | 1237741.4766 | 2707521.9772 | 1237717.7465
196 | 2707521.9772 | 1237717.7465 | 2707541.4278 | 1237701.6862 | 2707568.4008 | 1237678.64
197 | 2707646.9036 | 1237599.757 | 2707646.8684 | 1237599.8311
198 | 2707646.8684 | 1237599.8311 | 2707645.4986 | 1237602.7121
199 | 2707669.8152 | 1237589.1693 | 2707682.7736 | 1237578.0321
200 | 2707676.7681 | 1237595.5002 | 2707669.8152 | 1237589.1693
201 | 2707653.2661 | 1237635.459 | 2707651.6373 | 1237636.2866
202 | 2707653.2661 | 1237635.459 | 2707653.8543 | 1237635.1601 | 2707658.7546 | 1237629.8254
203 | 2707535.342 | 1237735.202 | 2707550.9311 | 1237738.0643 | 2707557.3377 | 1237745.161
204 | 2707446.9406 | 1237792.2797 | 2707453.7666 | 1237794.7496 | 2707466.8042 | 1237811.8303
205 | 2707446.9406 | 1237792.2797 | 2707443.1771 | 1237805.3885 | 2707440.5102 | 1237826.0563 | 2707440.8135 | 1237837.5696
206 | 2707578.7592 | 1237669.7897 | 2707568.4008 | 1237678.64
207 | 2707565.2353 | 1237758.3724 | 2707562.7183 | 1237751.1212 | 2707557.3377 | 1237745.161
208 | 2707466.8042 | 1237811.8303 | 2707475.7564 | 1237823.5587 | 2707492.1225 | 1237841.1574 | 2707521.5234 | 1237881.0427 | 2707539.3042 | 1237899.479 | 2707552.5955 | 1237909.8003
209 | 2707440.8135 | 1237837.5696 | 2706855.4329 | 1237987.8473
210 | 2707565.2353 | 1237758.3724 | 2707565.2793 | 1237762.2095 | 2707563.9036 | 1237770.0573 | 2707554.1692 | 1237777.3422
211 | 2707554.1692 | 1237777.3422 | 2707548.3238 | 1237776.7137 | 2707534.6031 | 1237763.9475
212 | 2707552.5955 | 1237909.8003 | 2707559.7717 | 1237915.373 | 2707583.0297 | 1237932.6076 | 2707606.7065 | 1237954.6141
213 | 2707659.3556 | 1237629.1712 | 2707658.7546 | 1237629.8254
214 | 2707659.3556 | 1237629.1712 | 2707661.1873 | 1237627.177
215 | 2707661.1873 | 1237627.177 | 2707668.8749 | 1237618.808
216 | 2707670.127 | 1237617.4449 | 2707668.8749 | 1237618.808
217 | 2707670.127 | 1237617.4449 | 2707671.8336 | 1237615.587
218 | 2707671.8678 | 1237615.5499 | 2707671.8336 | 1237615.587
219 | 2707676.7681 | 1237595.5002 | 2707677.0545 | 1237599.7258
220 | 2707677.2994 | 1237603.3382 | 2707677.0545 | 1237599.7258
221 | 2707676.7681 | 1237595.5002 | 2707684.6675 | 1237593.453 | 2707690.777 | 1237599.9198
222 | 2707691.8396 | 1237601.0445 | 2707690.777 | 1237599.9198
223 | 2707697.0143 | 1237571.9133 | 2707702.0548 | 1237577.4568
224 | 2707710.4045 | 1237575.5117 | 2707715.0278 | 1237574.0655
225 | 2707710.4045 | 1237575.5117 | 2707702.5268 | 1237577.9759 | 2707702.5268 | 1237577.9759
226 | 2707702.0548 | 1237577.4568 | 2707702.5268 | 1237577.9759
227 | 2707747.3295 | 1237516.841 | 2707769.5466 | 1237500.1867 | 2707784.3971 | 1237485.4114 | 2707801.6266 | 1237462.4723
228 | 2707747.3295 | 1237516.841 | 2707754.3106 | 1237519.9479 | 2707781.4919 | 1237519.1293 | 2707790.9483 | 1237519.521
229 | 2707836.199 | 1237417.8067 | 2707829.6079 | 1237425.2186 | 2707801.6266 | 1237462.4723
230 | 2707790.9483 | 1237519.521 | 2707804.1101 | 1237520.0663
231 | 2707836.199 | 1237417.8067 | 2707846.201 | 1237406.5592
232 | 2707805.9928 | 1237520.1443 | 2707804.1101 | 1237520.0663
233 | 2707847.764 | 1237404.8015 | 2707846.201 | 1237406.5592
234 | 2707768.6111 | 1237270.4749 | 2707770.2843 | 1237269.9327 | 2707782.1347 | 1237270.3702 | 2707792.2836 | 1237275.3249 | 2707795.2202 | 1237277.2765
235 | 2707913.4535 | 1237334.115 | 2707918.7557 | 1237332.1765 | 2707924.6199 | 1237330.9599 | 2707930.4988 | 1237330.5998 | 2707935.4025 | 1237331.0225 | 2707940.7667 | 1237332.3321 | 2707942.2653 | 1237332.91
236 | 2707913.4535 | 1237334.115 | 2707904.9167 | 1237341.6436 | 2707883.778 | 1237364.9016
237 | 2707942.2653 | 1237332.91 | 2707967.3389 | 1237342.5786 | 2707981.7413 | 1237347.7143
238 | 2707883.778 | 1237364.9016 | 2707869.6676 | 1237380.4266
239 | 2708018.642 | 1237362.7825 | 2707993.5942 | 1237351.9409 | 2707981.7413 | 1237347.7143
240 | 2707847.764 | 1237404.8015 | 2707859.1029 | 1237392.0506 | 2707869.6676 | 1237380.4266
241 | 2707616.8652 | 1237964.0562 | 2707606.7065 | 1237954.6141
242 | 2707616.8652 | 1237964.0562 | 2707718.1306 | 1238105.7575
243 | 2707718.1306 | 1238105.7575 | 2707751.036 | 1238089.5752
244 | 2707978.9699 | 1237592.6769 | 2707860.0786 | 1237671.0626
245 | 2708023.4148 | 1237563.7254 | 2707978.9699 | 1237592.6769
246 | 2707978.9699 | 1237592.6769 | 2708005.4394 | 1237730.2389
247 | 2708023.4148 | 1237563.7254 | 2708028.3321 | 1237557.0335
248 | 2708005.4394 | 1237730.2389 | 2708054.9495 | 1237762.2754 | 2708061.592 | 1237768.579 | 2708071.8103 | 1237770.685
249 | 2708100.6975 | 1237465.3216 | 2708087.4956 | 1237478.4471 | 2708072.3191 | 1237505.681 | 2708058.2169 | 1237523.3826 | 2708037.8396 | 1237544.0947 | 2708028.3321 | 1237557.0335
250 | 2708071.8241 | 1237770.6878 | 2708071.8103 | 1237770.685
251 | 2708004.4015 | 1237916.1562 | 2708071.8103 | 1237770.685
252 | 2708100.6975 | 1237465.3216 | 2708093.8114 | 1237444.6374
253 | 2707936.5172 | 1237882.2152 | 2707923.9052 | 1237876.1442
254 | 2707936.5172 | 1237882.2152 | 2707942.9739 | 1237885.424 | 2707981.2059 | 1237903.4663
255 | 2707936.5172 | 1237882.2152 | 2707937.9837 | 1237866.2986
256 | 2707981.2059 | 1237903.4663 | 2708004.4015 | 1237916.1562
257 | 2708083.4419 | 1237413.4896 | 2708093.8114 | 1237444.6374
258 | 2708083.4419 | 1237413.4896 | 2708070.8095 | 1237420.2761 | 2708050.9756 | 1237439.3857
259 | 2708083.4419 | 1237413.4896 | 2708073.7818 | 1237395.8445 | 2708064.1964 | 1237385.3175
260 | 2708041.2425 | 1237481.4524 | 2708050.9756 | 1237439.3857
261 | 2708018.642 | 1237362.7825 | 2708049.8913 | 1237376.317 | 2708064.1964 | 1237385.3175
262 | 2708094.2096 | 1237765.0996 | 2708098.2878 | 1237762.9757 | 2708109.9692 | 1237754.9408
263 | 2708094.2096 | 1237765.0996 | 2708083.5068 | 1237770.6737
264 | 2708083.5068 | 1237770.6737 | 2708080.1748 | 1237772.409 | 2708078.8354 | 1237772.1329
265 | 2708071.8241 | 1237770.6878 | 2708078.8354 | 1237772.1329
266 | 2708108.0224 | 1238029.8827 | 2708144.3274 | 1237960.1004 | 2708170.6964 | 1237914.8747
267 | 2708108.0224 | 1238029.8827 | 2708096.9584 | 1238054.9158
268 | 2708004.4015 | 1237916.1562 | 2708108.0224 | 1238029.8827
269 | 2708018.642 | 1237362.7825 | 2708027.4961 | 1237349.5385
270 | 2708041.8416 | 1237332.2269 | 2708032.7069 | 1237341.7442 | 2708027.4961 | 1237349.5385

## bus_geodata
| x | y | coords
0 | 2707032.5447 | 1237353.9773
1 | 2707050.155 | 1237358.5457
2 | 2707062.6837 | 1237357.5474
3 | 2707339.8945 | 1237276.656
4 | 2707191.6444 | 1237297.7285
5 | 2707391.59 | 1237307.2998
6 | 2707080.1345 | 1237343.6083
7 | 2707191.7976 | 1237315.6451
8 | 2708035.378 | 1237037.1656
9 | 2708032.5897 | 1237039.0938
10 | 2708051.4629 | 1237024.496
11 | 2707984.5888 | 1237062.853
12 | 2707779.6685 | 1237137.699
13 | 2707730.9474 | 1237194.5051
14 | 2707911.9833 | 1237086.2665
15 | 2707979.7746 | 1237097.0253
16 | 2707963.3459 | 1237069.9221
17 | 2707915.5708 | 1236854.2705
18 | 2707852.0088 | 1236812.9285
19 | 2707898.9279 | 1236877.574
20 | 2707929.3415 | 1237081.2379
21 | 2707913.1261 | 1237085.9816
22 | 2707870.1139 | 1236893.1639
23 | 2707860.4999 | 1236921.6224
24 | 2707842.0984 | 1236896.2905
25 | 2707848.7871 | 1236809.9484
26 | 2707796.8881 | 1236968.4485
27 | 2707819.0434 | 1236905.7229
28 | 2707782.726 | 1236949.4101
29 | 2707720.3013 | 1237261.1548
30 | 2707706.9942 | 1237291.1514
31 | 2707685.8895 | 1237392.2561
32 | 2707684.7417 | 1237398.7298
33 | 2707688.8798 | 1237375.3919
34 | 2707684.6539 | 1237399.2248
35 | 2707689.9604 | 1237369.2973
36 | 2707683.5937 | 1237405.2041
37 | 2707676.3952 | 1237365.7885
38 | 2707690.7288 | 1237365.644
39 | 2707680.232 | 1237426.769
40 | 2707670.9456 | 1237364.3789
41 | 2707694.9867 | 1237345.3989
42 | 2707641.7176 | 1237376.81
43 | 2707700.7987 | 1237314.9851
44 | 2707622.9918 | 1237393.7951
45 | 2707611.4134 | 1237404.4982
46 | 2707607.8829 | 1237407.7619
47 | 2707679.1974 | 1237433.7619
48 | 2707677.6217 | 1237444.413
49 | 2707608.5225 | 1237355.416
50 | 2707601.8671 | 1237357.8675
51 | 2707625.5978 | 1237349.1264
52 | 2707576.9913 | 1237364.8381
53 | 2707626.6352 | 1237348.7443
54 | 2707575.6315 | 1237365.1923
55 | 2707635.8411 | 1237345.3534
56 | 2707564.8261 | 1237368.0068
57 | 2707655.7937 | 1237339.7293
58 | 2707643.8344 | 1237306.0122
59 | 2707684.4123 | 1237323.8929
60 | 2707732.1702 | 1237299.415
61 | 2707742.0683 | 1237288.8954
62 | 2707751.9942 | 1237279.1068
63 | 2707554.2948 | 1237377.5414
64 | 2707551.8562 | 1237341.3423
65 | 2707658.95 | 1237302.4946
66 | 2707535.4027 | 1237307.5161
67 | 2707524.2611 | 1237309.7452
68 | 2707535.5588 | 1237293.8542
69 | 2707568.082 | 1237303.7159
70 | 2707494.7853 | 1237316.5464
71 | 2707535.6484 | 1237286.015
72 | 2707585.4541 | 1237301.6957
73 | 2707471.9302 | 1237323.1906
74 | 2707533.7089 | 1237282.8151
75 | 2707528.1797 | 1237402.1141
76 | 2707541.1172 | 1237414.391
77 | 2707514.0508 | 1237374.5112
78 | 2707517.1232 | 1237423.4527
79 | 2707554.7684 | 1237427.4616
80 | 2707513.7235 | 1237373.9032
81 | 2707502.3565 | 1237430.8889
82 | 2707554.9552 | 1237427.7536
83 | 2707498.1862 | 1237352.2641
84 | 2707524.8737 | 1237468.9896
85 | 2707524.9184 | 1237472.7788
86 | 2707492.5809 | 1237436.7381
87 | 2707565.9304 | 1237450.096
88 | 2707566.0856 | 1237450.4607
89 | 2707564.3484 | 1237446.378
90 | 2707573.096 | 1237466.9369
91 | 2707575.2238 | 1237471.9379
92 | 2707575.3241 | 1237472.1735
93 | 2707677.548 | 1237444.9112
94 | 2707676.0354 | 1237455.136
95 | 2707674.7376 | 1237463.9085
96 | 2707673.9547 | 1237469.2002
97 | 2707671.3942 | 1237486.5079
98 | 2707495.4547 | 1237348.8361
99 | 2707494.1758 | 1237347.4419
100 | 2707439.744 | 1237334.0738
101 | 2707457.4187 | 1237308.6477
102 | 2707435.0617 | 1237335.1914
103 | 2707435.3493 | 1237285.4956
104 | 2707418.1469 | 1237331.6242
105 | 2707422.4559 | 1237266.5597
106 | 2707478.3045 | 1237445.9326
107 | 2707523.922 | 1237488.1802
108 | 2707411.8839 | 1237326.13
109 | 2707419.9225 | 1237261.9469
110 | 2707413.257 | 1237250.5731
111 | 2707531.2323 | 1237278.7294
112 | 2707528.521 | 1237259.4191
113 | 2707532.9526 | 1237236.4055
114 | 2707538.9219 | 1237222.0315
115 | 2707541.3355 | 1237204.2957
116 | 2707539.6077 | 1237198.6412
117 | 2707537.783 | 1237186.6877
118 | 2707510.5146 | 1237121.099
119 | 2707509.4385 | 1237114.1927
120 | 2707581.9695 | 1237487.7917
121 | 2707587.1654 | 1237500.0032
122 | 2707589.8018 | 1237506.1995
123 | 2707597.4521 | 1237520.2378
124 | 2707607.8003 | 1237531.6114
125 | 2707523.7112 | 1237491.4388
126 | 2707523.1354 | 1237500.3399
127 | 2707522.7063 | 1237506.9727
128 | 2707521.7984 | 1237515.3782
129 | 2707521.194 | 1237519.2942
130 | 2707520.8339 | 1237521.6277
131 | 2707520.3588 | 1237524.7055
132 | 2707519.2927 | 1237531.6133
133 | 2707518.8196 | 1237534.6785
134 | 2707518.423 | 1237537.2478
135 | 2707518.3539 | 1237537.6958
136 | 2707623.2972 | 1237541.5218
137 | 2707623.3756 | 1237541.5654
138 | 2707516.7921 | 1237547.8147
139 | 2707516.4588 | 1237549.9745
140 | 2707516.1152 | 1237552.2009
141 | 2707461.7733 | 1237573.1896
142 | 2707469.8837 | 1237579.7951
143 | 2707472.4261 | 1237581.4426
144 | 2707477.1803 | 1237584.5233
145 | 2707496.5547 | 1237592.4918
146 | 2707512.7777 | 1237564.1152
147 | 2707508.3889 | 1237579.7825
148 | 2707509.4068 | 1237584.1878
149 | 2707517.5177 | 1237598.8403
150 | 2707559.3836 | 1237618.6601
151 | 2707637.7189 | 1237548.6418
152 | 2707642.4579 | 1237550.8993
153 | 2707659.2652 | 1237560.8783
154 | 2707675.8886 | 1237560.5572
155 | 2707663.0672 | 1237541.6315
156 | 2707653.5128 | 1237511.7552
157 | 2707654.7919 | 1237507.1222
158 | 2707650.628 | 1237591.9237
159 | 2707666.7672 | 1237589.6068
160 | 2707648.4448 | 1237596.5153
161 | 2707685.9195 | 1237575.3283
162 | 2707712.9982 | 1237537.849
163 | 2707667.231 | 1237514.4754
164 | 2707667.9654 | 1237509.6852
165 | 2707600.123 | 1237617.4839
166 | 2707593.6787 | 1237620.5926
167 | 2707617.2368 | 1237637.2648
168 | 2707582.5499 | 1237625.961
169 | 2707607.8827 | 1237645.6797
170 | 2707630.9696 | 1237625.3015
171 | 2707565.1834 | 1237644.5909
172 | 2707603.0496 | 1237649.7286
173 | 2707615.4445 | 1237655.2586
174 | 2707633.9908 | 1237621.8009
175 | 2707553.4172 | 1237653.3858
176 | 2707615.0877 | 1237664.8074
177 | 2707580.3534 | 1237668.4276
178 | 2707633.8929 | 1237653.8223
179 | 2707640.3353 | 1237612.5299
180 | 2707642.3446 | 1237630.5862
181 | 2707486.856 | 1237674.0325
182 | 2707394.1347 | 1237596.8065
183 | 2707482.9599 | 1237689.4406
184 | 2707521.9772 | 1237717.7465
185 | 2707549.7744 | 1237656.1087
186 | 2707646.9036 | 1237599.757
187 | 2707646.8684 | 1237599.8311
188 | 2707645.4986 | 1237602.7121
189 | 2707669.8152 | 1237589.1693
190 | 2707651.6373 | 1237636.2866
191 | 2707653.2661 | 1237635.459
192 | 2707535.342 | 1237735.202
193 | 2707446.9406 | 1237792.2797
194 | 2707568.4008 | 1237678.64
195 | 2707557.3377 | 1237745.161
196 | 2707466.8042 | 1237811.8303
197 | 2707440.8135 | 1237837.5696
198 | 2707578.7592 | 1237669.7897
199 | 2707565.2353 | 1237758.3724
200 | 2707534.6031 | 1237763.9475
201 | 2707554.1692 | 1237777.3422
202 | 2707552.5955 | 1237909.8003
203 | 2706855.4329 | 1237987.8473
204 | 2707639.7125 | 1237649.461
205 | 2707658.7546 | 1237629.8254
206 | 2707659.3556 | 1237629.1712
207 | 2707661.1874 | 1237627.177
208 | 2707668.8749 | 1237618.808
209 | 2707670.127 | 1237617.4449
210 | 2707671.8336 | 1237615.587
211 | 2707671.8678 | 1237615.5499
212 | 2707677.0545 | 1237599.7258
213 | 2707676.7681 | 1237595.5002
214 | 2707677.2994 | 1237603.3382
215 | 2707690.777 | 1237599.9198
216 | 2707682.7736 | 1237578.0321
217 | 2707691.8396 | 1237601.0445
218 | 2707697.0143 | 1237571.9133
219 | 2707710.4045 | 1237575.5117
220 | 2707715.0278 | 1237574.0655
221 | 2707702.5268 | 1237577.9759
222 | 2707702.0548 | 1237577.4568
223 | 2707747.3295 | 1237516.841
224 | 2707801.6266 | 1237462.4723
225 | 2707790.9483 | 1237519.521
226 | 2707836.199 | 1237417.8067
227 | 2707804.1101 | 1237520.0663
228 | 2707846.201 | 1237406.5592
229 | 2707805.9928 | 1237520.1443
230 | 2707668.6881 | 1237504.8002
231 | 2707768.6111 | 1237270.4749
232 | 2707795.2202 | 1237277.2765
233 | 2707913.4535 | 1237334.115
234 | 2707942.2653 | 1237332.91
235 | 2707883.778 | 1237364.9016
236 | 2707981.7413 | 1237347.7143
237 | 2707869.6676 | 1237380.4266
238 | 2707606.7065 | 1237954.6141
239 | 2707616.8652 | 1237964.0562
240 | 2707718.1306 | 1238105.7575
241 | 2707751.036 | 1238089.5752
242 | 2707860.0786 | 1237671.0626
243 | 2707978.9699 | 1237592.6769
244 | 2708023.4148 | 1237563.7254
245 | 2708005.4394 | 1237730.2389
246 | 2708028.3321 | 1237557.0335
247 | 2708071.8103 | 1237770.685
248 | 2708100.6975 | 1237465.3216
249 | 2707923.9052 | 1237876.1442
250 | 2707936.5172 | 1237882.2152
251 | 2707981.2059 | 1237903.4663
252 | 2707937.9837 | 1237866.2986
253 | 2708093.8114 | 1237444.6374
254 | 2708083.4419 | 1237413.4896
255 | 2708050.9756 | 1237439.3857
256 | 2708064.1964 | 1237385.3175
257 | 2708094.2096 | 1237765.0996
258 | 2708109.9692 | 1237754.9408
259 | 2708083.5068 | 1237770.6737
260 | 2708078.8354 | 1237772.1329
261 | 2708170.6964 | 1237914.8747
262 | 2708108.0224 | 1238029.8827
263 | 2708071.8241 | 1237770.6878
264 | 2708004.4015 | 1237916.1562
265 | 2708096.9584 | 1238054.9158
266 | 2707509.4326 | 1237114.1543
267 | 2707847.764 | 1237404.8015
268 | 2708018.642 | 1237362.7825
269 | 2708027.4961 | 1237349.5385
270 | 2708041.8416 | 1237332.2269
271 | 2708041.2425 | 1237481.4524
272 | 2707667.9654 | 1237509.6852

## line_std_types
| c_nf_per_km | r_ohm_per_km | x_ohm_per_km | max_i_ka | type | q_mm2 | alpha | voltage_rating
NAYY 4x50 SE | 210 | 0.642 | 0.083 | 0.142 | cs | 50 | 0.00403 | LV
NAYY 4x120 SE | 264 | 0.225 | 0.08 | 0.242 | cs | 120 | 0.00403 | LV
NAYY 4x150 SE | 261 | 0.208 | 0.08 | 0.27 | cs | 150 | 0.00403 | LV
NA2XS2Y 1x95 RM/25 12/20 kV | 216 | 0.313 | 0.132 | 0.252 | cs | 95 | 0.00403 | MV
NA2XS2Y 1x185 RM/25 12/20 kV | 273 | 0.161 | 0.117 | 0.362 | cs | 185 | 0.00403 | MV
NA2XS2Y 1x240 RM/25 12/20 kV | 304 | 0.122 | 0.112 | 0.421 | cs | 240 | 0.00403 | MV
NA2XS2Y 1x95 RM/25 6/10 kV | 315 | 0.313 | 0.123 | 0.249 | cs | 95 | 0.00403 | MV
NA2XS2Y 1x185 RM/25 6/10 kV | 406 | 0.161 | 0.11 | 0.358 | cs | 185 | 0.00403 | MV
NA2XS2Y 1x240 RM/25 6/10 kV | 456 | 0.122 | 0.105 | 0.416 | cs | 240 | 0.00403 | MV
NA2XS2Y 1x150 RM/25 12/20 kV | 250 | 0.206 | 0.116 | 0.319 | cs | 150 | 0.00403 | MV
NA2XS2Y 1x120 RM/25 12/20 kV | 230 | 0.253 | 0.119 | 0.283 | cs | 120 | 0.00403 | MV
NA2XS2Y 1x70 RM/25 12/20 kV | 190 | 0.443 | 0.132 | 0.22 | cs | 70 | 0.00403 | MV
NA2XS2Y 1x150 RM/25 6/10 kV | 360 | 0.206 | 0.11 | 0.315 | cs | 150 | 0.00403 | MV
NA2XS2Y 1x120 RM/25 6/10 kV | 340 | 0.253 | 0.113 | 0.28 | cs | 120 | 0.00403 | MV
NA2XS2Y 1x70 RM/25 6/10 kV | 280 | 0.443 | 0.123 | 0.217 | cs | 70 | 0.00403 | MV
N2XS(FL)2Y 1x120 RM/35 64/110 kV | 112 | 0.153 | 0.166 | 0.366 | cs | 120 | 0.00393 | HV
N2XS(FL)2Y 1x185 RM/35 64/110 kV | 125 | 0.099 | 0.156 | 0.457 | cs | 185 | 0.00393 | HV
N2XS(FL)2Y 1x240 RM/35 64/110 kV | 135 | 0.075 | 0.149 | 0.526 | cs | 240 | 0.00393 | HV
N2XS(FL)2Y 1x300 RM/35 64/110 kV | 144 | 0.06 | 0.144 | 0.588 | cs | 300 | 0.00393 | HV
15-AL1/3-ST1A 0.4 | 11 | 1.8769 | 0.35 | 0.105 | ol | 16 | 0.00403 | LV
24-AL1/4-ST1A 0.4 | 11.25 | 1.2012 | 0.335 | 0.14 | ol | 24 | 0.00403 | LV
48-AL1/8-ST1A 0.4 | 12.2 | 0.5939 | 0.3 | 0.21 | ol | 48 | 0.00403 | LV
94-AL1/15-ST1A 0.4 | 13.2 | 0.306 | 0.29 | 0.35 | ol | 94 | 0.00403 | LV
34-AL1/6-ST1A 10.0 | 9.7 | 0.8342 | 0.36 | 0.17 | ol | 34 | 0.00403 | MV
48-AL1/8-ST1A 10.0 | 10.1 | 0.5939 | 0.35 | 0.21 | ol | 48 | 0.00403 | MV
70-AL1/11-ST1A 10.0 | 10.4 | 0.4132 | 0.339 | 0.29 | ol | 70 | 0.00403 | MV
94-AL1/15-ST1A 10.0 | 10.75 | 0.306 | 0.33 | 0.35 | ol | 94 | 0.00403 | MV
122-AL1/20-ST1A 10.0 | 11.1 | 0.2376 | 0.323 | 0.41 | ol | 122 | 0.00403 | MV
149-AL1/24-ST1A 10.0 | 11.25 | 0.194 | 0.315 | 0.47 | ol | 149 | 0.00403 | MV
34-AL1/6-ST1A 20.0 | 9.15 | 0.8342 | 0.382 | 0.17 | ol | 34 | 0.00403 | MV
48-AL1/8-ST1A 20.0 | 9.5 | 0.5939 | 0.372 | 0.21 | ol | 48 | 0.00403 | MV
70-AL1/11-ST1A 20.0 | 9.7 | 0.4132 | 0.36 | 0.29 | ol | 70 | 0.00403 | MV
94-AL1/15-ST1A 20.0 | 10 | 0.306 | 0.35 | 0.35 | ol | 94 | 0.00403 | MV
122-AL1/20-ST1A 20.0 | 10.3 | 0.2376 | 0.344 | 0.41 | ol | 122 | 0.00403 | MV
149-AL1/24-ST1A 20.0 | 10.5 | 0.194 | 0.337 | 0.47 | ol | 149 | 0.00403 | MV
184-AL1/30-ST1A 20.0 | 10.75 | 0.1571 | 0.33 | 0.535 | ol | 184 | 0.00403 | MV
243-AL1/39-ST1A 20.0 | 11 | 0.1188 | 0.32 | 0.645 | ol | 243 | 0.00403 | MV
48-AL1/8-ST1A 110.0 | 8 | 0.5939 | 0.46 | 0.21 | ol | 48 | 0.00403 | HV
70-AL1/11-ST1A 110.0 | 8.4 | 0.4132 | 0.45 | 0.29 | ol | 70 | 0.00403 | HV
94-AL1/15-ST1A 110.0 | 8.65 | 0.306 | 0.44 | 0.35 | ol | 94 | 0.00403 | HV
122-AL1/20-ST1A 110.0 | 8.5 | 0.2376 | 0.43 | 0.41 | ol | 122 | 0.00403 | HV
149-AL1/24-ST1A 110.0 | 8.75 | 0.194 | 0.41 | 0.47 | ol | 149 | 0.00403 | HV
184-AL1/30-ST1A 110.0 | 8.8 | 0.1571 | 0.4 | 0.535 | ol | 184 | 0.00403 | HV
243-AL1/39-ST1A 110.0 | 9 | 0.1188 | 0.39 | 0.645 | ol | 243 | 0.00403 | HV
305-AL1/39-ST1A 110.0 | 9.2 | 0.0949 | 0.38 | 0.74 | ol | 305 | 0.00403 | HV
490-AL1/64-ST1A 110.0 | 9.75 | 0.059 | 0.37 | 0.96 | ol | 490 | 0.00403 | HV
679-AL1/86-ST1A 110.0 | 9.95 | 0.042 | 0.36 | 1.15 | ol | 679 | 0.00403 | HV
490-AL1/64-ST1A 220.0 | 10 | 0.059 | 0.285 | 0.96 | ol | 490 | 0.00403 | HV
679-AL1/86-ST1A 220.0 | 11.7 | 0.042 | 0.275 | 1.15 | ol | 679 | 0.00403 | HV
490-AL1/64-ST1A 380.0 | 11 | 0.059 | 0.253 | 0.96 | ol | 490 | 0.00403 | HV
679-AL1/86-ST1A 380.0 | 14.6 | 0.042 | 0.25 | 1.15 | ol | 679 | 0.00403 | HV

## trafo_std_types
| i0_percent | pfe_kw | vkr_percent | sn_mva | vn_lv_kv | vn_hv_kv | vk_percent | shift_degree | vector_group | tap_side | tap_neutral | tap_min | tap_max | tap_step_degree | tap_step_percent | tap_phase_shifter
160 MVA 380/110 kV | 0.06 | 60 | 0.25 | 160 | 110 | 380 | 12.2 | 0 | Yy0 | hv | 0 | -9 | 9 | 0 | 1.5 | FALSE
100 MVA 220/110 kV | 0.06 | 55 | 0.26 | 100 | 110 | 220 | 12 | 0 | Yy0 | hv | 0 | -9 | 9 | 0 | 1.5 | FALSE
63 MVA 110/20 kV | 0.04 | 22 | 0.32 | 63 | 20 | 110 | 18 | 150 | YNd5 | hv | 0 | -9 | 9 | 0 | 1.5 | FALSE
40 MVA 110/20 kV | 0.05 | 18 | 0.34 | 40 | 20 | 110 | 16.2 | 150 | YNd5 | hv | 0 | -9 | 9 | 0 | 1.5 | FALSE
25 MVA 110/20 kV | 0.07 | 14 | 0.41 | 25 | 20 | 110 | 12 | 150 | YNd5 | hv | 0 | -9 | 9 | 0 | 1.5 | FALSE
63 MVA 110/10 kV | 0.04 | 22 | 0.32 | 63 | 10 | 110 | 18 | 150 | YNd5 | hv | 0 | -9 | 9 | 0 | 1.5 | FALSE
40 MVA 110/10 kV | 0.05 | 18 | 0.34 | 40 | 10 | 110 | 16.2 | 150 | YNd5 | hv | 0 | -9 | 9 | 0 | 1.5 | FALSE
25 MVA 110/10 kV | 0.07 | 14 | 0.41 | 25 | 10 | 110 | 12 | 150 | YNd5 | hv | 0 | -9 | 9 | 0 | 1.5 | FALSE
0.25 MVA 20/0.4 kV | 0.32 | 0.8 | 1.44 | 0.25 | 0.4 | 20 | 6 | 150 | Yzn5 | hv | 0 | -2 | 2 | 0 | 2.5 | FALSE
0.4 MVA 20/0.4 kV | 0.3375 | 1.35 | 1.425 | 0.4 | 0.4 | 20 | 6 | 150 | Dyn5 | hv | 0 | -2 | 2 | 0 | 2.5 | FALSE
0.63 MVA 20/0.4 kV | 0.2619 | 1.65 | 1.206 | 0.63 | 0.4 | 20 | 6 | 150 | Dyn5 | hv | 0 | -2 | 2 | 0 | 2.5 | FALSE
0.25 MVA 10/0.4 kV | 0.24 | 0.6 | 1.2 | 0.25 | 0.4 | 10 | 4 | 150 | Dyn5 | hv | 0 | -2 | 2 | 0 | 2.5 | FALSE
0.4 MVA 10/0.4 kV | 0.2375 | 0.95 | 1.325 | 0.4 | 0.4 | 10 | 4 | 150 | Dyn5 | hv | 0 | -2 | 2 | 0 | 2.5 | FALSE
0.63 MVA 10/0.4 kV | 0.1873 | 1.18 | 1.0794 | 0.63 | 0.4 | 10 | 4 | 150 | Dyn5 | hv | 0 | -2 | 2 | 0 | 2.5 | FALSE

## trafo3w_std_types
| sn_hv_mva | sn_mv_mva | sn_lv_mva | vn_hv_kv | vn_mv_kv | vn_lv_kv | vk_hv_percent | vk_mv_percent | vk_lv_percent | vkr_hv_percent | vkr_mv_percent | vkr_lv_percent | pfe_kw | i0_percent | shift_mv_degree | shift_lv_degree | vector_group | tap_side | tap_neutral | tap_min | tap_max | tap_step_percent
63/25/38 MVA 110/20/10 kV | 63 | 25 | 38 | 110 | 20 | 10 | 10.4 | 10.4 | 10.4 | 0.28 | 0.32 | 0.35 | 35 | 0.89 | 0 | 0 | YN0yn0yn0 | hv | 0 | -10 | 10 | 1.2
63/25/38 MVA 110/10/10 kV | 63 | 25 | 38 | 110 | 10 | 10 | 10.4 | 10.4 | 10.4 | 0.28 | 0.32 | 0.35 | 35 | 0.89 | 0 | 0 | YN0yn0yn0 | hv | 0 | -10 | 10 | 1.2

## fuse_std_types
| fuse_type | i_rated_a | t_avg | t_min | t_total | x_avg | x_min | x_total
HV 100A | HV 100A | 100 | 0 | [10.0, 3.64, 0.854, 0.281, 0.1, 0.0531, 0.022, 0.01] | [10.0, 4.267, 1.21, 0.403, 0.1, 0.058, 0.022, 0.01] | 0 | [300.0, 350.0, 450.0, 550.0, 700.0, 850.0, 1200.0, 1752.0] | [600.0, 700.0, 900.0, 1150.0, 1665.0, 2000.0, 3000.0, 4313.0]
HV 10A | HV 10A | 10 | 0 | [10.0, 1675.0, 0.344, 0.156, 0.1, 0.0417, 0.0171, 0.01] | [10.0, 1.3, 0.3, 0.155, 0.1, 0.0555, 0.023, 0.01] | 0 | [30.0, 32.0, 35.0, 37.0, 39.0, 50.0, 70.0, 88.0] | [60.0, 70.0, 80.0, 87.0, 94.0, 110.0, 150.0, 216.0]
HV 125A | HV 125A | 125 | 0 | [10.0, 1.82, 0.344, 0.1, 0.0467, 0.0269, 0.01] | [10.0, 2.478, 0.426, 0.1, 0.0427, 0.0211, 0.01] | 0 | [375.0, 500.0, 700.0, 925.0, 1200.0, 1500.0, 2341.0] | [750.0, 1000.0, 1500.0, 2200.0, 3000.0, 4000.0, 5765.0]
HV 160A | HV 160A | 160 | 0 | [10.0, 4.15, 1.03, 0.198, 0.1, 0.051, 0.0172, 0.01] | [10.0, 2.3, 0.734, 0.274, 0.1, 0.046, 0.0177, 0.01] | 0 | [480.0, 550.0, 700.0, 1000.0, 1260.0, 1600.0, 2500.0, 3227.0] | [960.0, 1300.0, 1700.0, 2200.0, 2996.0, 4000.0, 6000.0, 7946.0]
HV 16A | HV 16A | 16 | 0 | [10.0, 0.352, 0.164, 0.1, 0.0649, 0.0342, 0.01] | [10.0, 2.34, 0.722, 0.181, 0.1, 0.055, 0.0296, 0.01] | 0 | [48.0, 60.0, 65.0, 71.0, 80.0, 100.0, 162.0] | [96.0, 110.0, 125.0, 150.0, 168.0, 200.0, 250.0, 398.0]
HV 200A | HV 200A | 200 | 0 | [10.0, 4.267, 1.21, 0.403, 0.1, 0.058, 0.022, 0.01] | [10.0, 3.73, 1.654, 0.328, 0.1, 0.0531, 0.019, 0.01] | 0 | [600.0, 700.0, 900.0, 1150.0, 1665.0, 2000.0, 3000.0, 4313.0] | [1200.0, 1500.0, 1800.0, 2700.0, 3960.0, 5000.0, 7500.0, 10620.0]
HV 20A | HV 20A | 20 | 0 | [10.0, 1.3, 0.3, 0.155, 0.1, 0.0555, 0.023, 0.01] | [10.0, 1.3, 0.161, 0.1, 0.0611, 0.0399, 0.0141, 0.01] | 0 | [60.0, 70.0, 80.0, 87.0, 94.0, 110.0, 150.0, 216.0] | [120.0, 150.0, 200.0, 223.0, 260.0, 300.0, 450.0, 532.0]
HV 25A | HV 25A | 25 | 0 | [10.0, 2.512, 0.833, 0.299, 0.1, 0.0372, 0.0223, 0.01] | [10.0, 3.125, 0.597, 0.198, 0.1, 0.0378, 0.022, 0.01] | 0 | [75.0, 82.0, 90.0, 100.0, 124.0, 170.0, 200.0, 289.0] | [150.0, 170.0, 210.0, 250.0, 294.0, 400.0, 500.0, 711.0]
HV 31.5A | HV 31.5A | 31.5 | 0 | [10.0, 2.34, 0.722, 0.181, 0.1, 0.055, 0.0296, 0.01] | [10.0, 2.84, 0.368, 0.164, 0.1, 0.0621, 0.0378, 0.0195, 0.01] | 0 | [95.0, 110.0, 125.0, 150.0, 165.0, 200.0, 250.0, 390.0] | [189.0, 220.0, 300.0, 350.0, 393.0, 450.0, 530.0, 700.0, 960.0]
HV 40A | HV 40A | 40 | 0 | [10.0, 1.3, 0.161, 0.1, 0.0611, 0.0399, 0.0141, 0.01] | [10.0, 2.05, 0.369, 0.198, 0.1, 0.051, 0.0298, 0.01] | 0 | [120.0, 150.0, 200.0, 223.0, 260.0, 300.0, 450.0, 532.0] | [240.0, 300.0, 400.0, 450.0, 530.0, 650.0, 800.0, 1311.0]
HV 50A | HV 50A | 50 | 0 | [10.0, 3.215, 0.597, 0.198, 0.1, 0.0378, 0.022, 0.01] | [10.0, 3.64, 0.854, 0.281, 0.1, 0.0531, 0.022, 0.01] | 0 | [150.0, 170.0, 210.0, 250.0, 294.0, 400.0, 500.0, 711.0] | [300.0, 350.0, 450.0, 550.0, 700.0, 850.0, 1200.0, 1752.0]
HV 6.3A | HV 6.3A | 6.3 | 0 | [10.0, 1.39, 0.344, 0.168, 0.1, 0.056, 0.0263, 0.01] | [10.0, 1.711, 0.516, 0.198, 0.1, 0.0634, 0.0303, 0.01] | 0 | [19.0, 19.5, 20.4, 20.8, 22.0, 25.0, 32.0, 48.0] | [38.0, 40.0, 43.0, 48.0, 53.0, 60.0, 75.0, 118.0]
HV 63A | HV 63A | 63 | 0 | [10.0, 2.84, 0.368, 0.164, 0.1, 0.0621, 0.0378, 0.0195, 0.01] | [10.0, 1.82, 0.344, 0.1, 0.0467, 0.0269, 0.01] | 0 | [189.0, 220.0, 300.0, 350.0, 393.0, 450.0, 530.0, 700.0, 961.0] | [378.0, 500.0, 700.0, 934.0, 1200.0, 1500.0, 2366.0]
HV 80A | HV 80A | 80 | 0 | [10.0, 2.05, 0.369, 0.198, 0.1, 0.051, 0.0298, 0.01] | [10.0, 4.15, 1.03, 0.198, 0.1, 0.051, 0.0172, 0.01] | 0 | [240.0, 300.0, 400.0, 450.0, 530.0, 650.0, 800.0, 1311.0] | [480.0, 550.0, 700.0, 1000.0, 1260.0, 1600.0, 2500.0, 3227.0]
Siemens NH-1-100 | Siemens NH-1-100 | 100 | [5400.0, 2000.0, 400.0, 20.0, 1.0, 0.2, 0.012, 0.004] | 0 | 0 | [150.0, 190.0, 250.0, 430.0, 900.0, 1250.0, 2700.0, 3600.0] | 0 | 0
Siemens NH-1-125 | Siemens NH-1-125 | 125 | [4800.0, 120.0, 7.0, 0.1, 0.004] | 0 | 0 | [180.0, 400.0, 740.0, 2000.0, 4250.0] | 0 | 0
Siemens NH-1-16 | Siemens NH-1-16 | 16 | [4000.0, 400.0, 2.0, 0.1, 0.04, 0.01] | 0 | 0 | [26.0, 35.0, 75.0, 150.0, 200.0, 300.0] | 0 | 0
Siemens NH-1-160 | Siemens NH-1-160 | 160 | [4800.0, 120.0, 7.0, 0.1, 0.004] | 0 | 0 | [210.0, 500.0, 900.0, 2300.0, 5000.0] | 0 | 0
Siemens NH-1-25 | Siemens NH-1-25 | 25 | [4000.0, 1000.0, 10.0, 0.2, 0.02, 0.01] | 0 | 0 | [40.0, 50.0, 100.0, 210.0, 400.0, 500.0] | 0 | 0
Siemens NH-1-50 | Siemens NH-1-50 | 50 | [4000.0, 40.0, 4.0, 1.0, 0.02, 0.01] | 0 | 0 | [86.0, 200.0, 300.0, 400.0, 1000.0, 1280.0] | 0 | 0
Siemens NH-1-63 | Siemens NH-1-63 | 63 | [4000.0, 100.0, 10.0, 2.0, 0.04, 0.01] | 0 | 0 | [100.0, 200.0, 300.0, 400.0, 1000.0, 1500.0] | 0 | 0
Siemens NH-1-80 | Siemens NH-1-80 | 80 | [4800.0, 120.0, 7.0, 0.1, 0.01] | 0 | 0 | [150.58, 250.0, 450.0, 1150.0, 2470.0] | 0 | 0
Siemens NH-2-1000 | Siemens NH-2-1000 | 1000 | [4800.0, 120.0, 7.0, 0.1, 0.004] | 0 | 0 | [1900.0, 3500.0, 8400.0, 24000.0, 52000.0] | 0 | 0
Siemens NH-2-200 | Siemens NH-2-200 | 200 | [4800.0, 120.0, 7.0, 0.1, 0.004] | 0 | 0 | [280.0, 650.0, 1200.0, 3000.0, 7000.0] | 0 | 0
Siemens NH-2-224 | Siemens NH-2-224 | 224 | [4800.0, 120.0, 7.0, 0.2, 0.04, 0.004] | 0 | 0 | [400.0, 750.0, 1453.0, 3025.0, 4315.0, 7600.0] | 0 | 0
Siemens NH-2-250 | Siemens NH-2-250 | 250 | [4800.0, 120.0, 7.0, 0.1, 0.004] | 0 | 0 | [450.0, 800.0, 1650.0, 4000.0, 8500.0] | 0 | 0
Siemens NH-2-315 | Siemens NH-2-315 | 315 | [4800.0, 120.0, 7.0, 0.1, 0.004] | 0 | 0 | [550.0, 920.0, 1900.0, 5000.0, 11000.0] | 0 | 0
Siemens NH-2-355 | Siemens NH-2-355 | 355 | [4800.0, 120.0, 6.0, 0.1, 0.004] | 0 | 0 | [650.0, 1116.27, 2350.0, 5840.0, 12790.0] | 0 | 0
Siemens NH-2-400 | Siemens NH-2-400 | 400 | [4800.0, 120.0, 7.0, 0.1, 0.004] | 0 | 0 | [720.0, 1350.0, 2800.0, 6500.0, 15000.0] | 0 | 0
Siemens NH-2-425 | Siemens NH-2-425 | 425 | [4800.0, 120.0, 7.0, 0.1, 0.004] | 0 | 0 | [850.0, 1500.0, 3050.0, 7500.0, 16500.0] | 0 | 0
Siemens NH-2-630 | Siemens NH-2-630 | 630 | [4800.0, 120.0, 7.0, 0.1, 0.004] | 0 | 0 | [1200.0, 2000.0, 4800.0, 12000.0, 26000.0] | 0 | 0

## res_bus
| vm_pu | va_degree | p_mw | q_mvar
0 | 0.97303 | -0.52026 | 0.00028351 | 7.1055e-05
1 | 0.97304 | -0.52014 | 0.00028559 | 7.1575e-05
2 | 0.97304 | -0.51998 | 0.00020515 | 5.1415e-05
3 | 0.9734 | -0.51294 | 0 | 0
4 | 0.97317 | -0.51747 | 0 | 0
5 | 0.97349 | -0.51111 | 0.0051781 | 0.0012978
6 | 0.97306 | -0.51966 | 0 | 0
7 | 0.97314 | -0.51801 | 0.00085964 | 0.00021545
8 | 0.98 | -0.38599 | 0.0015241 | 0.00038197
9 | 0.98001 | -0.38585 | 0.00036393 | 9.1209e-05
10 | 0.97998 | -0.38633 | 0.00089993 | 0.00022554
11 | 0.98015 | -0.38313 | 0 | 0
12 | 0.98253 | -0.33641 | 0.0011083 | 0.00027777
13 | 0.98368 | -0.31409 | 0 | 0
14 | 0.98051 | -0.37602 | 0.0013089 | 0.00032805
15 | 0.98009 | -0.38416 | 0.0016033 | 0.00040183
16 | 0.98024 | -0.38134 | 0.00058701 | 0.00014712
17 | 0.9787 | -0.41166 | 0 | 0
18 | 0.97865 | -0.41252 | 0.00028724 | 7.199e-05
19 | 0.97871 | -0.41134 | 0.00049295 | 0.00012354
20 | 0.9804 | -0.3781 | 0.0013602 | 0.0003409
21 | 0.9805 | -0.37616 | 0.00016628 | 4.1673e-05
22 | 0.97875 | -0.41068 | 0 | 0
23 | 0.97873 | -0.41092 | 0.00043595 | 0.00010926
24 | 0.97879 | -0.40985 | 0.0011564 | 0.00028981
25 | 0.97865 | -0.41255 | 0.00032175 | 8.0638e-05
26 | 0.97935 | -0.39873 | 0.00098827 | 0.00024768
27 | 0.97885 | -0.40862 | 0.0039033 | 0.00097827
28 | 0.97921 | -0.40158 | 0 | 0
29 | 0.9848 | -0.29212 | 0.0056614 | 0.0014189
30 | 0.98548 | -0.27903 | 0.0027024 | 0.00067729
31 | 0.99201 | -0.1526 | 0.0026701 | 0.0006692
32 | 0.99262 | -0.14078 | 0.002178 | 0.00054585
33 | 0.99045 | -0.18265 | 0.0035002 | 0.00087724
34 | 0.99267 | -0.13986 | 0.00050876 | 0.00012751
35 | 0.98991 | -0.19315 | 0 | 0
36 | 0.99325 | -0.12867 | 0.002175 | 0.00054511
37 | 0.98971 | -0.1969 | 0.0007529 | 0.00018869
38 | 0.98963 | -0.19848 | 0.0032393 | 0.00081184
39 | 0.99539 | -0.087714 | 0.0032961 | 0.00082607
40 | 0.98964 | -0.19834 | 0.0010119 | 0.00025359
41 | 0.98816 | -0.2269 | 0.0029155 | 0.00073068
42 | 0.98922 | -0.20649 | 0.00037902 | 9.4991e-05
43 | 0.98604 | -0.26799 | 0 | 0
44 | 0.98892 | -0.21231 | 0.0061062 | 0.0015304
45 | 0.98882 | -0.21423 | 0.00033065 | 8.2869e-05
46 | 0.98879 | -0.21479 | 0.0064985 | 0.0016287
47 | 0.99611 | -0.074079 | 0.0043523 | 0.0010908
48 | 0.99724 | -0.052527 | 0.0012196 | 0.00030566
49 | 0.98402 | -0.30737 | 0.0012133 | 0.00030408
50 | 0.98391 | -0.30958 | 0.0036866 | 0.00092394
51 | 0.98433 | -0.30132 | 0.00084492 | 0.00021176
52 | 0.98359 | -0.3159 | 0.0044397 | 0.0011127
53 | 0.98435 | -0.30094 | 0.00059071 | 0.00014805
54 | 0.98358 | -0.31613 | 0.0047638 | 0.0011939
55 | 0.98453 | -0.29743 | 0 | 0
56 | 0.98353 | -0.31701 | 0 | 0
57 | 0.98494 | -0.28955 | 0.0012666 | 0.00031743
58 | 0.98449 | -0.29831 | 0 | 0
59 | 0.98562 | -0.27628 | 0.0022916 | 0.00057432
60 | 0.98524 | -0.28367 | 0.011292 | 0.00283
61 | 0.98506 | -0.2871 | 0.0019951 | 0.00050002
62 | 0.98492 | -0.28993 | 0.0042965 | 0.0010768
63 | 0.98351 | -0.31741 | 0.0015287 | 0.00038314
64 | 0.98345 | -0.31853 | 0.0028444 | 0.00071287
65 | 0.98447 | -0.29867 | 0.0012266 | 0.00030743
66 | 0.97277 | -0.52536 | 0 | 0
67 | 0.97307 | -0.51941 | 0.0016584 | 0.00041563
68 | 0.97244 | -0.53171 | 0.0026194 | 0.00065649
69 | 0.97267 | -0.52731 | 0.0022101 | 0.0005539
70 | 0.97392 | -0.50265 | 0.00042301 | 0.00010602
71 | 0.97228 | -0.53498 | 0.0035679 | 0.0008942
72 | 0.97265 | -0.52763 | 0.0010024 | 0.00025124
73 | 0.97459 | -0.48931 | 0 | 0
74 | 0.97221 | -0.53629 | 0.0015814 | 0.00039633
75 | 0.98001 | -0.38311 | 0 | 0
76 | 0.98136 | -0.35694 | 0.0047007 | 0.0011781
77 | 0.97808 | -0.42082 | 0.0033098 | 0.00082952
78 | 0.9797 | -0.38932 | 0 | 0
79 | 0.98286 | -0.3277 | 0.0018717 | 0.0004691
80 | 0.97804 | -0.42162 | 0.0037517 | 0.00094027
81 | 0.97949 | -0.39334 | 0.0033769 | 0.00084634
82 | 0.98289 | -0.32716 | 0.0019216 | 0.00048161
83 | 0.97656 | -0.45073 | 0.0023634 | 0.00059231
84 | 0.97553 | -0.47156 | 0.0064398 | 0.001614
85 | 0.97555 | -0.47111 | 0.0015847 | 0.00039716
86 | 0.97939 | -0.39542 | 0.0032033 | 0.00080283
87 | 0.98495 | -0.28723 | 0.0016934 | 0.0004244
88 | 0.98499 | -0.28657 | 0.0017001 | 0.00042609
89 | 0.98461 | -0.29378 | 0.0015956 | 0.0003999
90 | 0.98551 | -0.27654 | 0.0019704 | 0.00049383
91 | 0.98567 | -0.27343 | 0.0029641 | 0.00074287
92 | 0.98568 | -0.27328 | 0.0026504 | 0.00066426
93 | 0.99729 | -0.051509 | 0.0025359 | 0.00063556
94 | 0.99841 | -0.030189 | 0.0028202 | 0.00070681
95 | 0.99939 | -0.011499 | 0.0026072 | 0.00065342
96 | 1 | 0 | -0.48257 | -0.12355
97 | 0.99811 | -0.035634 | 0.0020994 | 0.00052616
98 | 0.97632 | -0.45532 | 0.001761 | 0.00044134
99 | 0.97623 | -0.45724 | 0.0023727 | 0.00059466
100 | 0.97402 | -0.50069 | 0.0046758 | 0.0011719
101 | 0.97451 | -0.49098 | 0.0028749 | 0.00072052
102 | 0.97396 | -0.50189 | 0.0010087 | 0.0002528
103 | 0.97446 | -0.49189 | 0.00024294 | 6.0886e-05
104 | 0.97375 | -0.50596 | 0.001663 | 0.00041678
105 | 0.97444 | -0.49245 | 0.00039449 | 9.8869e-05
106 | 0.97928 | -0.39753 | 0.0068267 | 0.0017109
107 | 0.97567 | -0.46884 | 0.0031386 | 0.0007866
108 | 0.97367 | -0.50763 | 0.0040562 | 0.0010166
109 | 0.97443 | -0.49253 | 0.00029107 | 7.2948e-05
110 | 0.97442 | -0.49269 | 0.00062501 | 0.00015664
111 | 0.97213 | -0.53783 | 0.0044674 | 0.0011196
112 | 0.97189 | -0.54257 | 0.00076109 | 0.00019075
113 | 0.97163 | -0.54787 | 0.00081593 | 0.00020449
114 | 0.97146 | -0.55115 | 0.002711 | 0.00067945
115 | 0.97131 | -0.55411 | 0.0019696 | 0.00049364
116 | 0.97127 | -0.55484 | 0.00021303 | 5.3391e-05
117 | 0.9712 | -0.5563 | 0.00046425 | 0.00011635
118 | 0.97079 | -0.5644 | 0 | 0
119 | 0.97075 | -0.56519 | 0.005262 | 0.0013188
120 | 0.98621 | -0.26301 | 0.0018917 | 0.00047411
121 | 0.98663 | -0.25484 | 0.0031013 | 0.00077725
122 | 0.98685 | -0.25057 | 0.0020405 | 0.0005114
123 | 0.98739 | -0.24019 | 0.0024685 | 0.00061867
124 | 0.98792 | -0.22999 | 0.0070359 | 0.0017634
125 | 0.9757 | -0.46817 | 0.0031623 | 0.00079254
126 | 0.97582 | -0.46583 | 0.0040754 | 0.0010214
127 | 0.97593 | -0.4636 | 0.00071373 | 0.00017888
128 | 0.97608 | -0.46064 | 0.001667 | 0.00041778
129 | 0.97616 | -0.45913 | 0.0013388 | 0.00033555
130 | 0.97621 | -0.45817 | 0.0016177 | 0.00040543
131 | 0.97628 | -0.45682 | 0.00093273 | 0.00023377
132 | 0.97644 | -0.45367 | 0.0016128 | 0.00040421
133 | 0.97651 | -0.45218 | 0.0014699 | 0.00036839
134 | 0.97658 | -0.45086 | 0.003398 | 0.00085161
135 | 0.97659 | -0.4506 | 0.0015436 | 0.00038687
136 | 0.9886 | -0.21704 | 0.0075685 | 0.0018968
137 | 0.9886 | -0.21697 | 0.002321 | 0.0005817
138 | 0.97691 | -0.44449 | 0.0015846 | 0.00039715
139 | 0.97697 | -0.44312 | 0.0014511 | 0.00036368
140 | 0.97705 | -0.44165 | 0.0015356 | 0.00038486
141 | 0.97877 | -0.40795 | 0.00096062 | 0.00024075
142 | 0.97878 | -0.40777 | 0.00041441 | 0.00010386
143 | 0.97878 | -0.40769 | 0.00069057 | 0.00017307
144 | 0.97879 | -0.40748 | 0.00032346 | 8.1066e-05
145 | 0.97884 | -0.40656 | 0.00086601 | 0.00021704
146 | 0.97748 | -0.43323 | 0.00058936 | 0.00014771
147 | 0.97805 | -0.422 | 0.00026406 | 6.6178e-05
148 | 0.97821 | -0.41886 | 0.0050054 | 0.0012545
149 | 0.9789 | -0.40526 | 0 | 0
150 | 0.9809 | -0.36626 | 0.0030503 | 0.00076446
151 | 0.98923 | -0.20484 | 0.00086775 | 0.00021748
152 | 0.98944 | -0.20083 | 0 | 0
153 | 0.99021 | -0.18597 | 0 | 0
154 | 0.98913 | -0.20679 | 0 | 0
155 | 0.99222 | -0.14747 | 0.0059738 | 0.0014972
156 | 0.99551 | -0.084901 | 0.0015175 | 0.00038033
157 | 0.99552 | -0.084773 | 0.0050425 | 0.0012638
158 | 0.9866 | -0.25547 | 0 | 0
159 | 0.98727 | -0.2426 | 0.0016263 | 0.0004076
160 | 0.9864 | -0.25949 | 0.00080788 | 0.00020247
161 | 0.98832 | -0.2224 | 0 | 0
162 | 0.98838 | -0.22126 | 0.00083945 | 0.00021039
163 | 0.99509 | -0.09287 | 0.001707 | 0.00042781
164 | 0.9956 | -0.083224 | 0 | 0
165 | 0.983 | -0.32536 | 0.0038339 | 0.00096085
166 | 0.98264 | -0.33239 | 0.0015641 | 0.00039201
167 | 0.98441 | -0.2979 | 0 | 0
168 | 0.98203 | -0.34418 | 0 | 0
169 | 0.98419 | -0.30223 | 0.0017666 | 0.00044276
170 | 0.98507 | -0.28525 | 0.0015217 | 0.00038136
171 | 0.98195 | -0.34578 | 0.0017206 | 0.00043123
172 | 0.98409 | -0.30416 | 0 | 0
173 | 0.98414 | -0.30321 | 0.0016389 | 0.00041076
174 | 0.98523 | -0.282 | 0 | 0
175 | 0.98193 | -0.34622 | 0.00045252 | 0.00011341
176 | 0.98402 | -0.3055 | 0.0038557 | 0.00096632
177 | 0.98366 | -0.31253 | 0.0021239 | 0.00053231
178 | 0.98408 | -0.30441 | 0.0014796 | 0.00037083
179 | 0.98568 | -0.2734 | 0.00075884 | 0.00019018
180 | 0.98511 | -0.28433 | 0.00099735 | 0.00024996
181 | 0.98261 | -0.33291 | 0 | 0
182 | 0.98252 | -0.33466 | 0.00080345 | 0.00020136
183 | 0.98262 | -0.33267 | 0 | 0
184 | 0.98266 | -0.33196 | 0 | 0
185 | 0.98192 | -0.34633 | 0.0012323 | 0.00030885
186 | 0.98625 | -0.26232 | 0.00078576 | 0.00019693
187 | 0.98625 | -0.26238 | 0.0012864 | 0.00032239
188 | 0.98612 | -0.26485 | 0.0008381 | 0.00021005
189 | 0.9874 | -0.24014 | 0 | 0
190 | 0.98501 | -0.28639 | 0.00095479 | 0.00023929
191 | 0.98499 | -0.28668 | 0.0012708 | 0.0003185
192 | 0.98241 | -0.33679 | 0 | 0
193 | 0.97975 | -0.38844 | 0 | 0
194 | 0.98345 | -0.31664 | 0.0012421 | 0.00031131
195 | 0.98213 | -0.34238 | 0.0047069 | 0.0011796
196 | 0.97905 | -0.40216 | 0.00087292 | 0.00021877
197 | 0.97964 | -0.39071 | 0.0022654 | 0.00056777
198 | 0.98363 | -0.3131 | 0.0020113 | 0.00050408
199 | 0.98202 | -0.3445 | 0 | 0
200 | 0.98182 | -0.34847 | 0.0016416 | 0.00041142
201 | 0.98185 | -0.34774 | 0.0058303 | 0.0014612
202 | 0.97595 | -0.46274 | 0.0012373 | 0.0003101
203 | 0.9794 | -0.39562 | 0.00043754 | 0.00010966
204 | 0.98407 | -0.30459 | 0.0013577 | 0.00034026
205 | 0.98494 | -0.28774 | 0.00097304 | 0.00024387
206 | 0.98493 | -0.28784 | 0.0011938 | 0.0002992
207 | 0.98492 | -0.2881 | 0.0010671 | 0.00026743
208 | 0.98488 | -0.28896 | 0.0011983 | 0.00030033
209 | 0.98487 | -0.28907 | 0.0012864 | 0.0003224
210 | 0.98487 | -0.28915 | 0.00091008 | 0.00022809
211 | 0.98487 | -0.28915 | 0.00083957 | 0.00021042
212 | 0.98734 | -0.24127 | 0.0010203 | 0.00025572
213 | 0.98735 | -0.24113 | 0 | 0
214 | 0.98734 | -0.24133 | 0.00089828 | 0.00022513
215 | 0.98729 | -0.24235 | 0.0018751 | 0.00046995
216 | 0.98814 | -0.2259 | 0.0017011 | 0.00042634
217 | 0.98728 | -0.24241 | 0.002122 | 0.00053182
218 | 0.98826 | -0.22358 | 0.00085268 | 0.0002137
219 | 0.98821 | -0.22458 | 0.0011104 | 0.0002783
220 | 0.9882 | -0.22468 | 0.0011068 | 0.00027738
221 | 0.98822 | -0.22426 | 0.0011257 | 0.00028214
222 | 0.98823 | -0.22421 | 0.0013631 | 0.00034163
223 | 0.98769 | -0.23446 | 0 | 0
224 | 0.98593 | -0.2684 | 0.0012007 | 0.00030092
225 | 0.98744 | -0.23932 | 0.0040344 | 0.0010111
226 | 0.98468 | -0.29263 | 0.0010099 | 0.00025311
227 | 0.98742 | -0.23981 | 0.0014048 | 0.00035208
228 | 0.98403 | -0.3053 | 0.0017749 | 0.00044483
229 | 0.98742 | -0.23983 | 0.00069039 | 0.00017303
230 | 0.99612 | -0.073215 | 0.0018066 | 0.00045278
231 | 0.9848 | -0.29232 | 0.0012264 | 0.00030735
232 | 0.98465 | -0.29525 | 0.005735 | 0.0014373
233 | 0.98019 | -0.37994 | 0 | 0
234 | 0.97913 | -0.40066 | 0.0047095 | 0.0011803
235 | 0.98173 | -0.35003 | 0.0052199 | 0.0013082
236 | 0.97781 | -0.42665 | 0.0025188 | 0.00063127
237 | 0.98258 | -0.33343 | 0.0005969 | 0.0001496
238 | 0.97437 | -0.49389 | 0.0072507 | 0.0018172
239 | 0.97415 | -0.4982 | 0 | 0
240 | 0.9714 | -0.55241 | 0 | 0
241 | 0.97082 | -0.56384 | 0.016896 | 0.0042346
242 | 0.97265 | -0.5283 | 0.0035642 | 0.00089328
243 | 0.97312 | -0.51895 | 0.00038569 | 9.6664e-05
244 | 0.97366 | -0.5083 | 0 | 0
245 | 0.97222 | -0.53689 | 0 | 0
246 | 0.97375 | -0.50663 | 0.0002201 | 5.5163e-05
247 | 0.97171 | -0.54696 | 0.00021406 | 5.3649e-05
248 | 0.97496 | -0.48261 | 0 | 0
249 | 0.971 | -0.56099 | 0.00013949 | 3.496e-05
250 | 0.97101 | -0.56095 | 0 | 0
251 | 0.97102 | -0.56061 | 0 | 0
252 | 0.971 | -0.56102 | 0.00023747 | 5.9516e-05
253 | 0.97519 | -0.47816 | 0.00026926 | 6.7482e-05
254 | 0.97554 | -0.4713 | 0 | 0
255 | 0.97552 | -0.47169 | 0 | 0
256 | 0.97592 | -0.4638 | 0.0034776 | 0.00087156
257 | 0.97167 | -0.54772 | 0.00070451 | 0.00017657
258 | 0.97166 | -0.548 | 0.00078372 | 0.00019642
259 | 0.97169 | -0.54739 | 0.00012929 | 3.2403e-05
260 | 0.9717 | -0.54724 | 0.00047096 | 0.00011803
261 | 0.97051 | -0.57087 | 0.00016434 | 4.1188e-05
262 | 0.97053 | -0.57047 | 0 | 0
263 | 0.97171 | -0.54696 | 9.6572e-05 | 2.4203e-05
264 | 0.97103 | -0.56042 | 0.00062859 | 0.00015754
265 | 0.97044 | -0.57217 | 0.0033593 | 0.00084192
266 | 0.97075 | -0.56519 | 0.00078651 | 0.00019712
267 | 0.98393 | -0.3072 | 0.00060193 | 0.00015086
268 | 0.97665 | -0.44946 | 0 | 0
269 | 0.97641 | -0.4541 | 0.010029 | 0.0025136
270 | 0.97629 | -0.45654 | 0.0059126 | 0.0014818
271 | 0.9755 | -0.47209 | 0.00050812 | 0.00012735
272 | 0.99998 | 149.9956 | 0 | 0

## res_line
| p_from_mw | q_from_mvar | p_to_mw | q_to_mvar | pl_mw | ql_mvar | i_from_ka | i_to_ka | i_ka | vm_from_pu | va_from_degree | vm_to_pu | va_to_degree | loading_percent
0 | -0.00028351 | -7.1055e-05 | 0.00028351 | 7.0772e-05 | 1.6099e-09 | -2.8272e-07 | 0.00043356 | 0.00043346 | 0.00043356 | 0.97303 | -0.52026 | 0.97304 | -0.52014 | 0.11911
1 | -0.0005691 | -0.00014235 | 0.0005691 | 0.00014215 | 4.4868e-09 | -1.9341e-07 | 0.00087019 | 0.00087012 | 0.00087019 | 0.97304 | -0.52014 | 0.97304 | -0.51998 | 0.23906
2 | -0.00077425 | -0.00019357 | 0.00077426 | 0.0001933 | 1.1737e-08 | -2.6992e-07 | 0.0011838 | 0.0011837 | 0.0011838 | 0.97304 | -0.51998 | 0.97306 | -0.51966 | 0.32523
3 | 0.0016344 | 0.00040552 | -0.001634 | -0.00040716 | 3.5019e-07 | -1.6368e-06 | 0.0024969 | 0.0024976 | 0.0024976 | 0.9734 | -0.51294 | 0.97317 | -0.51747 | 0.68616
4 | -0.0016344 | -0.00040552 | 0.0016345 | 0.00040486 | 1.4196e-07 | -6.6405e-07 | 0.0024969 | 0.0024967 | 0.0024969 | 0.9734 | -0.51294 | 0.97349 | -0.51111 | 0.68597
5 | 0.001634 | 0.00040716 | -0.001634 | -0.00040735 | 4.1921e-08 | -1.9582e-07 | 0.0024976 | 0.0024977 | 0.0024977 | 0.97317 | -0.51747 | 0.97314 | -0.51801 | 0.68618
6 | -0.0068126 | -0.0017026 | 0.0068138 | 0.001703 | 1.1269e-06 | 3.7649e-07 | 0.010412 | 0.010412 | 0.010412 | 0.97349 | -0.51111 | 0.97367 | -0.50763 | 2.8603
7 | -0.00077426 | -0.0001933 | 0.00077432 | 0.00019191 | 6.0461e-08 | -1.3913e-06 | 0.0011837 | 0.0011832 | 0.0011837 | 0.97306 | -0.51966 | 0.97314 | -0.51801 | 0.3252
8 | -0.002424 | -0.00060726 | 0.002424 | 0.00060723 | 1.7221e-08 | -3.1693e-08 | 0.0036805 | 0.0036805 | 0.0036805 | 0.98 | -0.38599 | 0.98001 | -0.38585 | 1.0111
9 | 0.00089994 | 0.00022529 | -0.00089993 | -0.00022554 | 1.4358e-08 | -2.4919e-07 | 0.0013664 | 0.0013665 | 0.0013665 | 0.98 | -0.38599 | 0.97998 | -0.38633 | 0.3754
10 | -0.002788 | -0.00069844 | 0.0027883 | 0.000698 | 3.6092e-07 | -4.4591e-07 | 0.0042331 | 0.0042328 | 0.0042331 | 0.98001 | -0.38585 | 0.98015 | -0.38313 | 1.1629
11 | 0.0016034 | 0.00040143 | -0.0016033 | -0.00040183 | 7.8993e-08 | -3.9751e-07 | 0.002434 | 0.0024342 | 0.0024342 | 0.98015 | -0.38313 | 0.98009 | -0.38416 | 0.66873
12 | -0.0043917 | -0.0010994 | 0.0043921 | 0.0010994 | 3.7315e-07 | -4.338e-08 | 0.0066669 | 0.0066668 | 0.0066669 | 0.98015 | -0.38313 | 0.98024 | -0.38134 | 1.8316
13 | -0.016551 | -0.0041546 | 0.016568 | 0.0041649 | 1.7636e-05 | 1.0338e-05 | 0.025068 | 0.025068 | 0.025068 | 0.98253 | -0.33641 | 0.98368 | -0.31409 | 6.8868
14 | 0.015443 | 0.0038768 | -0.015413 | -0.00386 | 2.9124e-05 | 1.6845e-05 | 0.02339 | 0.02339 | 0.02339 | 0.98253 | -0.33641 | 0.98051 | -0.37602 | 6.4259
15 | -0.016568 | -0.0041649 | 0.016586 | 0.0041751 | 1.7403e-05 | 1.0199e-05 | 0.025068 | 0.025067 | 0.025068 | 0.98368 | -0.31409 | 0.9848 | -0.29212 | 6.8867
16 | 0.0075974 | 0.0019026 | -0.0075892 | -0.0018995 | 8.2106e-06 | 3.1798e-06 | 0.011529 | 0.01153 | 0.01153 | 0.98051 | -0.37602 | 0.97935 | -0.39873 | 3.1676
17 | 0.006507 | 0.0016293 | -0.0065069 | -0.0016293 | 4.3065e-08 | 1.2706e-08 | 0.0098744 | 0.0098744 | 0.0098744 | 0.98051 | -0.37602 | 0.9805 | -0.37616 | 2.7128
18 | -0.0049791 | -0.0012465 | 0.0049799 | 0.0012465 | 7.6764e-07 | 3.9447e-08 | 0.0075578 | 0.0075577 | 0.0075578 | 0.98024 | -0.38134 | 0.9804 | -0.3781 | 2.0763
19 | 0.00060902 | 0.00015161 | -0.00060899 | -0.00015257 | 2.4916e-08 | -9.582e-07 | 0.00092559 | 0.00092594 | 0.00092594 | 0.9787 | -0.41166 | 0.97865 | -0.41252 | 0.25438
20 | -0.00060902 | -0.00015161 | 0.00060903 | 0.00015126 | 9.2881e-09 | -3.5741e-07 | 0.00092559 | 0.00092546 | 0.00092559 | 0.9787 | -0.41166 | 0.97871 | -0.41134 | 0.25428
21 | 0.00032175 | 8.0583e-05 | -0.00032175 | -8.0638e-05 | 3.9388e-10 | -5.4891e-08 | 0.00048919 | 0.00048921 | 0.00048921 | 0.97865 | -0.41252 | 0.97865 | -0.41255 | 0.1344
22 | -0.001102 | -0.0002748 | 0.001102 | 0.00027441 | 3.4689e-08 | -3.9222e-07 | 0.0016749 | 0.0016748 | 0.0016749 | 0.97871 | -0.41134 | 0.97875 | -0.41068 | 0.46014
23 | -0.0063401 | -0.0015874 | 0.0063407 | 0.0015876 | 5.8702e-07 | 1.6247e-07 | 0.0096222 | 0.0096221 | 0.0096222 | 0.9804 | -0.3781 | 0.9805 | -0.37616 | 2.6435
24 | 0.00043596 | 0.00010888 | -0.00043595 | -0.00010926 | 5.009e-09 | -3.7899e-07 | 0.00066267 | 0.0006628 | 0.0006628 | 0.97875 | -0.41068 | 0.97873 | -0.41092 | 0.18209
25 | -0.001538 | -0.00038329 | 0.001538 | 0.00038296 | 6.03e-08 | -3.3132e-07 | 0.0023374 | 0.0023373 | 0.0023374 | 0.97875 | -0.41068 | 0.97879 | -0.40985 | 0.64215
26 | -0.0026944 | -0.00067277 | 0.0026945 | 0.00067255 | 1.5737e-07 | -2.138e-07 | 0.0040953 | 0.0040952 | 0.0040953 | 0.97879 | -0.40985 | 0.97885 | -0.40862 | 1.1251
27 | 0.006601 | 0.0016518 | -0.0066001 | -0.0016515 | 8.9489e-07 | 2.742e-07 | 0.010029 | 0.010029 | 0.010029 | 0.97935 | -0.39873 | 0.97921 | -0.40158 | 2.7551
28 | -0.0065979 | -0.0016508 | 0.0066001 | 0.0016515 | 2.2089e-06 | 6.7722e-07 | 0.010029 | 0.010029 | 0.010029 | 0.97885 | -0.40862 | 0.97921 | -0.40158 | 2.7552
29 | -0.022247 | -0.005594 | 0.022261 | 0.0056025 | 1.3917e-05 | 8.4888e-06 | 0.033622 | 0.033622 | 0.033622 | 0.9848 | -0.29212 | 0.98548 | -0.27903 | 9.2367
30 | -0.024964 | -0.0062798 | 0.024977 | 0.0062879 | 1.3168e-05 | 8.1127e-06 | 0.037702 | 0.037702 | 0.037702 | 0.98548 | -0.27903 | 0.98604 | -0.26799 | 10.3577
31 | -0.10217 | -0.025841 | 0.10223 | 0.025878 | 5.7971e-05 | 3.7017e-05 | 0.15334 | 0.15334 | 0.15334 | 0.99201 | -0.1526 | 0.99262 | -0.14078 | 42.1262
32 | 0.0995 | 0.025172 | -0.099357 | -0.02508 | 0.00014323 | 9.1447e-05 | 0.14933 | 0.14933 | 0.14933 | 0.99201 | -0.1526 | 0.99045 | -0.18265 | 41.0259
33 | -0.10441 | -0.026424 | 0.10441 | 0.026427 | 4.6231e-06 | 2.9523e-06 | 0.1566 | 0.1566 | 0.1566 | 0.99262 | -0.14078 | 0.99267 | -0.13986 | 43.0232
34 | 0.095857 | 0.024203 | -0.095809 | -0.024172 | 4.8181e-05 | 3.0756e-05 | 0.14408 | 0.14408 | 0.14408 | 0.99045 | -0.18265 | 0.98991 | -0.19315 | 39.5813
35 | -0.10492 | -0.026554 | 0.10498 | 0.02659 | 5.6394e-05 | 3.6014e-05 | 0.15737 | 0.15737 | 0.15737 | 0.99267 | -0.13986 | 0.99325 | -0.12867 | 43.2327
36 | 0.015092 | 0.0037864 | -0.01509 | -0.0037848 | 2.7047e-06 | 1.5509e-06 | 0.022688 | 0.022688 | 0.022688 | 0.98991 | -0.19315 | 0.98971 | -0.1969 | 6.233
37 | 0.080716 | 0.020386 | -0.080696 | -0.020373 | 2.0629e-05 | 1.3154e-05 | 0.12139 | 0.12139 | 0.12139 | 0.98991 | -0.19315 | 0.98963 | -0.19848 | 33.3483
38 | -0.10715 | -0.027135 | 0.10736 | 0.02727 | 0.00021118 | 0.00013487 | 0.16063 | 0.16063 | 0.16063 | 0.99325 | -0.12867 | 0.99539 | -0.087714 | 44.1278
39 | 0.014337 | 0.0035961 | -0.014336 | -0.0035956 | 9.8084e-07 | 5.5541e-07 | 0.021556 | 0.021556 | 0.021556 | 0.98971 | -0.1969 | 0.98964 | -0.19834 | 5.922
40 | 0.077457 | 0.019561 | -0.077351 | -0.019494 | 0.00010532 | 6.7142e-05 | 0.11652 | 0.11652 | 0.11652 | 0.98963 | -0.19848 | 0.98816 | -0.2269 | 32.0102
41 | -0.11066 | -0.028096 | 0.11073 | 0.028143 | 7.2655e-05 | 4.6407e-05 | 0.16555 | 0.16555 | 0.16555 | 0.99539 | -0.087714 | 0.99611 | -0.074079 | 45.4815
42 | 0.013324 | 0.003342 | -0.013319 | -0.0033391 | 5.1718e-06 | 2.8687e-06 | 0.020035 | 0.020035 | 0.020035 | 0.98964 | -0.19834 | 0.98922 | -0.20649 | 5.5041
43 | 0.074436 | 0.018763 | -0.07429 | -0.01867 | 0.00014604 | 9.3071e-05 | 0.11213 | 0.11213 | 0.11213 | 0.98816 | -0.2269 | 0.98604 | -0.26799 | 30.8042
44 | 0.01294 | 0.0032441 | -0.012936 | -0.0032421 | 3.5922e-06 | 1.9746e-06 | 0.019465 | 0.019465 | 0.019465 | 0.98922 | -0.20649 | 0.98892 | -0.21231 | 5.3475
45 | 0.024744 | 0.0062168 | -0.024735 | -0.0062108 | 9.7838e-06 | 6.0232e-06 | 0.037347 | 0.037347 | 0.037347 | 0.98604 | -0.26799 | 0.98562 | -0.27628 | 10.2601
46 | 0.024569 | 0.0061652 | -0.02455 | -0.006154 | 1.835e-05 | 1.129e-05 | 0.037079 | 0.037079 | 0.037079 | 0.98604 | -0.26799 | 0.98524 | -0.28367 | 10.1865
47 | 0.0068299 | 0.0017118 | -0.0068293 | -0.0017116 | 6.2449e-07 | 1.9739e-07 | 0.010277 | 0.010277 | 0.010277 | 0.98892 | -0.21231 | 0.98882 | -0.21423 | 2.8233
48 | 0.0064986 | 0.0016287 | -0.0064985 | -0.0016287 | 1.7243e-07 | 4.8683e-08 | 0.0097794 | 0.0097794 | 0.0097794 | 0.98882 | -0.21423 | 0.98879 | -0.21479 | 2.6867
49 | -0.11508 | -0.029234 | 0.1152 | 0.02931 | 0.00011952 | 7.6355e-05 | 0.17205 | 0.17205 | 0.17205 | 0.99611 | -0.074079 | 0.99724 | -0.052527 | 47.2676
50 | -0.11642 | -0.029616 | 0.11643 | 0.029619 | 5.7102e-06 | 3.648e-06 | 0.17387 | 0.17387 | 0.17387 | 0.99724 | -0.052527 | 0.99729 | -0.051509 | 47.7675
51 | 0.01727 | 0.0043295 | -0.017268 | -0.0043285 | 1.8139e-06 | 1.0708e-06 | 0.026115 | 0.026115 | 0.026115 | 0.98402 | -0.30737 | 0.98391 | -0.30958 | 7.1745
52 | -0.018483 | -0.0046336 | 0.018488 | 0.0046368 | 5.3307e-06 | 3.1804e-06 | 0.02795 | 0.02795 | 0.02795 | 0.98402 | -0.30737 | 0.98433 | -0.30132 | 7.6785
53 | 0.013581 | 0.0034045 | -0.013577 | -0.0034022 | 4.0901e-06 | 2.2894e-06 | 0.02054 | 0.02054 | 0.02054 | 0.98391 | -0.30958 | 0.98359 | -0.3159 | 5.6428
54 | -0.019333 | -0.0048486 | 0.019334 | 0.0048488 | 3.5413e-07 | 2.1259e-07 | 0.029227 | 0.029227 | 0.029227 | 0.98433 | -0.30132 | 0.98435 | -0.30094 | 8.0294
55 | 0.0091374 | 0.0022895 | -0.0091373 | -0.0022895 | 1.0069e-07 | 4.6608e-08 | 0.013823 | 0.013823 | 0.013823 | 0.98359 | -0.3159 | 0.98358 | -0.31613 | 3.7976
56 | -0.019924 | -0.0049968 | 0.019928 | 0.0049988 | 3.3376e-06 | 2.0113e-06 | 0.03012 | 0.03012 | 0.03012 | 0.98435 | -0.30094 | 0.98453 | -0.29743 | 8.2747
57 | 0.0043735 | 0.0010956 | -0.0043733 | -0.0010956 | 1.833e-07 | -2.4397e-08 | 0.0066163 | 0.0066164 | 0.0066164 | 0.98358 | -0.31613 | 0.98353 | -0.31701 | 1.8177
58 | -0.021154 | -0.0053056 | 0.021162 | 0.0053104 | 7.9473e-06 | 4.8225e-06 | 0.031974 | 0.031974 | 0.031974 | 0.98453 | -0.29743 | 0.98494 | -0.28955 | 8.784
59 | 0.0012267 | 0.00030676 | -0.0012267 | -0.00030723 | 5.1744e-08 | -4.7739e-07 | 0.0018538 | 0.001854 | 0.001854 | 0.98453 | -0.29743 | 0.98449 | -0.29831 | 0.50934
60 | 0.0015288 | 0.00038297 | -0.0015287 | -0.00038314 | 2.8649e-08 | -1.629e-07 | 0.0023128 | 0.0023129 | 0.0023129 | 0.98353 | -0.31701 | 0.98351 | -0.31741 | 0.63542
61 | 0.0028446 | 0.00071262 | -0.0028444 | -0.00071287 | 2.0594e-07 | -2.4447e-07 | 0.0043035 | 0.0043037 | 0.0043037 | 0.98353 | -0.31701 | 0.98345 | -0.31853 | 1.1823
62 | -0.022429 | -0.0056278 | 0.022443 | 0.0056365 | 1.42e-05 | 8.6679e-06 | 0.033887 | 0.033887 | 0.033887 | 0.98494 | -0.28955 | 0.98562 | -0.27628 | 9.3097
63 | 0.0012267 | 0.00030723 | -0.0012266 | -0.00030743 | 2.1056e-08 | -1.9423e-07 | 0.001854 | 0.0018541 | 0.0018541 | 0.98449 | -0.29831 | 0.98447 | -0.29867 | 0.50936
64 | 0.013258 | 0.0033239 | -0.013256 | -0.0033227 | 2.1719e-06 | 1.2061e-06 | 0.020024 | 0.020024 | 0.020024 | 0.98524 | -0.28367 | 0.98506 | -0.2871 | 5.5012
65 | 0.011261 | 0.0028227 | -0.011259 | -0.0028219 | 1.5147e-06 | 7.9171e-07 | 0.017011 | 0.017011 | 0.017011 | 0.98506 | -0.2871 | 0.98492 | -0.28993 | 4.6733
66 | 0.006963 | 0.0017451 | -0.0069622 | -0.0017448 | 7.9217e-07 | 2.6408e-07 | 0.01052 | 0.01052 | 0.01052 | 0.98492 | -0.28993 | 0.9848 | -0.29232 | 2.89
67 | -0.028458 | -0.0071394 | 0.028466 | 0.0071444 | 8.0755e-06 | 5.0272e-06 | 0.043535 | 0.043535 | 0.043535 | 0.97277 | -0.52536 | 0.97307 | -0.51941 | 11.9601
68 | 0.025245 | 0.0063347 | -0.025238 | -0.00633 | 7.6418e-06 | 4.7212e-06 | 0.03862 | 0.03862 | 0.03862 | 0.97277 | -0.52536 | 0.97244 | -0.53171 | 10.6099
69 | 0.0032128 | 0.00080471 | -0.0032125 | -0.00080493 | 2.9798e-07 | -2.1768e-07 | 0.0049144 | 0.0049146 | 0.0049146 | 0.97277 | -0.52536 | 0.97267 | -0.52731 | 1.3502
70 | -0.030125 | -0.00756 | 0.030149 | 0.0075751 | 2.4097e-05 | 1.5046e-05 | 0.046071 | 0.04607 | 0.046071 | 0.97307 | -0.51941 | 0.97392 | -0.50265 | 12.6567
71 | 0.022618 | 0.0056735 | -0.022615 | -0.0056713 | 3.522e-06 | 2.1568e-06 | 0.034612 | 0.034612 | 0.034612 | 0.97244 | -0.53171 | 0.97228 | -0.53498 | 9.5088
72 | 0.0010025 | 0.00025103 | -0.0010024 | -0.00025124 | 1.5424e-08 | -2.072e-07 | 0.0015335 | 0.0015336 | 0.0015336 | 0.97267 | -0.52731 | 0.97265 | -0.52763 | 0.42132
73 | -0.030572 | -0.0076811 | 0.030591 | 0.0076933 | 1.9479e-05 | 1.217e-05 | 0.046717 | 0.046717 | 0.046717 | 0.97392 | -0.50265 | 0.97459 | -0.48931 | 12.8343
74 | 0.019047 | 0.0047771 | -0.019046 | -0.0047764 | 1.1924e-06 | 7.1676e-07 | 0.029152 | 0.029152 | 0.029152 | 0.97228 | -0.53498 | 0.97221 | -0.53629 | 8.0087
75 | 0.018231 | 0.0045691 | -0.018221 | -0.0045632 | 9.8754e-06 | 5.897e-06 | 0.027836 | 0.027836 | 0.027836 | 0.97459 | -0.48931 | 0.97402 | -0.50069 | 7.6472
76 | 0.0044289 | 0.001109 | -0.0044285 | -0.001109 | 3.5225e-07 | -3.0549e-08 | 0.0067617 | 0.0067618 | 0.0067618 | 0.97459 | -0.48931 | 0.97451 | -0.49098 | 1.8576
77 | -0.053252 | -0.013371 | 0.053333 | 0.013423 | 8.1597e-05 | 5.1811e-05 | 0.081314 | 0.081314 | 0.081314 | 0.97459 | -0.48931 | 0.97623 | -0.45724 | 22.339
78 | 0.017464 | 0.0043801 | -0.017463 | -0.0043793 | 1.2802e-06 | 7.6011e-07 | 0.026731 | 0.026731 | 0.026731 | 0.97221 | -0.53629 | 0.97213 | -0.53783 | 7.3438
79 | -0.080532 | -0.020329 | 0.080633 | 0.020393 | 0.00010111 | 6.448e-05 | 0.12233 | 0.12233 | 0.12233 | 0.98001 | -0.38311 | 0.98136 | -0.35694 | 33.6067
80 | 0.067117 | 0.016964 | -0.066995 | -0.016887 | 0.00012113 | 7.7133e-05 | 0.10196 | 0.10196 | 0.10196 | 0.98001 | -0.38311 | 0.97808 | -0.42082 | 28.0106
81 | 0.013415 | 0.0033645 | -0.013411 | -0.0033623 | 3.9683e-06 | 2.2185e-06 | 0.02037 | 0.02037 | 0.02037 | 0.98001 | -0.38311 | 0.9797 | -0.38932 | 5.5962
82 | -0.085333 | -0.021571 | 0.085453 | 0.021648 | 0.00011982 | 7.6442e-05 | 0.12946 | 0.12946 | 0.12946 | 0.98136 | -0.35694 | 0.98286 | -0.3277 | 35.5648
83 | 0.063686 | 0.016058 | -0.063683 | -0.016056 | 2.4325e-06 | 1.5481e-06 | 0.096923 | 0.096923 | 0.096923 | 0.97808 | -0.42082 | 0.97804 | -0.42162 | 26.6273
84 | 0.013411 | 0.0033623 | -0.013409 | -0.0033608 | 2.5726e-06 | 1.4383e-06 | 0.02037 | 0.02037 | 0.02037 | 0.9797 | -0.38932 | 0.97949 | -0.39334 | 5.5962
85 | -0.087325 | -0.022117 | 0.087327 | 0.022118 | 2.2747e-06 | 1.4514e-06 | 0.13229 | 0.13229 | 0.13229 | 0.98286 | -0.3277 | 0.98289 | -0.32716 | 36.3433
86 | 0.059931 | 0.015116 | -0.059848 | -0.015063 | 8.3387e-05 | 5.3033e-05 | 0.091215 | 0.091215 | 0.091215 | 0.97804 | -0.42162 | 0.97656 | -0.45073 | 25.0592
87 | 0.010032 | 0.0025145 | -0.010031 | -0.002514 | 9.9339e-07 | 4.9223e-07 | 0.01524 | 0.01524 | 0.01524 | 0.97949 | -0.39334 | 0.97939 | -0.39542 | 4.1868
88 | -0.089249 | -0.0226 | 0.089392 | 0.022691 | 0.00014329 | 9.1438e-05 | 0.1352 | 0.1352 | 0.1352 | 0.98289 | -0.32716 | 0.98461 | -0.29378 | 37.1425
89 | 0.057485 | 0.01447 | -0.057472 | -0.014462 | 1.2618e-05 | 8.0204e-06 | 0.087614 | 0.087614 | 0.087614 | 0.97656 | -0.45073 | 0.97632 | -0.45532 | 24.0699
90 | -0.0064398 | -0.001614 | 0.0064399 | 0.001614 | 1.3722e-07 | 4.0471e-08 | 0.0098228 | 0.0098228 | 0.0098228 | 0.97553 | -0.47156 | 0.97555 | -0.47111 | 2.6986
91 | -0.0080246 | -0.0020112 | 0.0080255 | 0.0020115 | 8.6707e-07 | 3.6221e-07 | 0.01224 | 0.01224 | 0.01224 | 0.97555 | -0.47111 | 0.97567 | -0.46884 | 3.3626
92 | 0.0068274 | 0.0017112 | -0.0068267 | -0.0017109 | 6.852e-07 | 2.2486e-07 | 0.010373 | 0.010373 | 0.010373 | 0.97939 | -0.39542 | 0.97928 | -0.39753 | 2.8498
93 | -0.09271 | -0.023534 | 0.092713 | 0.023536 | 2.92e-06 | 1.8637e-06 | 0.14017 | 0.14017 | 0.14017 | 0.98495 | -0.28723 | 0.98499 | -0.28657 | 38.5078
94 | 0.091017 | 0.02311 | -0.090988 | -0.023091 | 2.8693e-05 | 1.8312e-05 | 0.13761 | 0.13761 | 0.13761 | 0.98495 | -0.28723 | 0.98461 | -0.29378 | 37.805
95 | -0.094413 | -0.023962 | 0.094459 | 0.02399 | 4.5601e-05 | 2.85e-05 | 0.14274 | 0.14274 | 0.14274 | 0.98499 | -0.28657 | 0.98551 | -0.27654 | 13.0711
96 | -0.096429 | -0.024484 | 0.096443 | 0.024493 | 1.4424e-05 | 9.0236e-06 | 0.14571 | 0.14571 | 0.14571 | 0.98551 | -0.27654 | 0.98567 | -0.27343 | 13.3435
97 | -0.099408 | -0.025236 | 0.099408 | 0.025237 | 7.2183e-07 | 4.5218e-07 | 0.15019 | 0.15019 | 0.15019 | 0.98567 | -0.27343 | 0.98568 | -0.27328 | 13.7533
98 | -0.10206 | -0.025901 | 0.10211 | 0.025933 | 5.0439e-05 | 3.1632e-05 | 0.15419 | 0.15419 | 0.15419 | 0.98568 | -0.27328 | 0.98621 | -0.26301 | 14.1197
99 | -0.11896 | -0.030255 | 0.11909 | 0.030333 | 0.00012234 | 7.816e-05 | 0.17766 | 0.17766 | 0.17766 | 0.99729 | -0.051509 | 0.99841 | -0.030189 | 48.807
100 | -0.12191 | -0.03104 | 0.12202 | 0.03111 | 0.00010998 | 7.0274e-05 | 0.18186 | 0.18186 | 0.18186 | 0.99841 | -0.030189 | 0.99939 | -0.011499 | 49.9617
101 | -0.12462 | -0.031763 | 0.12469 | 0.031808 | 6.9207e-05 | 4.4222e-05 | 0.18574 | 0.18574 | 0.18574 | 0.99939 | -0.011499 | 1 | 0 | 51.0281
102 | 0.35623 | 0.091743 | -0.35561 | -0.091349 | 0.00061653 | 0.00039389 | 0.53095 | 0.53095 | 0.53095 | 1 | 0 | 0.99811 | -0.035634 | 48.6216
103 | 0.35351 | 0.090823 | -0.35287 | -0.090411 | 0.00064394 | 0.0004114 | 0.52782 | 0.52782 | 0.52782 | 0.99811 | -0.035634 | 0.99612 | -0.073215 | 48.335
104 | 0.055711 | 0.014021 | -0.055706 | -0.014018 | 5.1174e-06 | 3.2515e-06 | 0.08493 | 0.084931 | 0.084931 | 0.97632 | -0.45532 | 0.97623 | -0.45724 | 23.3326
105 | 0.013546 | 0.0033914 | -0.013545 | -0.0033909 | 7.7334e-07 | 4.35e-07 | 0.020693 | 0.020693 | 0.020693 | 0.97402 | -0.50069 | 0.97396 | -0.50189 | 5.6848
106 | 0.0015536 | 0.0003885 | -0.0015536 | -0.00038886 | 6.7509e-08 | -3.554e-07 | 0.002372 | 0.0023721 | 0.0023721 | 0.97451 | -0.49098 | 0.97446 | -0.49189 | 0.65168
107 | 0.012536 | 0.0031381 | -0.012534 | -0.0031368 | 2.4295e-06 | 1.3351e-06 | 0.019152 | 0.019152 | 0.019152 | 0.97396 | -0.50189 | 0.97375 | -0.50596 | 5.2615
108 | 0.0013106 | 0.00032797 | -0.0013106 | -0.00032824 | 3.4463e-08 | -2.6381e-07 | 0.0020011 | 0.0020012 | 0.0020012 | 0.97446 | -0.49189 | 0.97444 | -0.49245 | 0.54979
109 | 0.010871 | 0.00272 | -0.01087 | -0.0027196 | 8.6329e-07 | 4.4872e-07 | 0.01661 | 0.016611 | 0.016611 | 0.97375 | -0.50596 | 0.97367 | -0.50763 | 4.5633
110 | 0.00091609 | 0.00022937 | -0.00091609 | -0.00022943 | 3.8618e-09 | -6.3087e-08 | 0.0013988 | 0.0013989 | 0.0013989 | 0.97444 | -0.49245 | 0.97443 | -0.49253 | 0.3843
111 | -0.011164 | -0.0027981 | 0.011164 | 0.0027983 | 3.55e-07 | 1.8642e-07 | 0.017027 | 0.017027 | 0.017027 | 0.97567 | -0.46884 | 0.9757 | -0.46817 | 4.6776
112 | 0.00062502 | 0.00015648 | -0.00062501 | -0.00015664 | 4.5032e-09 | -1.6134e-07 | 0.00095438 | 0.00095444 | 0.00095444 | 0.97443 | -0.49253 | 0.97442 | -0.49269 | 0.26221
113 | 0.012996 | 0.0032597 | -0.012993 | -0.003258 | 2.9362e-06 | 1.6339e-06 | 0.019893 | 0.019893 | 0.019893 | 0.97213 | -0.53783 | 0.97189 | -0.54257 | 5.4652
114 | 0.012232 | 0.0030673 | -0.012229 | -0.0030656 | 3.0872e-06 | 1.685e-06 | 0.018728 | 0.018728 | 0.018728 | 0.97189 | -0.54257 | 0.97163 | -0.54787 | 5.1451
115 | 0.011413 | 0.0028611 | -0.011411 | -0.0028602 | 1.7831e-06 | 9.4844e-07 | 0.017479 | 0.017479 | 0.017479 | 0.97163 | -0.54787 | 0.97146 | -0.55115 | 4.8018
116 | 0.0086999 | 0.0021807 | -0.0086987 | -0.0021802 | 1.228e-06 | 5.5764e-07 | 0.013326 | 0.013326 | 0.013326 | 0.97146 | -0.55115 | 0.97131 | -0.55411 | 3.661
117 | 0.0067291 | 0.0016865 | -0.0067288 | -0.0016864 | 2.3562e-07 | 7.762e-08 | 0.010309 | 0.010309 | 0.010309 | 0.97131 | -0.55411 | 0.97127 | -0.55484 | 2.8321
118 | 0.0065158 | 0.0016331 | -0.0065154 | -0.0016329 | 4.5186e-07 | 1.3954e-07 | 0.0099824 | 0.0099825 | 0.0099825 | 0.97127 | -0.55484 | 0.9712 | -0.5563 | 2.7424
119 | 0.0060511 | 0.0015166 | -0.0060488 | -0.001516 | 2.3359e-06 | 5.9861e-07 | 0.0092712 | 0.0092715 | 0.0092715 | 0.9712 | -0.5563 | 0.97079 | -0.5644 | 2.5471
120 | 0.0060488 | 0.001516 | -0.0060486 | -0.0015159 | 2.2531e-07 | 5.7783e-08 | 0.0092715 | 0.0092715 | 0.0092715 | 0.97079 | -0.5644 | 0.97075 | -0.56519 | 2.5471
121 | 0.00078651 | 0.00019712 | -0.00078651 | -0.00019712 | 1.9973e-11 | -4.6675e-10 | 0.0012056 | 0.0012056 | 0.0012056 | 0.97075 | -0.56519 | 0.97075 | -0.56519 | 0.33121
122 | -0.104 | -0.026407 | 0.10404 | 0.026432 | 4.0911e-05 | 2.5675e-05 | 0.15704 | 0.15704 | 0.15704 | 0.98621 | -0.26301 | 0.98663 | -0.25484 | 14.3811
123 | -0.10714 | -0.02721 | 0.10716 | 0.027223 | 2.2014e-05 | 1.3831e-05 | 0.16172 | 0.16172 | 0.16172 | 0.98663 | -0.25484 | 0.98685 | -0.25057 | 14.8094
124 | -0.10921 | -0.027735 | 0.10926 | 0.027769 | 5.4591e-05 | 3.4321e-05 | 0.1648 | 0.16479 | 0.1648 | 0.98685 | -0.25057 | 0.98739 | -0.24019 | 15.0911
125 | -0.11173 | -0.028388 | 0.11178 | 0.028422 | 5.4874e-05 | 3.4526e-05 | 0.16851 | 0.16851 | 0.16851 | 0.98739 | -0.24019 | 0.98792 | -0.22999 | 15.4318
126 | -0.11882 | -0.030186 | 0.11889 | 0.030232 | 7.416e-05 | 4.6751e-05 | 0.17911 | 0.17911 | 0.17911 | 0.98792 | -0.22999 | 0.9886 | -0.21704 | 16.4022
127 | -0.014327 | -0.0035909 | 0.014328 | 0.0035918 | 1.5968e-06 | 9.1055e-07 | 0.021849 | 0.021849 | 0.021849 | 0.9757 | -0.46817 | 0.97582 | -0.46583 | 6.0026
128 | -0.018404 | -0.0046132 | 0.018406 | 0.0046143 | 1.963e-06 | 1.1733e-06 | 0.028064 | 0.028064 | 0.028064 | 0.97582 | -0.46583 | 0.97593 | -0.4636 | 7.7099
129 | -0.019119 | -0.0047932 | 0.019122 | 0.0047948 | 2.697e-06 | 1.6203e-06 | 0.029152 | 0.029152 | 0.029152 | 0.97593 | -0.4636 | 0.97608 | -0.46064 | 8.0088
130 | -0.020789 | -0.0052126 | 0.020791 | 0.0052135 | 1.4925e-06 | 9.0568e-07 | 0.031693 | 0.031693 | 0.031693 | 0.97608 | -0.46064 | 0.97616 | -0.45913 | 8.7069
131 | -0.022129 | -0.0055491 | 0.02213 | 0.0055497 | 1.0076e-06 | 6.1535e-07 | 0.033734 | 0.033734 | 0.033734 | 0.97616 | -0.45913 | 0.97621 | -0.45817 | 9.2676
132 | -0.023748 | -0.0059551 | 0.02375 | 0.0059561 | 1.5304e-06 | 9.4051e-07 | 0.0362 | 0.0362 | 0.0362 | 0.97621 | -0.45817 | 0.97628 | -0.45682 | 9.945
133 | -0.024682 | -0.0061898 | 0.024686 | 0.0061921 | 3.7099e-06 | 2.2869e-06 | 0.037622 | 0.037622 | 0.037622 | 0.97628 | -0.45682 | 0.97644 | -0.45367 | 10.3356
134 | -0.026299 | -0.0065963 | 0.026301 | 0.0065975 | 1.8683e-06 | 1.1569e-06 | 0.040079 | 0.040079 | 0.040079 | 0.97644 | -0.45367 | 0.97651 | -0.45218 | 11.0108
135 | -0.027771 | -0.0069659 | 0.027772 | 0.0069669 | 1.746e-06 | 1.0849e-06 | 0.042319 | 0.042319 | 0.042319 | 0.97651 | -0.45218 | 0.97658 | -0.45086 | 11.6261
136 | -0.03117 | -0.0078186 | 0.031171 | 0.0078188 | 3.8351e-07 | 2.3977e-07 | 0.047497 | 0.047497 | 0.047497 | 0.97658 | -0.45086 | 0.97659 | -0.4506 | 13.0485
137 | -0.032714 | -0.0082057 | 0.032724 | 0.0082116 | 9.5407e-06 | 5.9779e-06 | 0.049849 | 0.049849 | 0.049849 | 0.97659 | -0.4506 | 0.97691 | -0.44449 | 13.6947
138 | -0.12646 | -0.032129 | 0.12646 | 0.03213 | 4.0735e-07 | 2.5725e-07 | 0.1905 | 0.1905 | 0.1905 | 0.9886 | -0.21704 | 0.9886 | -0.21697 | 17.4454
139 | -0.12878 | -0.032711 | 0.12886 | 0.032759 | 7.5267e-05 | 4.7555e-05 | 0.194 | 0.194 | 0.194 | 0.9886 | -0.21697 | 0.98923 | -0.20484 | 17.7653
140 | -0.034309 | -0.0086088 | 0.034311 | 0.0086102 | 2.2384e-06 | 1.4052e-06 | 0.052262 | 0.052262 | 0.052262 | 0.97691 | -0.44449 | 0.97697 | -0.44312 | 14.3578
141 | -0.035762 | -0.0089739 | 0.035764 | 0.0089755 | 2.5067e-06 | 1.5761e-06 | 0.054472 | 0.054472 | 0.054472 | 0.97697 | -0.44312 | 0.97705 | -0.44165 | 14.965
142 | -0.0373 | -0.0093603 | 0.037315 | 0.0093697 | 1.4975e-05 | 9.429e-06 | 0.056811 | 0.056811 | 0.056811 | 0.97705 | -0.44165 | 0.97748 | -0.43323 | 15.6074
143 | -0.00096062 | -0.00024075 | 0.00096063 | 0.00024063 | 8.3943e-09 | -1.2654e-07 | 0.0014604 | 0.0014604 | 0.0014604 | 0.97877 | -0.40795 | 0.97878 | -0.40777 | 0.40122
144 | -0.001375 | -0.00034449 | 0.001375 | 0.00034445 | 4.9642e-09 | -3.4898e-08 | 0.0020904 | 0.0020904 | 0.0020904 | 0.97878 | -0.40777 | 0.97878 | -0.40769 | 0.57428
145 | -0.0020656 | -0.00051753 | 0.0020656 | 0.00051747 | 2.0949e-08 | -5.7795e-08 | 0.0031402 | 0.0031402 | 0.0031402 | 0.97878 | -0.40769 | 0.97879 | -0.40748 | 0.8627
146 | -0.0023891 | -0.00059853 | 0.0023892 | 0.00059834 | 1.0455e-07 | -1.9876e-07 | 0.003632 | 0.0036319 | 0.003632 | 0.97879 | -0.40748 | 0.97884 | -0.40656 | 0.99779
147 | -0.0032552 | -0.00081538 | 0.0032554 | 0.00081523 | 2.0112e-07 | -1.4662e-07 | 0.0049484 | 0.0049483 | 0.0049484 | 0.97884 | -0.40656 | 0.9789 | -0.40526 | 1.3594
148 | -0.037904 | -0.0095175 | 0.037925 | 0.0095303 | 2.0319e-05 | 1.28e-05 | 0.057708 | 0.057708 | 0.057708 | 0.97748 | -0.43323 | 0.97805 | -0.422 | 15.8539
149 | -0.038189 | -0.0095964 | 0.038194 | 0.0096 | 5.7254e-06 | 3.6075e-06 | 0.05811 | 0.05811 | 0.05811 | 0.97805 | -0.422 | 0.97821 | -0.41886 | 15.9643
150 | -0.0432 | -0.010855 | 0.043228 | 0.010872 | 2.8063e-05 | 1.7743e-05 | 0.065724 | 0.065724 | 0.065724 | 0.97821 | -0.41886 | 0.9789 | -0.40526 | 18.056
151 | -0.046483 | -0.011687 | 0.04657 | 0.011742 | 8.6756e-05 | 5.494e-05 | 0.070672 | 0.070672 | 0.070672 | 0.9789 | -0.40526 | 0.9809 | -0.36626 | 19.4154
152 | -0.04962 | -0.012507 | 0.049673 | 0.01254 | 5.2479e-05 | 3.3275e-05 | 0.075299 | 0.075299 | 0.075299 | 0.9809 | -0.36626 | 0.98203 | -0.34418 | 20.6866
153 | -0.12973 | -0.032976 | 0.12975 | 0.032992 | 2.5028e-05 | 1.5816e-05 | 0.1953 | 0.1953 | 0.1953 | 0.98923 | -0.20484 | 0.98944 | -0.20083 | 17.8848
154 | -0.12975 | -0.032992 | 0.12984 | 0.033051 | 9.2993e-05 | 5.8763e-05 | 0.1953 | 0.1953 | 0.1953 | 0.98944 | -0.20083 | 0.99021 | -0.18597 | 17.8848
155 | 0.20512 | 0.052153 | -0.20491 | -0.052022 | 0.00020553 | 0.00013087 | 0.3085 | 0.3085 | 0.3085 | 0.99021 | -0.18597 | 0.98913 | -0.20679 | 28.2511
156 | -0.33496 | -0.085203 | 0.33559 | 0.085601 | 0.00062267 | 0.00039775 | 0.5038 | 0.5038 | 0.5038 | 0.99021 | -0.18597 | 0.99222 | -0.14747 | 46.1359
157 | 0.14845 | 0.037678 | -0.14834 | -0.037607 | 0.00011138 | 7.06e-05 | 0.22349 | 0.22349 | 0.22349 | 0.98913 | -0.20679 | 0.98832 | -0.2224 | 20.4663
158 | 0.056463 | 0.014344 | -0.056424 | -0.01432 | 3.9302e-05 | 2.3479e-05 | 0.085011 | 0.085011 | 0.085011 | 0.98913 | -0.20679 | 0.98838 | -0.22126 | 7.7849
159 | -0.34156 | -0.087098 | 0.34246 | 0.087675 | 0.00090293 | 0.00057681 | 0.51276 | 0.51276 | 0.51276 | 0.99222 | -0.14747 | 0.99509 | -0.09287 | 46.9562
160 | -0.0015175 | -0.00038033 | 0.0015175 | 0.00038027 | 9.2731e-09 | -5.6555e-08 | 0.0022683 | 0.0022683 | 0.0022683 | 0.99551 | -0.084901 | 0.99552 | -0.084773 | 0.62315
161 | -0.0065601 | -0.001644 | 0.0065605 | 0.0016442 | 4.841e-07 | 1.3524e-07 | 0.0098054 | 0.0098053 | 0.0098054 | 0.99552 | -0.084773 | 0.9956 | -0.083224 | 2.6938
162 | -0.13332 | -0.033759 | 0.1334 | 0.033811 | 8.2499e-05 | 5.2174e-05 | 0.20119 | 0.20119 | 0.20119 | 0.9866 | -0.25547 | 0.98727 | -0.2426 | 18.4243
163 | 0.13332 | 0.033759 | -0.13329 | -0.033743 | 2.5725e-05 | 1.627e-05 | 0.20119 | 0.20119 | 0.20119 | 0.9866 | -0.25547 | 0.9864 | -0.25949 | 18.4243
164 | -0.13502 | -0.034219 | 0.13504 | 0.034229 | 1.5963e-05 | 1.0098e-05 | 0.20364 | 0.20364 | 0.20364 | 0.98727 | -0.2426 | 0.9874 | -0.24014 | 18.6488
165 | 0.13248 | 0.033541 | -0.13246 | -0.033529 | 1.7942e-05 | 1.1346e-05 | 0.19997 | 0.19997 | 0.19997 | 0.9864 | -0.25949 | 0.98625 | -0.26232 | 18.3127
166 | 0.0055593 | 0.001393 | -0.0055589 | -0.001393 | 3.1375e-07 | 4.7769e-08 | 0.0083699 | 0.00837 | 0.00837 | 0.98832 | -0.2224 | 0.98826 | -0.22358 | 2.2995
167 | 0.14278 | 0.036214 | -0.14275 | -0.036199 | 2.3996e-05 | 1.5198e-05 | 0.21512 | 0.21512 | 0.21512 | 0.98832 | -0.2224 | 0.98814 | -0.2259 | 19.6998
168 | 0.055585 | 0.01411 | -0.055549 | -0.014089 | 3.5287e-05 | 2.1037e-05 | 0.083747 | 0.083748 | 0.083748 | 0.98838 | -0.22126 | 0.98769 | -0.23446 | 7.6692
169 | -0.34417 | -0.088103 | 0.34433 | 0.088206 | 0.00016086 | 0.00010276 | 0.51531 | 0.51531 | 0.51531 | 0.99509 | -0.09287 | 0.9956 | -0.083224 | 47.1899
170 | -0.35089 | -0.08985 | 0.35106 | 0.089959 | 0.00017021 | 0.00010874 | 0.52512 | 0.52512 | 0.52512 | 0.9956 | -0.083224 | 0.99612 | -0.073215 | 48.0879
171 | 0.054691 | 0.013816 | -0.054673 | -0.013804 | 1.8407e-05 | 1.169e-05 | 0.082828 | 0.082828 | 0.082828 | 0.983 | -0.32536 | 0.98264 | -0.33239 | 22.7549
172 | -0.058525 | -0.014777 | 0.058602 | 0.014826 | 7.7124e-05 | 4.9027e-05 | 0.088631 | 0.088631 | 0.088631 | 0.983 | -0.32536 | 0.98441 | -0.2979 | 24.3493
173 | 0.053109 | 0.013412 | -0.053079 | -0.013393 | 2.9996e-05 | 1.9041e-05 | 0.080459 | 0.080459 | 0.080459 | 0.98264 | -0.33239 | 0.98203 | -0.34418 | 22.1042
174 | 0.057766 | 0.014588 | -0.057754 | -0.014581 | 1.1984e-05 | 7.1908e-06 | 0.087357 | 0.087358 | 0.087358 | 0.98441 | -0.2979 | 0.98419 | -0.30223 | 7.9998
175 | -0.11637 | -0.029414 | 0.11644 | 0.029459 | 7.0636e-05 | 4.4511e-05 | 0.17599 | 0.17599 | 0.17599 | 0.98441 | -0.2979 | 0.98507 | -0.28525 | 16.1162
176 | 0.0034057 | 0.00085311 | -0.0034055 | -0.00085327 | 2.589e-07 | -1.6229e-07 | 0.0051604 | 0.0051605 | 0.0051605 | 0.98203 | -0.34418 | 0.98195 | -0.34578 | 1.4177
177 | 0.051511 | 0.013017 | -0.051506 | -0.013014 | 4.7774e-06 | 2.8175e-06 | 0.077919 | 0.077919 | 0.077919 | 0.98419 | -0.30223 | 0.98409 | -0.30416 | 7.1354
178 | 0.0044766 | 0.0011215 | -0.0044764 | -0.0011216 | 2.0964e-07 | -2.0908e-08 | 0.0067681 | 0.0067682 | 0.0067682 | 0.98419 | -0.30223 | 0.98414 | -0.30321 | 1.8594
179 | -0.11796 | -0.02984 | 0.11798 | 0.029852 | 1.8373e-05 | 1.1582e-05 | 0.17829 | 0.17829 | 0.17829 | 0.98507 | -0.28525 | 0.98523 | -0.282 | 16.3266
180 | 0.0016849 | 0.00042204 | -0.0016848 | -0.00042221 | 3.591e-08 | -1.6284e-07 | 0.0025531 | 0.0025532 | 0.0025532 | 0.98195 | -0.34578 | 0.98193 | -0.34622 | 0.70143
181 | 0.0038559 | 0.00096623 | -0.0038557 | -0.00096632 | 2.4596e-07 | -8.7711e-08 | 0.0058304 | 0.0058305 | 0.0058305 | 0.98409 | -0.30416 | 0.98402 | -0.3055 | 1.6018
182 | 0.04765 | 0.012048 | -0.047631 | -0.012037 | 1.9111e-05 | 1.111e-05 | 0.072088 | 0.072089 | 0.072089 | 0.98409 | -0.30416 | 0.98366 | -0.31253 | 6.6015
183 | 0.0028375 | 0.00071081 | -0.0028373 | -0.00071101 | 1.6243e-07 | -1.9505e-07 | 0.0042901 | 0.0042902 | 0.0042902 | 0.98414 | -0.30321 | 0.98408 | -0.30441 | 1.1786
184 | -0.12867 | -0.032532 | 0.12873 | 0.032566 | 5.309e-05 | 3.3548e-05 | 0.19444 | 0.19444 | 0.19444 | 0.98523 | -0.282 | 0.98568 | -0.2734 | 17.8057
185 | 0.010694 | 0.0026807 | -0.010693 | -0.0026801 | 1.186e-06 | 6.0468e-07 | 0.016152 | 0.016152 | 0.016152 | 0.98523 | -0.282 | 0.98511 | -0.28433 | 4.4373
186 | 0.0012323 | 0.00030879 | -0.0012323 | -0.00030885 | 5.9477e-09 | -5.3722e-08 | 0.0018674 | 0.0018675 | 0.0018675 | 0.98193 | -0.34622 | 0.98192 | -0.34633 | 0.51304
187 | 0.045507 | 0.011504 | -0.045506 | -0.011504 | 1.2434e-06 | 7.1591e-07 | 0.068876 | 0.068876 | 0.068876 | 0.98366 | -0.31253 | 0.98363 | -0.3131 | 6.3073
188 | 0.0013577 | 0.00034018 | -0.0013577 | -0.00034026 | 1.1494e-08 | -8.5039e-08 | 0.0020529 | 0.0020529 | 0.0020529 | 0.98408 | -0.30441 | 0.98407 | -0.30459 | 0.56399
189 | -0.12948 | -0.032756 | 0.12954 | 0.03279 | 5.3166e-05 | 3.3601e-05 | 0.19558 | 0.19558 | 0.19558 | 0.98568 | -0.2734 | 0.98612 | -0.26485 | 17.9106
190 | 0.0096957 | 0.0024301 | -0.0096947 | -0.0024297 | 9.5265e-07 | 4.5892e-07 | 0.014645 | 0.014645 | 0.014645 | 0.98511 | -0.28433 | 0.98501 | -0.28639 | 4.0235
191 | 0.00080352 | 0.00019988 | -0.00080345 | -0.00020136 | 6.6875e-08 | -1.4834e-06 | 0.0012163 | 0.0012168 | 0.0012168 | 0.98261 | -0.33291 | 0.98252 | -0.33466 | 0.33429
192 | -0.00080352 | -0.00019988 | 0.00080353 | 0.00019968 | 8.9203e-09 | -1.9799e-07 | 0.0012163 | 0.0012162 | 0.0012163 | 0.98261 | -0.33291 | 0.98262 | -0.33267 | 0.33414
193 | -0.00080353 | -0.00019968 | 0.00080355 | 0.00019908 | 2.7149e-08 | -6.0276e-07 | 0.0012162 | 0.001216 | 0.0012162 | 0.98262 | -0.33267 | 0.98266 | -0.33196 | 0.33412
194 | 0.012187 | 0.003056 | -0.012184 | -0.0030545 | 2.8048e-06 | 1.5169e-06 | 0.018455 | 0.018455 | 0.018455 | 0.98266 | -0.33196 | 0.98241 | -0.33679 | 5.07
195 | 0.029224 | 0.0074115 | -0.029145 | -0.0073623 | 7.9117e-05 | 4.9276e-05 | 0.044284 | 0.044285 | 0.044285 | 0.98266 | -0.33196 | 0.97975 | -0.38844 | 12.1661
196 | -0.042214 | -0.010667 | 0.042245 | 0.010684 | 3.1035e-05 | 1.7554e-05 | 0.063955 | 0.063954 | 0.063955 | 0.98266 | -0.33196 | 0.98345 | -0.31664 | 5.8567
197 | 0.13168 | 0.033332 | -0.13168 | -0.033332 | 4.0566e-07 | 2.5648e-07 | 0.19879 | 0.19879 | 0.19879 | 0.98625 | -0.26232 | 0.98625 | -0.26238 | 18.2042
198 | 0.13039 | 0.03301 | -0.13038 | -0.033 | 1.5451e-05 | 9.7666e-06 | 0.19685 | 0.19685 | 0.19685 | 0.98625 | -0.26238 | 0.98612 | -0.26485 | 18.0264
199 | -0.14096 | -0.035712 | 0.14105 | 0.035773 | 9.6501e-05 | 6.1105e-05 | 0.21256 | 0.21256 | 0.21256 | 0.9874 | -0.24014 | 0.98814 | -0.2259 | 19.4652
200 | 0.0059163 | 0.0014825 | -0.005916 | -0.0014824 | 2.7985e-07 | 5.903e-08 | 0.0089158 | 0.0089158 | 0.0089158 | 0.9874 | -0.24014 | 0.98735 | -0.24113 | 2.4494
201 | 0.0087399 | 0.0021904 | -0.0087398 | -0.0021903 | 1.1943e-07 | 5.3181e-08 | 0.013203 | 0.013203 | 0.013203 | 0.98501 | -0.28639 | 0.98499 | -0.28668 | 3.6272
202 | 0.007469 | 0.0018718 | -0.0074686 | -0.0018717 | 3.7733e-07 | 1.409e-07 | 0.011283 | 0.011283 | 0.011283 | 0.98499 | -0.28668 | 0.98494 | -0.28774 | 3.0998
203 | 0.012184 | 0.0030545 | -0.012181 | -0.0030527 | 3.2454e-06 | 1.7554e-06 | 0.018455 | 0.018455 | 0.018455 | 0.98241 | -0.33679 | 0.98213 | -0.34238 | 5.07
204 | 0.026441 | 0.0066928 | -0.026424 | -0.006682 | 1.7405e-05 | 1.0778e-05 | 0.040182 | 0.040182 | 0.040182 | 0.97975 | -0.38844 | 0.97905 | -0.40216 | 11.039
205 | 0.0027033 | 0.00066949 | -0.002703 | -0.00066988 | 2.9036e-07 | -3.9333e-07 | 0.0041029 | 0.0041031 | 0.0041031 | 0.97975 | -0.38844 | 0.97964 | -0.39071 | 1.1272
206 | -0.043487 | -0.010995 | 0.043495 | 0.011 | 7.381e-06 | 4.2051e-06 | 0.065833 | 0.065833 | 0.065833 | 0.98345 | -0.31664 | 0.98363 | -0.3131 | 6.0287
207 | 0.0074739 | 0.0018731 | -0.0074731 | -0.0018728 | 7.5517e-07 | 2.8459e-07 | 0.011324 | 0.011324 | 0.011324 | 0.98213 | -0.34238 | 0.98202 | -0.3445 | 3.1109
208 | 0.025551 | 0.0064632 | -0.025477 | -0.0064175 | 7.4041e-05 | 4.5747e-05 | 0.038855 | 0.038856 | 0.038856 | 0.97905 | -0.40216 | 0.97595 | -0.46274 | 10.6746
209 | 0.00043764 | 0.00010211 | -0.00043754 | -0.00010966 | 9.9747e-08 | -7.5435e-06 | 0.00066212 | 0.00066476 | 0.00066476 | 0.97964 | -0.39071 | 0.9794 | -0.39562 | 0.18263
210 | 0.0074731 | 0.0018728 | -0.007472 | -0.0018724 | 1.1523e-06 | 4.3433e-07 | 0.011324 | 0.011324 | 0.011324 | 0.98202 | -0.3445 | 0.98185 | -0.34774 | 3.1109
211 | -0.0016416 | -0.00041142 | 0.0016416 | 0.00041114 | 5.7146e-08 | -2.748e-07 | 0.0024879 | 0.0024878 | 0.0024879 | 0.98182 | -0.34847 | 0.98185 | -0.34774 | 0.6835
212 | 0.02424 | 0.0061074 | -0.024203 | -0.0060852 | 3.606e-05 | 2.2201e-05 | 0.036969 | 0.03697 | 0.03697 | 0.97595 | -0.46274 | 0.97437 | -0.49389 | 10.1565
213 | 0.0064955 | 0.0016278 | -0.0064955 | -0.0016278 | 3.208e-08 | 9.2252e-09 | 0.0098132 | 0.0098132 | 0.0098132 | 0.98494 | -0.28774 | 0.98493 | -0.28784 | 2.6959
214 | 0.0053017 | 0.0013286 | -0.0053016 | -0.0013286 | 6.5142e-08 | 7.2302e-09 | 0.0080096 | 0.0080096 | 0.0080096 | 0.98493 | -0.28784 | 0.98492 | -0.2881 | 2.2005
215 | 0.0042346 | 0.0010612 | -0.0042344 | -0.0010612 | 1.7442e-07 | -3.2991e-08 | 0.0063975 | 0.0063976 | 0.0063976 | 0.98492 | -0.2881 | 0.98488 | -0.28896 | 1.7576
216 | 0.0030361 | 0.00076086 | -0.003036 | -0.00076087 | 1.4605e-08 | -1.4207e-08 | 0.004587 | 0.0045871 | 0.0045871 | 0.98488 | -0.28896 | 0.98487 | -0.28907 | 1.2602
217 | 0.0017497 | 0.00043848 | -0.0017497 | -0.0004385 | 6.6109e-09 | -2.7871e-08 | 0.0026435 | 0.0026435 | 0.0026435 | 0.98487 | -0.28907 | 0.98487 | -0.28915 | 0.72624
218 | 0.00083957 | 0.00021042 | -0.00083957 | -0.00021042 | 3.0796e-11 | -6.2544e-10 | 0.0012685 | 0.0012685 | 0.0012685 | 0.98487 | -0.28915 | 0.98487 | -0.28915 | 0.34849
219 | -0.0019186 | -0.00048081 | 0.0019186 | 0.00048076 | 1.3279e-08 | -4.5667e-08 | 0.0028915 | 0.0028915 | 0.0028915 | 0.98734 | -0.24127 | 0.98735 | -0.24113 | 0.79438
220 | 0.00089828 | 0.00022509 | -0.00089828 | -0.00022513 | 2.4884e-09 | -4.4713e-08 | 0.0013538 | 0.0013538 | 0.0013538 | 0.98734 | -0.24127 | 0.98734 | -0.24133 | 0.37192
221 | 0.0039973 | 0.0010017 | -0.0039971 | -0.0010018 | 2.3214e-07 | -6.9564e-08 | 0.0060243 | 0.0060244 | 0.0060244 | 0.98735 | -0.24113 | 0.98729 | -0.24235 | 1.655
222 | 0.002122 | 0.00053181 | -0.002122 | -0.00053182 | 5.9348e-09 | -1.5988e-08 | 0.0031982 | 0.0031982 | 0.0031982 | 0.98729 | -0.24235 | 0.98728 | -0.24241 | 0.87864
223 | 0.0047063 | 0.0011793 | -0.0047061 | -0.0011793 | 1.4108e-07 | -5.7043e-09 | 0.0070861 | 0.0070862 | 0.0070862 | 0.98826 | -0.22358 | 0.98823 | -0.22421 | 1.9467
224 | 0.0011068 | 0.00027732 | -0.0011068 | -0.00027738 | 5.0452e-09 | -5.8834e-08 | 0.0016665 | 0.0016665 | 0.0016665 | 0.98821 | -0.22458 | 0.9882 | -0.22468 | 0.45784
225 | -0.0022172 | -0.00055562 | 0.0022172 | 0.00055554 | 3.45e-08 | -8.367e-08 | 0.0033386 | 0.0033385 | 0.0033386 | 0.98821 | -0.22458 | 0.98822 | -0.22426 | 0.91719
226 | -0.003343 | -0.00083768 | 0.003343 | 0.00083767 | 6.6662e-09 | -4.7225e-09 | 0.0050336 | 0.0050336 | 0.0050336 | 0.98822 | -0.22426 | 0.98823 | -0.22421 | 1.3829
227 | 0.049418 | 0.012552 | -0.049338 | -0.012503 | 8.0577e-05 | 4.9592e-05 | 0.074511 | 0.074512 | 0.074512 | 0.98769 | -0.23446 | 0.98593 | -0.2684 | 10.2351
228 | 0.0061311 | 0.0015364 | -0.0061297 | -0.0015361 | 1.4174e-06 | 3.403e-07 | 0.0092368 | 0.009237 | 0.009237 | 0.98769 | -0.23446 | 0.98744 | -0.23932 | 2.5376
229 | 0.048137 | 0.012202 | -0.048081 | -0.012167 | 5.6001e-05 | 3.4401e-05 | 0.0727 | 0.0727 | 0.0727 | 0.98593 | -0.2684 | 0.98468 | -0.29263 | 9.9863
230 | 0.0020952 | 0.00052494 | -0.0020952 | -0.00052508 | 4.9246e-08 | -1.3699e-07 | 0.0031573 | 0.0031574 | 0.0031574 | 0.98744 | -0.23932 | 0.98742 | -0.23981 | 0.86742
231 | 0.047071 | 0.011914 | -0.047042 | -0.011896 | 2.8593e-05 | 1.8108e-05 | 0.071174 | 0.071174 | 0.071174 | 0.98468 | -0.29263 | 0.98403 | -0.3053 | 19.5533
232 | 0.00069039 | 0.000173 | -0.00069039 | -0.00017303 | 7.6489e-10 | -2.3613e-08 | 0.0010404 | 0.0010404 | 0.0010404 | 0.98742 | -0.23981 | 0.98742 | -0.23983 | 0.28582
233 | 0.045268 | 0.011451 | -0.045263 | -0.011449 | 4.1375e-06 | 2.6181e-06 | 0.06849 | 0.06849 | 0.06849 | 0.98403 | -0.3053 | 0.98393 | -0.3072 | 18.816
234 | 0.0057358 | 0.0014375 | -0.005735 | -0.0014373 | 8.0101e-07 | 1.5088e-07 | 0.0086668 | 0.0086669 | 0.0086669 | 0.9848 | -0.29232 | 0.98465 | -0.29525 | 2.381
235 | 0.038698 | 0.0097475 | -0.03866 | -0.0097234 | 3.8298e-05 | 2.4138e-05 | 0.058765 | 0.058765 | 0.058765 | 0.98019 | -0.37994 | 0.97913 | -0.40066 | 16.1441
236 | -0.038698 | -0.0097475 | 0.038754 | 0.0097825 | 5.5439e-05 | 3.4941e-05 | 0.058765 | 0.058764 | 0.058765 | 0.98019 | -0.37994 | 0.98173 | -0.35003 | 16.1441
237 | 0.03395 | 0.0085431 | -0.033908 | -0.0085166 | 4.2111e-05 | 2.6422e-05 | 0.051607 | 0.051608 | 0.051608 | 0.97913 | -0.40066 | 0.97781 | -0.42665 | 14.1779
238 | -0.043973 | -0.011091 | 0.044008 | 0.011113 | 3.4975e-05 | 2.2119e-05 | 0.066676 | 0.066676 | 0.066676 | 0.98173 | -0.35003 | 0.98258 | -0.33343 | 18.3176
239 | 0.031389 | 0.0078854 | -0.031355 | -0.007864 | 3.4131e-05 | 2.1344e-05 | 0.047775 | 0.047775 | 0.047775 | 0.97781 | -0.42665 | 0.97665 | -0.44946 | 13.1249
240 | -0.044605 | -0.011262 | 0.044661 | 0.011298 | 5.6125e-05 | 3.5504e-05 | 0.06758 | 0.06758 | 0.06758 | 0.98258 | -0.33343 | 0.98393 | -0.3072 | 18.566
241 | 0.016953 | 0.004268 | -0.016949 | -0.0042659 | 3.4879e-06 | 2.0595e-06 | 0.025897 | 0.025897 | 0.025897 | 0.97437 | -0.49389 | 0.97415 | -0.4982 | 7.1145
242 | 0.016949 | 0.0042659 | -0.016905 | -0.00424 | 4.3802e-05 | 2.5871e-05 | 0.025897 | 0.025897 | 0.025897 | 0.97415 | -0.4982 | 0.9714 | -0.55241 | 7.1147
243 | 0.016905 | 0.00424 | -0.016896 | -0.0042346 | 9.2013e-06 | 5.4362e-06 | 0.025897 | 0.025898 | 0.025898 | 0.9714 | -0.55241 | 0.97082 | -0.56384 | 7.1147
244 | -0.0035642 | -0.00089328 | 0.0035658 | 0.00089253 | 1.5876e-06 | -7.5226e-07 | 0.0054528 | 0.0054521 | 0.0054528 | 0.97265 | -0.5283 | 0.97312 | -0.51895 | 1.498
245 | -0.010894 | -0.0027243 | 0.0109 | 0.0027271 | 5.5181e-06 | 2.8723e-06 | 0.016656 | 0.016656 | 0.016656 | 0.97312 | -0.51895 | 0.97366 | -0.5083 | 4.5758
246 | 0.0069425 | 0.0017351 | -0.0069366 | -0.001733 | 5.9186e-06 | 2.0491e-06 | 0.010614 | 0.010615 | 0.010615 | 0.97312 | -0.51895 | 0.97222 | -0.53689 | 2.9161
247 | -0.0109 | -0.0027271 | 0.0109 | 0.0027276 | 8.6389e-07 | 4.496e-07 | 0.016656 | 0.016656 | 0.016656 | 0.97366 | -0.5083 | 0.97375 | -0.50663 | 4.5758
248 | 0.0069366 | 0.001733 | -0.0069333 | -0.0017319 | 3.3195e-06 | 1.1508e-06 | 0.010615 | 0.010615 | 0.010615 | 0.97222 | -0.53689 | 0.97171 | -0.54696 | 2.9162
249 | -0.011121 | -0.0027828 | 0.011133 | 0.0027894 | 1.2726e-05 | 6.6806e-06 | 0.016992 | 0.016992 | 0.016992 | 0.97375 | -0.50663 | 0.97496 | -0.48261 | 4.6682
250 | 0.0021851 | 0.00054714 | -0.0021851 | -0.00054714 | 5.7621e-11 | -1.3176e-10 | 0.003346 | 0.003346 | 0.003346 | 0.97171 | -0.54696 | 0.97171 | -0.54696 | 0.91923
251 | 0.0045341 | 0.0011311 | -0.0045312 | -0.0011312 | 2.8972e-06 | -1.3054e-07 | 0.0069413 | 0.006942 | 0.006942 | 0.97171 | -0.54696 | 0.97103 | -0.56042 | 1.9071
252 | -0.011133 | -0.0027894 | 0.011136 | 0.0027907 | 2.3603e-06 | 1.2386e-06 | 0.016992 | 0.016991 | 0.016992 | 0.97496 | -0.48261 | 0.97519 | -0.47816 | 4.668
253 | -0.00013949 | -3.496e-05 | 0.00013949 | 3.4787e-05 | 2.3978e-10 | -1.7299e-07 | 0.00021376 | 0.0002137 | 0.00021376 | 0.971 | -0.56099 | 0.97101 | -0.56095 | 0.058726
254 | -0.00037696 | -9.4105e-05 | 0.00037697 | 9.3497e-05 | 6.1874e-09 | -6.0817e-07 | 0.00057754 | 0.00057732 | 0.00057754 | 0.97101 | -0.56095 | 0.97102 | -0.56061 | 0.15867
255 | 0.00023747 | 5.9318e-05 | -0.00023747 | -5.9516e-05 | 7.9364e-10 | -1.9721e-07 | 0.00036384 | 0.00036391 | 0.00036391 | 0.97101 | -0.56095 | 0.971 | -0.56102 | 0.099976
256 | -0.00037697 | -9.3497e-05 | 0.00037697 | 9.3172e-05 | 3.304e-09 | -3.2495e-07 | 0.00057732 | 0.0005772 | 0.00057732 | 0.97102 | -0.56061 | 0.97103 | -0.56042 | 0.1586
257 | -0.011405 | -0.0028582 | 0.011409 | 0.0028601 | 3.7281e-06 | 1.9763e-06 | 0.017402 | 0.017402 | 0.017402 | 0.97519 | -0.47816 | 0.97554 | -0.4713 | 4.7809
258 | 0.00050814 | 0.0001263 | -0.00050813 | -0.00012681 | 9.4124e-09 | -5.1599e-07 | 0.0007747 | 0.00077489 | 0.00077489 | 0.97554 | -0.4713 | 0.97552 | -0.47169 | 0.21288
259 | -0.011917 | -0.0029864 | 0.011921 | 0.0029887 | 4.2563e-06 | 2.295e-06 | 0.018177 | 0.018177 | 0.018177 | 0.97554 | -0.4713 | 0.97592 | -0.4638 | 4.9936
260 | 0.00050813 | 0.00012681 | -0.00050812 | -0.00012735 | 9.7251e-09 | -5.3285e-07 | 0.00077489 | 0.00077508 | 0.00077508 | 0.97552 | -0.47169 | 0.9755 | -0.47209 | 0.21294
261 | -0.015399 | -0.0038603 | 0.015409 | 0.0038664 | 1.0534e-05 | 6.1044e-06 | 0.023479 | 0.023479 | 0.023479 | 0.97592 | -0.4638 | 0.97665 | -0.44946 | 6.4503
262 | 0.00078373 | 0.00019619 | -0.00078372 | -0.00019642 | 1.0142e-08 | -2.2608e-07 | 0.0012001 | 0.0012002 | 0.0012002 | 0.97167 | -0.54772 | 0.97166 | -0.548 | 0.32973
263 | -0.0014882 | -0.00037276 | 0.0014883 | 0.00037263 | 2.3503e-08 | -1.3443e-07 | 0.002279 | 0.002279 | 0.002279 | 0.97167 | -0.54772 | 0.97169 | -0.54739 | 0.6261
264 | -0.0016176 | -0.00040503 | 0.0016176 | 0.00040497 | 1.1789e-08 | -5.593e-08 | 0.0024769 | 0.0024769 | 0.0024769 | 0.97169 | -0.54739 | 0.9717 | -0.54724 | 0.68048
265 | -0.0020885 | -0.00052301 | 0.0020886 | 0.00052294 | 2.7457e-08 | -7.1105e-08 | 0.0031981 | 0.0031981 | 0.0031981 | 0.9717 | -0.54724 | 0.97171 | -0.54696 | 0.87861
266 | -0.00016434 | -4.1188e-05 | 0.00016434 | 3.9571e-05 | 3.1121e-09 | -1.617e-06 | 0.00025197 | 0.0002514 | 0.00025197 | 0.97051 | -0.57087 | 0.97053 | -0.57047 | 0.069224
267 | 0.0033596 | 0.00084176 | -0.0033593 | -0.00084192 | 2.7231e-07 | -1.639e-07 | 0.0051508 | 0.005151 | 0.005151 | 0.97053 | -0.57047 | 0.97044 | -0.57217 | 1.4151
268 | -0.0035239 | -0.00088133 | 0.0035256 | 0.0008805 | 1.6836e-06 | -8.2474e-07 | 0.0054022 | 0.0054015 | 0.0054022 | 0.97053 | -0.57047 | 0.97103 | -0.56042 | 1.4841
269 | 0.015946 | 0.0039976 | -0.015943 | -0.0039956 | 3.5265e-06 | 2.0577e-06 | 0.024296 | 0.024296 | 0.024296 | 0.97665 | -0.44946 | 0.97641 | -0.4541 | 6.6747
270 | 0.0059133 | 0.001482 | -0.0059126 | -0.0014818 | 6.8726e-07 | 1.5762e-07 | 0.0090116 | 0.0090117 | 0.0090117 | 0.97641 | -0.4541 | 0.97629 | -0.45654 | 2.4757

## res_trafo
| p_hv_mw | q_hv_mvar | p_lv_mw | q_lv_mvar | pl_mw | ql_mvar | i_hv_ka | i_lv_ka | vm_hv_pu | va_hv_degree | vm_lv_pu | va_lv_degree | loading_percent
0 | -1.2729e-15 | -1.3162e-15 | 0.00165 | 1.2699e-07 | 0.00165 | 1.2699e-07 | 5.2857e-17 | 0.0023815 | 0.99998 | 149.9956 | 1 | 0 | 0.2619

## res_ext_grid
| p_mw | q_mvar
0 | 0.4888 | 0.12511

## res_load
| p_mw | q_mvar
0 | 0.00028351 | 7.1055e-05
1 | 0.00028559 | 7.1575e-05
2 | 0.00020515 | 5.1415e-05
3 | 0.0051781 | 0.0012978
4 | 0.00085964 | 0.00021545
5 | 0.0015241 | 0.00038197
6 | 0.00036393 | 9.1209e-05
7 | 0.00089993 | 0.00022554
8 | 0.0011083 | 0.00027777
9 | 0.0013089 | 0.00032805
10 | 0.0016033 | 0.00040183
11 | 0.00058701 | 0.00014712
12 | 0.00028724 | 7.199e-05
13 | 0.00049295 | 0.00012354
14 | 0.0013602 | 0.0003409
15 | 0.00016628 | 4.1673e-05
16 | 0.00043595 | 0.00010926
17 | 0.0011564 | 0.00028981
18 | 0.00032175 | 8.0638e-05
19 | 0.00098827 | 0.00024768
20 | 0.0039033 | 0.00097827
21 | 0.0056614 | 0.0014189
22 | 0.0027024 | 0.00067729
23 | 0.0026701 | 0.0006692
24 | 0.002178 | 0.00054585
25 | 0.0035002 | 0.00087724
26 | 0.00050876 | 0.00012751
27 | 0.002175 | 0.00054511
28 | 0.0007529 | 0.00018869
29 | 0.0032393 | 0.00081184
30 | 0.0032961 | 0.00082607
31 | 0.0010119 | 0.00025359
32 | 0.0029155 | 0.00073068
33 | 0.00037902 | 9.4991e-05
34 | 0.0061062 | 0.0015304
35 | 0.00033065 | 8.2869e-05
36 | 0.0064985 | 0.0016287
37 | 0.0043523 | 0.0010908
38 | 0.0012196 | 0.00030566
39 | 0.0012133 | 0.00030408
40 | 0.0036866 | 0.00092394
41 | 0.00084492 | 0.00021176
42 | 0.0044397 | 0.0011127
43 | 0.00059071 | 0.00014805
44 | 0.0047638 | 0.0011939
45 | 0.0012666 | 0.00031743
46 | 0.0022916 | 0.00057432
47 | 0.011292 | 0.00283
48 | 0.0019951 | 0.00050002
49 | 0.0042965 | 0.0010768
50 | 0.0015287 | 0.00038314
51 | 0.0028444 | 0.00071287
52 | 0.0012266 | 0.00030743
53 | 0.0016584 | 0.00041563
54 | 0.0026194 | 0.00065649
55 | 0.0022101 | 0.0005539
56 | 0.00042301 | 0.00010602
57 | 0.0035679 | 0.0008942
58 | 0.0010024 | 0.00025124
59 | 0.0015814 | 0.00039633
60 | 0.0047007 | 0.0011781
61 | 0.0033098 | 0.00082952
62 | 0.0018717 | 0.0004691
63 | 0.0037517 | 0.00094027
64 | 0.0033769 | 0.00084634
65 | 0.0019216 | 0.00048161
66 | 0.0023634 | 0.00059231
67 | 0.0064398 | 0.001614
68 | 0.0015847 | 0.00039716
69 | 0.0032033 | 0.00080283
70 | 0.0016934 | 0.0004244
71 | 0.0017001 | 0.00042609
72 | 0.0015956 | 0.0003999
73 | 0.0019704 | 0.00049383
74 | 0.0029641 | 0.00074287
75 | 0.0026504 | 0.00066426
76 | 0.0025359 | 0.00063556
77 | 0.0028202 | 0.00070681
78 | 0.0026072 | 0.00065342
79 | 0.0062279 | 0.0015608
80 | 0.0020994 | 0.00052616
81 | 0.001761 | 0.00044134
82 | 0.0023727 | 0.00059466
83 | 0.0046758 | 0.0011719
84 | 0.0028749 | 0.00072052
85 | 0.0010087 | 0.0002528
86 | 0.00024294 | 6.0886e-05
87 | 0.001663 | 0.00041678
88 | 0.00039449 | 9.8869e-05
89 | 0.0068267 | 0.0017109
90 | 0.0031386 | 0.0007866
91 | 0.0040562 | 0.0010166
92 | 0.00029107 | 7.2948e-05
93 | 0.00062501 | 0.00015664
94 | 0.0044674 | 0.0011196
95 | 0.00076109 | 0.00019075
96 | 0.00081593 | 0.00020449
97 | 0.002711 | 0.00067945
98 | 0.0019696 | 0.00049364
99 | 0.00021303 | 5.3391e-05
100 | 0.00046425 | 0.00011635
101 | 0.005262 | 0.0013188
102 | 0.0018917 | 0.00047411
103 | 0.0031013 | 0.00077725
104 | 0.0020405 | 0.0005114
105 | 0.0024685 | 0.00061867
106 | 0.0070359 | 0.0017634
107 | 0.0031623 | 0.00079254
108 | 0.0040754 | 0.0010214
109 | 0.00071373 | 0.00017888
110 | 0.001667 | 0.00041778
111 | 0.0013388 | 0.00033555
112 | 0.0016177 | 0.00040543
113 | 0.00093273 | 0.00023377
114 | 0.0016128 | 0.00040421
115 | 0.0014699 | 0.00036839
116 | 0.003398 | 0.00085161
117 | 0.0015436 | 0.00038687
118 | 0.0075685 | 0.0018968
119 | 0.002321 | 0.0005817
120 | 0.0015846 | 0.00039715
121 | 0.0014511 | 0.00036368
122 | 0.0015356 | 0.00038486
123 | 0.00096062 | 0.00024075
124 | 0.00041441 | 0.00010386
125 | 0.00069057 | 0.00017307
126 | 0.00032346 | 8.1066e-05
127 | 0.00086601 | 0.00021704
128 | 0.00058936 | 0.00014771
129 | 0.00026406 | 6.6178e-05
130 | 0.0050054 | 0.0012545
131 | 0.0030503 | 0.00076446
132 | 0.00086775 | 0.00021748
133 | 0.0059738 | 0.0014972
134 | 0.0015175 | 0.00038033
135 | 0.0050425 | 0.0012638
136 | 0.0016263 | 0.0004076
137 | 0.00080788 | 0.00020247
138 | 0.00083945 | 0.00021039
139 | 0.001707 | 0.00042781
140 | 0.0038339 | 0.00096085
141 | 0.0015641 | 0.00039201
142 | 0.0017666 | 0.00044276
143 | 0.0015217 | 0.00038136
144 | 0.0017206 | 0.00043123
145 | 0.0016389 | 0.00041076
146 | 0.00045252 | 0.00011341
147 | 0.0038557 | 0.00096632
148 | 0.0021239 | 0.00053231
149 | 0.0014796 | 0.00037083
150 | 0.00075884 | 0.00019018
151 | 0.00099735 | 0.00024996
152 | 0.00080345 | 0.00020136
153 | 0.0012323 | 0.00030885
154 | 0.00078576 | 0.00019693
155 | 0.0012864 | 0.00032239
156 | 0.0008381 | 0.00021005
157 | 0.00095479 | 0.00023929
158 | 0.0012708 | 0.0003185
159 | 0.0012421 | 0.00031131
160 | 0.0047069 | 0.0011796
161 | 0.00087292 | 0.00021877
162 | 0.0022654 | 0.00056777
163 | 0.0020113 | 0.00050408
164 | 0.0016416 | 0.00041142
165 | 0.0058303 | 0.0014612
166 | 0.0012373 | 0.0003101
167 | 0.00043754 | 0.00010966
168 | 0.0013577 | 0.00034026
169 | 0.00097304 | 0.00024387
170 | 0.0011938 | 0.0002992
171 | 0.0010671 | 0.00026743
172 | 0.0011983 | 0.00030033
173 | 0.0012864 | 0.0003224
174 | 0.00091008 | 0.00022809
175 | 0.00083957 | 0.00021042
176 | 0.0010203 | 0.00025572
177 | 0.00089828 | 0.00022513
178 | 0.0018751 | 0.00046995
179 | 0.0017011 | 0.00042634
180 | 0.002122 | 0.00053182
181 | 0.00085268 | 0.0002137
182 | 0.0011104 | 0.0002783
183 | 0.0011068 | 0.00027738
184 | 0.0011257 | 0.00028214
185 | 0.0013631 | 0.00034163
186 | 0.0012007 | 0.00030092
187 | 0.0040344 | 0.0010111
188 | 0.0010099 | 0.00025311
189 | 0.0014048 | 0.00035208
190 | 0.0017749 | 0.00044483
191 | 0.00069039 | 0.00017303
192 | 0.0018066 | 0.00045278
193 | 0.0012264 | 0.00030735
194 | 0.005735 | 0.0014373
195 | 0.0047095 | 0.0011803
196 | 0.0052199 | 0.0013082
197 | 0.0025188 | 0.00063127
198 | 0.0005969 | 0.0001496
199 | 0.0072507 | 0.0018172
200 | 0.016896 | 0.0042346
201 | 0.0035642 | 0.00089328
202 | 0.00038569 | 9.6664e-05
203 | 0.0002201 | 5.5163e-05
204 | 0.00021406 | 5.3649e-05
205 | 0.00013949 | 3.496e-05
206 | 0.00023747 | 5.9516e-05
207 | 0.00026926 | 6.7482e-05
208 | 0.0034776 | 0.00087156
209 | 0.00070451 | 0.00017657
210 | 0.00078372 | 0.00019642
211 | 0.00012929 | 3.2403e-05
212 | 0.00047096 | 0.00011803
213 | 0.00016434 | 4.1188e-05
214 | 9.6572e-05 | 2.4203e-05
215 | 0.00062859 | 0.00015754
216 | 0.0033593 | 0.00084192
217 | 0.00078651 | 0.00019712
218 | 0.00060193 | 0.00015086
219 | 0.010029 | 0.0025136
220 | 0.0059126 | 0.0014818
221 | 0.00050812 | 0.00012735

## dtypes
| element | column | dtype
0 | bus | name | object
1 | bus | vn_kv | float64
2 | bus | type | object
3 | bus | zone | object
4 | bus | in_service | bool
5 | load | name | object
6 | load | bus | uint32
7 | load | p_mw | float64
8 | load | q_mvar | float64
9 | load | const_z_percent | float64
10 | load | const_i_percent | float64
11 | load | sn_mva | float64
12 | load | scaling | float64
13 | load | in_service | bool
14 | load | type | object
15 | ext_grid | name | object
16 | ext_grid | bus | uint32
17 | ext_grid | vm_pu | float64
18 | ext_grid | va_degree | float64
19 | ext_grid | slack_weight | float64
20 | ext_grid | in_service | bool
21 | line | name | object
22 | line | std_type | object
23 | line | from_bus | uint32
24 | line | to_bus | uint32
25 | line | length_km | float64
26 | line | r_ohm_per_km | float64
27 | line | x_ohm_per_km | float64
28 | line | c_nf_per_km | float64
29 | line | g_us_per_km | float64
30 | line | max_i_ka | float64
31 | line | df | float64
32 | line | parallel | uint32
33 | line | type | object
34 | line | in_service | bool
35 | trafo | name | object
36 | trafo | std_type | object
37 | trafo | hv_bus | uint32
38 | trafo | lv_bus | uint32
39 | trafo | sn_mva | float64
40 | trafo | vn_hv_kv | float64
41 | trafo | vn_lv_kv | float64
42 | trafo | vk_percent | float64
43 | trafo | vkr_percent | float64
44 | trafo | pfe_kw | float64
45 | trafo | i0_percent | float64
46 | trafo | shift_degree | float64
47 | trafo | tap_side | object
48 | trafo | tap_neutral | int32
49 | trafo | tap_min | int32
50 | trafo | tap_max | int32
51 | trafo | tap_step_percent | float64
52 | trafo | tap_step_degree | float64
53 | trafo | tap_pos | int32
54 | trafo | tap_phase_shifter | bool
55 | trafo | parallel | uint32
56 | trafo | df | float64
57 | trafo | in_service | bool
58 | line_geodata | coords | object
59 | bus_geodata | x | float64
60 | bus_geodata | y | float64
61 | bus_geodata | coords | object
62 | res_bus | vm_pu | float64
63 | res_bus | va_degree | float64
64 | res_bus | p_mw | float64
65 | res_bus | q_mvar | float64
66 | res_line | p_from_mw | float64
67 | res_line | q_from_mvar | float64
68 | res_line | p_to_mw | float64
69 | res_line | q_to_mvar | float64
70 | res_line | pl_mw | float64
71 | res_line | ql_mvar | float64
72 | res_line | i_from_ka | float64
73 | res_line | i_to_ka | float64
74 | res_line | i_ka | float64
75 | res_line | vm_from_pu | float64
76 | res_line | va_from_degree | float64
77 | res_line | vm_to_pu | float64
78 | res_line | va_to_degree | float64
79 | res_line | loading_percent | float64
80 | res_trafo | p_hv_mw | float64
81 | res_trafo | q_hv_mvar | float64
82 | res_trafo | p_lv_mw | float64
83 | res_trafo | q_lv_mvar | float64
84 | res_trafo | pl_mw | float64
85 | res_trafo | ql_mvar | float64
86 | res_trafo | i_hv_ka | float64
87 | res_trafo | i_lv_ka | float64
88 | res_trafo | vm_hv_pu | float64
89 | res_trafo | va_hv_degree | float64
90 | res_trafo | vm_lv_pu | float64
91 | res_trafo | va_lv_degree | float64
92 | res_trafo | loading_percent | float64
93 | res_ext_grid | p_mw | float64
94 | res_ext_grid | q_mvar | float64
95 | res_load | p_mw | float64
96 | res_load | q_mvar | float64

## parameters
| version | format_version | converged | OPF_converged | name | f_hz | sn_mva
0 | 2.14.6 | 2.14.0 | TRUE | FALSE |  | 50 | 1