## bus
| name | vn_kv | type | zone | in_service
0 | bus_LV_113-7_0_5_node_0 | 0.4 | n |  | TRUE
1 | bus_LV_113-7_0_5_node_1 | 0.4 | n |  | TRUE
2 | bus_LV_113-7_0_5_node_2 | 0.4 | n |  | TRUE
3 | bus_LV_113-7_0_5_node_3 | 0.4 | n |  | TRUE
4 | bus_LV_113-7_0_5_node_10 | 0.4 | n |  | TRUE
5 | bus_LV_113-7_0_5_node_16 | 0.4 | n |  | TRUE
6 | bus_LV_113-7_0_5_node_4 | 0.4 | n |  | TRUE
7 | bus_LV_113-7_0_5_node_5 | 0.4 | n |  | TRUE
8 | bus_LV_113-7_0_5_node_6 | 0.4 | n |  | TRUE
9 | bus_LV_113-7_0_5_node_7 | 0.4 | n |  | TRUE
10 | bus_LV_113-7_0_5_node_8 | 0.4 | n |  | TRUE
11 | bus_LV_113-7_0_5_node_9 | 0.4 | n |  | TRUE
12 | bus_LV_113-7_0_5_node_21 | 0.4 | n |  | TRUE
13 | bus_LV_113-7_0_5_node_219 | 0.4 | n |  | TRUE
14 | bus_LV_113-7_0_5_node_33 | 0.4 | n |  | TRUE
15 | bus_LV_113-7_0_5_node_32 | 0.4 | n |  | TRUE
16 | bus_LV_113-7_0_5_node_17 | 0.4 | n |  | TRUE
17 | bus_LV_113-7_0_5_node_18 | 0.4 | n |  | TRUE
18 | bus_LV_113-7_0_5_node_19 | 0.4 | n |  | TRUE
19 | bus_LV_113-7_0_5_node_20 | 0.4 | n |  | TRUE
20 | bus_LV_113-7_0_5_node_224 | 0.4 | n |  | TRUE
21 | bus_LV_113-7_0_5_node_11 | 0.4 | n |  | TRUE
22 | bus_LV_113-7_0_5_node_12 | 0.4 | n |  | TRUE
23 | bus_LV_113-7_0_5_node_13 | 0.4 | n |  | TRUE
24 | bus_LV_113-7_0_5_node_14 | 0.4 | n |  | TRUE
25 | bus_LV_113-7_0_5_node_15 | 0.4 | n |  | TRUE
26 | bus_LV_113-7_0_5_node_265 | 0.4 | n |  | TRUE
27 | bus_LV_113-7_0_5_node_264 | 0.4 | n |  | TRUE
28 | bus_LV_113-7_0_5_node_22 | 0.4 | n |  | TRUE
29 | bus_LV_113-7_0_5_node_23 | 0.4 | n |  | TRUE
30 | bus_LV_113-7_0_5_node_223 | 0.4 | n |  | TRUE
31 | bus_LV_113-7_0_5_node_220 | 0.4 | n |  | TRUE
32 | bus_LV_113-7_0_5_node_253 | 0.4 | n |  | TRUE
33 | bus_LV_113-7_0_5_node_221 | 0.4 | n |  | TRUE
34 | bus_LV_113-7_0_5_node_69 | 0.4 | n |  | TRUE
35 | bus_LV_113-7_0_5_node_68 | 0.4 | n |  | TRUE
36 | bus_LV_113-7_0_5_node_31 | 0.4 | n |  | TRUE
37 | bus_LV_113-7_0_5_node_24 | 0.4 | n |  | TRUE
38 | bus_LV_113-7_0_5_node_28 | 0.4 | n |  | TRUE
39 | bus_LV_113-7_0_5_node_29 | 0.4 | n |  | TRUE
40 | bus_LV_113-7_0_5_node_156 | 0.4 | n |  | TRUE
41 | bus_LV_113-7_0_5_node_155 | 0.4 | n |  | TRUE
42 | bus_LV_113-7_0_5_node_26 | 0.4 | n |  | TRUE
43 | bus_LV_113-7_0_5_node_25 | 0.4 | n |  | TRUE
44 | bus_LV_113-7_0_5_node_27 | 0.4 | n |  | TRUE
45 | bus_LV_113-7_0_5_node_160 | 0.4 | n |  | TRUE
46 | bus_LV_113-7_0_5_node_38 | 0.4 | n |  | TRUE
47 | bus_LV_113-7_0_5_node_30 | 0.4 | n |  | TRUE
48 | bus_LV_113-7_0_5_node_134 | 0.4 | n |  | TRUE
49 | bus_LV_113-7_0_5_node_34 | 0.4 | n |  | TRUE
50 | bus_LV_113-7_0_5_node_35 | 0.4 | n |  | TRUE
51 | bus_LV_113-7_0_5_node_36 | 0.4 | n |  | TRUE
52 | bus_LV_113-7_0_5_node_37 | 0.4 | n |  | TRUE
53 | bus_LV_113-7_0_5_node_70 | 0.4 | n |  | TRUE
54 | bus_LV_113-7_0_5_node_60 | 0.4 | n |  | TRUE
55 | bus_LV_113-7_0_5_node_43 | 0.4 | n |  | TRUE
56 | bus_LV_113-7_0_5_node_62 | 0.4 | n |  | TRUE
57 | bus_LV_113-7_0_5_node_58 | 0.4 | n |  | TRUE
58 | bus_LV_113-7_0_5_node_39 | 0.4 | n |  | TRUE
59 | bus_LV_113-7_0_5_node_40 | 0.4 | n |  | TRUE
60 | bus_LV_113-7_0_5_node_41 | 0.4 | n |  | TRUE
61 | bus_LV_113-7_0_5_node_42 | 0.4 | n |  | TRUE
62 | bus_LV_113-7_0_5_node_45 | 0.4 | n |  | TRUE
63 | bus_LV_113-7_0_5_node_44 | 0.4 | n |  | TRUE
64 | bus_LV_113-7_0_5_node_46 | 0.4 | n |  | TRUE
65 | bus_LV_113-7_0_5_node_47 | 0.4 | n |  | TRUE
66 | bus_LV_113-7_0_5_node_52 | 0.4 | n |  | TRUE
67 | bus_LV_113-7_0_5_node_50 | 0.4 | n |  | TRUE
68 | bus_LV_113-7_0_5_node_48 | 0.4 | n |  | TRUE
69 | bus_LV_113-7_0_5_node_49 | 0.4 | n |  | TRUE
70 | bus_LV_113-7_0_5_node_51 | 0.4 | n |  | TRUE
71 | bus_LV_113-7_0_5_node_271 | 0.4 | n |  | TRUE
72 | bus_LV_113-7_0_5_node_66 | 0.4 | n |  | TRUE
73 | bus_LV_113-7_0_5_node_53 | 0.4 | n |  | TRUE
74 | bus_LV_113-7_0_5_node_54 | 0.4 | n |  | TRUE
75 | bus_LV_113-7_0_5_node_55 | 0.4 | n |  | TRUE
76 | bus_LV_113-7_0_5_node_56 | 0.4 | n |  | TRUE
77 | bus_LV_113-7_0_5_node_57 | 0.4 | n |  | TRUE
78 | bus_LV_113-7_0_5_node_67 | 0.4 | n |  | TRUE
79 | bus_LV_113-7_0_5_node_157 | 0.4 | n |  | TRUE
80 | bus_LV_113-7_0_5_node_65 | 0.4 | n |  | TRUE
81 | bus_LV_113-7_0_5_node_61 | 0.4 | n |  | TRUE
82 | bus_LV_113-7_0_5_node_59 | 0.4 | n |  | TRUE
83 | bus_LV_113-7_0_5_node_270 | 0.4 | n |  | TRUE
84 | bus_LV_113-7_0_5_node_268 | 0.4 | n |  | TRUE
85 | bus_LV_113-7_0_5_node_63 | 0.4 | n |  | TRUE
86 | bus_LV_113-7_0_5_node_64 | 0.4 | n |  | TRUE
87 | bus_LV_113-7_0_5_node_135 | 0.4 | n |  | TRUE
88 | bus_LV_113-7_0_5_node_71 | 0.4 | n |  | TRUE
89 | bus_LV_113-7_0_5_node_72 | 0.4 | n |  | TRUE
90 | bus_LV_113-7_0_5_node_73 | 0.4 | n |  | TRUE
91 | bus_LV_113-7_0_5_node_74 | 0.4 | n |  | TRUE
92 | bus_LV_113-7_0_5_node_75 | 0.4 | n |  | TRUE
93 | bus_LV_113-7_0_5_node_76 | 0.4 | n |  | TRUE
94 | bus_LV_113-7_0_5_node_87 | 0.4 | n |  | TRUE
95 | bus_LV_113-7_0_5_node_254 | 0.4 | n |  | TRUE
96 | bus_LV_113-7_0_5_node_99 | 0.4 | n |  | TRUE
97 | bus_LV_113-7_0_5_node_100 | 0.4 | n |  | TRUE
98 | bus_LV_113-7_0_5_node_272 | 0.4 | n |  | TRUE
99 | bus_LV_113-7_0_5_node_102 | 0.4 | n |  | TRUE
100 | bus_LV_113-7_0_5_node_103 | 0.4 | n |  | TRUE
101 | bus_LV_113-7_0_5_node_237 | 0.4 | n |  | TRUE
102 | bus_LV_113-7_0_5_node_243 | 0.4 | n |  | TRUE
103 | bus_LV_113-7_0_5_node_244 | 0.4 | n |  | TRUE
104 | bus_LV_113-7_0_5_node_242 | 0.4 | n |  | TRUE
105 | bus_LV_113-7_0_5_node_245 | 0.4 | n |  | TRUE
106 | bus_LV_113-7_0_5_node_247 | 0.4 | n |  | TRUE
107 | bus_LV_113-7_0_5_node_248 | 0.4 | n |  | TRUE
108 | bus_LV_113-7_0_5_node_250 | 0.4 | n |  | TRUE
109 | bus_LV_113-7_0_5_node_88 | 0.4 | n |  | TRUE
110 | bus_LV_113-7_0_5_node_77 | 0.4 | n |  | TRUE
111 | bus_LV_113-7_0_5_node_78 | 0.4 | n |  | TRUE
112 | bus_LV_113-7_0_5_node_79 | 0.4 | n |  | TRUE
113 | bus_LV_113-7_0_5_node_80 | 0.4 | n |  | TRUE
114 | bus_LV_113-7_0_5_node_81 | 0.4 | n |  | TRUE
115 | bus_LV_113-7_0_5_node_82 | 0.4 | n |  | TRUE
116 | bus_LV_113-7_0_5_node_92 | 0.4 | n |  | TRUE
117 | bus_LV_113-7_0_5_node_98 | 0.4 | n |  | TRUE
118 | bus_LV_113-7_0_5_node_86 | 0.4 | n |  | TRUE
119 | bus_LV_113-7_0_5_node_84 | 0.4 | n |  | TRUE
120 | bus_LV_113-7_0_5_node_83 | 0.4 | n |  | TRUE
121 | bus_LV_113-7_0_5_node_95 | 0.4 | n |  | TRUE
122 | bus_LV_113-7_0_5_node_91 | 0.4 | n |  | TRUE
123 | bus_LV_113-7_0_5_node_251 | 0.4 | n |  | TRUE
124 | bus_LV_113-7_0_5_node_97 | 0.4 | n |  | TRUE
125 | bus_LV_113-7_0_5_node_90 | 0.4 | n |  | TRUE
126 | bus_LV_113-7_0_5_node_89 | 0.4 | n |  | TRUE
127 | bus_LV_113-7_0_5_node_85 | 0.4 | n |  | TRUE
128 | bus_LV_113-7_0_5_node_256 | 0.4 | n |  | TRUE
129 | bus_LV_113-7_0_5_node_94 | 0.4 | n |  | TRUE
130 | bus_LV_113-7_0_5_node_257 | 0.4 | n |  | TRUE
131 | bus_LV_113-7_0_5_node_93 | 0.4 | n |  | TRUE
132 | bus_LV_113-7_0_5_node_96 | 0.4 | n |  | TRUE
133 | bus_LV_113-7_0_5_node_252 | 0.4 | n |  | TRUE
134 | bus_LV_113-7_0_5_node_214 | 0.4 | n |  | TRUE
135 | bus_LV_113-7_0_5_node_231 | 0.4 | n |  | TRUE
136 | bus_LV_113-7_0_5_node_232 | 0.4 | n |  | TRUE
137 | bus_LV_113-7_0_5_node_233 | 0.4 | n |  | TRUE
138 | bus_LV_113-7_0_5_node_230 | 0.4 | n |  | TRUE
139 | bus_LV_113-7_0_5_node_234 | 0.4 | n |  | TRUE
140 | bus_LV_113-7_0_5_node_235 | 0.4 | n |  | TRUE
141 | bus_LV_113-7_0_5_node_236 | 0.4 | n |  | TRUE
142 | bus_LV_113-7_0_5_node_240 | 0.4 | n |  | TRUE
143 | bus_LV_113-7_0_5_node_213 | 0.4 | n |  | TRUE
144 | bus_LV_113-7_0_5_node_211 | 0.4 | n |  | TRUE
145 | bus_LV_113-7_0_5_node_216 | 0.4 | n |  | TRUE
146 | bus_LV_113-7_0_5_node_209 | 0.4 | n |  | TRUE
147 | bus_LV_113-7_0_5_node_104 | 0.4 | n |  | TRUE
148 | bus_LV_113-7_0_5_node_105 | 0.4 | n |  | TRUE
149 | bus_LV_113-7_0_5_node_107 | 0.4 | n |  | TRUE
150 | bus_LV_113-7_0_5_node_108 | 0.4 | n |  | TRUE
151 | bus_LV_113-7_0_5_node_241 | 0.4 | n |  | TRUE
152 | bus_LV_113-7_0_5_node_114 | 0.4 | n |  | TRUE
153 | bus_LV_113-7_0_5_node_117 | 0.4 | n |  | TRUE
154 | bus_LV_113-7_0_5_node_116 | 0.4 | n |  | TRUE
155 | bus_LV_113-7_0_5_node_109 | 0.4 | n |  | TRUE
156 | bus_LV_113-7_0_5_node_110 | 0.4 | n |  | TRUE
157 | bus_LV_113-7_0_5_node_112 | 0.4 | n |  | TRUE
158 | bus_LV_113-7_0_5_node_113 | 0.4 | n |  | TRUE
159 | bus_LV_113-7_0_5_node_115 | 0.4 | n |  | TRUE
160 | bus_LV_113-7_0_5_node_260 | 0.4 | n |  | TRUE
161 | bus_LV_113-7_0_5_node_261 | 0.4 | n |  | TRUE
162 | bus_LV_113-7_0_5_node_118 | 0.4 | n |  | TRUE
163 | bus_LV_113-7_0_5_node_119 | 0.4 | n |  | TRUE
164 | bus_LV_113-7_0_5_node_120 | 0.4 | n |  | TRUE
165 | bus_LV_113-7_0_5_node_121 | 0.4 | n |  | TRUE
166 | bus_LV_113-7_0_5_node_122 | 0.4 | n |  | TRUE
167 | bus_LV_113-7_0_5_node_123 | 0.4 | n |  | TRUE
168 | bus_LV_113-7_0_5_node_128 | 0.4 | n |  | TRUE
169 | bus_LV_113-7_0_5_node_125 | 0.4 | n |  | TRUE
170 | bus_LV_113-7_0_5_node_129 | 0.4 | n |  | TRUE
171 | bus_LV_113-7_0_5_node_124 | 0.4 | n |  | TRUE
172 | bus_LV_113-7_0_5_node_126 | 0.4 | n |  | TRUE
173 | bus_LV_113-7_0_5_node_127 | 0.4 | n |  | TRUE
174 | bus_LV_113-7_0_5_node_130 | 0.4 | n |  | TRUE
175 | bus_LV_113-7_0_5_node_131 | 0.4 | n |  | TRUE
176 | bus_LV_113-7_0_5_node_132 | 0.4 | n |  | TRUE
177 | bus_LV_113-7_0_5_node_133 | 0.4 | n |  | TRUE
178 | bus_LV_113-7_0_5_node_141 | 0.4 | n |  | TRUE
179 | bus_LV_113-7_0_5_node_140 | 0.4 | n |  | TRUE
180 | bus_LV_113-7_0_5_node_147 | 0.4 | n |  | TRUE
181 | bus_LV_113-7_0_5_node_149 | 0.4 | n |  | TRUE
182 | bus_LV_113-7_0_5_node_145 | 0.4 | n |  | TRUE
183 | bus_LV_113-7_0_5_node_137 | 0.4 | n |  | TRUE
184 | bus_LV_113-7_0_5_node_136 | 0.4 | n |  | TRUE
185 | bus_LV_113-7_0_5_node_138 | 0.4 | n |  | TRUE
186 | bus_LV_113-7_0_5_node_139 | 0.4 | n |  | TRUE
187 | bus_LV_113-7_0_5_node_154 | 0.4 | n |  | TRUE
188 | bus_LV_113-7_0_5_node_153 | 0.4 | n |  | TRUE
189 | bus_LV_113-7_0_5_node_142 | 0.4 | n |  | TRUE
190 | bus_LV_113-7_0_5_node_143 | 0.4 | n |  | TRUE
191 | bus_LV_113-7_0_5_node_144 | 0.4 | n |  | TRUE
192 | bus_LV_113-7_0_5_node_146 | 0.4 | n |  | TRUE
193 | bus_LV_113-7_0_5_node_152 | 0.4 | n |  | TRUE
194 | bus_LV_113-7_0_5_node_148 | 0.4 | n |  | TRUE
195 | bus_LV_113-7_0_5_node_150 | 0.4 | n |  | TRUE
196 | bus_LV_113-7_0_5_node_151 | 0.4 | n |  | TRUE
197 | bus_LV_113-7_0_5_node_158 | 0.4 | n |  | TRUE
198 | bus_LV_113-7_0_5_node_159 | 0.4 | n |  | TRUE
199 | bus_LV_113-7_0_5_node_161 | 0.4 | n |  | TRUE
200 | bus_LV_113-7_0_5_node_163 | 0.4 | n |  | TRUE
201 | bus_LV_113-7_0_5_node_162 | 0.4 | n |  | TRUE
202 | bus_LV_113-7_0_5_node_164 | 0.4 | n |  | TRUE
203 | bus_LV_113-7_0_5_node_165 | 0.4 | n |  | TRUE
204 | bus_LV_113-7_0_5_node_166 | 0.4 | n |  | TRUE
205 | bus_LV_113-7_0_5_node_167 | 0.4 | n |  | TRUE
206 | bus_LV_113-7_0_5_node_168 | 0.4 | n |  | TRUE
207 | bus_LV_113-7_0_5_node_178 | 0.4 | n |  | TRUE
208 | bus_LV_113-7_0_5_node_179 | 0.4 | n |  | TRUE
209 | bus_LV_113-7_0_5_node_180 | 0.4 | n |  | TRUE
210 | bus_LV_113-7_0_5_node_169 | 0.4 | n |  | TRUE
211 | bus_LV_113-7_0_5_node_170 | 0.4 | n |  | TRUE
212 | bus_LV_113-7_0_5_node_171 | 0.4 | n |  | TRUE
213 | bus_LV_113-7_0_5_node_173 | 0.4 | n |  | TRUE
214 | bus_LV_113-7_0_5_node_172 | 0.4 | n |  | TRUE
215 | bus_LV_113-7_0_5_node_174 | 0.4 | n |  | TRUE
216 | bus_LV_113-7_0_5_node_175 | 0.4 | n |  | TRUE
217 | bus_LV_113-7_0_5_node_176 | 0.4 | n |  | TRUE
218 | bus_LV_113-7_0_5_node_177 | 0.4 | n |  | TRUE
219 | bus_LV_113-7_0_5_node_197 | 0.4 | n |  | TRUE
220 | bus_LV_113-7_0_5_node_198 | 0.4 | n |  | TRUE
221 | bus_LV_113-7_0_5_node_185 | 0.4 | n |  | TRUE
222 | bus_LV_113-7_0_5_node_192 | 0.4 | n |  | TRUE
223 | bus_LV_113-7_0_5_node_183 | 0.4 | n |  | TRUE
224 | bus_LV_113-7_0_5_node_190 | 0.4 | n |  | TRUE
225 | bus_LV_113-7_0_5_node_181 | 0.4 | n |  | TRUE
226 | bus_LV_113-7_0_5_node_182 | 0.4 | n |  | TRUE
227 | bus_LV_113-7_0_5_node_184 | 0.4 | n |  | TRUE
228 | bus_LV_113-7_0_5_node_186 | 0.4 | n |  | TRUE
229 | bus_LV_113-7_0_5_node_187 | 0.4 | n |  | TRUE
230 | bus_LV_113-7_0_5_node_262 | 0.4 | n |  | TRUE
231 | bus_LV_113-7_0_5_node_263 | 0.4 | n |  | TRUE
232 | bus_LV_113-7_0_5_node_188 | 0.4 | n |  | TRUE
233 | bus_LV_113-7_0_5_node_189 | 0.4 | n |  | TRUE
234 | bus_LV_113-7_0_5_node_191 | 0.4 | n |  | TRUE
235 | bus_LV_113-7_0_5_node_193 | 0.4 | n |  | TRUE
236 | bus_LV_113-7_0_5_node_194 | 0.4 | n |  | TRUE
237 | bus_LV_113-7_0_5_node_195 | 0.4 | n |  | TRUE
238 | bus_LV_113-7_0_5_node_196 | 0.4 | n |  | TRUE
239 | bus_LV_113-7_0_5_node_199 | 0.4 | n |  | TRUE
240 | bus_LV_113-7_0_5_node_203 | 0.4 | n |  | TRUE
241 | bus_LV_113-7_0_5_node_200 | 0.4 | n |  | TRUE
242 | bus_LV_113-7_0_5_node_201 | 0.4 | n |  | TRUE
243 | bus_LV_113-7_0_5_node_204 | 0.4 | n |  | TRUE
244 | bus_LV_113-7_0_5_node_202 | 0.4 | n |  | TRUE
245 | bus_LV_113-7_0_5_node_205 | 0.4 | n |  | TRUE
246 | bus_LV_113-7_0_5_node_207 | 0.4 | n |  | TRUE
247 | bus_LV_113-7_0_5_node_208 | 0.4 | n |  | TRUE
248 | bus_LV_113-7_0_5_node_210 | 0.4 | n |  | TRUE
249 | bus_LV_113-7_0_5_node_212 | 0.4 | n |  | TRUE
250 | bus_LV_113-7_0_5_node_255 | 0.4 | n |  | TRUE
251 | bus_LV_113-7_0_5_node_215 | 0.4 | n |  | TRUE
252 | bus_LV_113-7_0_5_node_217 | 0.4 | n |  | TRUE
253 | bus_LV_113-7_0_5_node_218 | 0.4 | n |  | TRUE
254 | bus_LV_113-7_0_5_node_246 | 0.4 | n |  | TRUE
255 | bus_LV_113-7_0_5_node_249 | 0.4 | n |  | TRUE
256 | bus_LV_113-7_0_5_node_222 | 0.4 | n |  | TRUE
257 | bus_LV_113-7_0_5_node_228 | 0.4 | n |  | TRUE
258 | bus_LV_113-7_0_5_node_229 | 0.4 | n |  | TRUE
259 | bus_LV_113-7_0_5_node_226 | 0.4 | n |  | TRUE
260 | bus_LV_113-7_0_5_node_225 | 0.4 | n |  | TRUE
261 | bus_LV_113-7_0_5_node_227 | 0.4 | n |  | TRUE
262 | bus_LV_113-7_0_5_node_238 | 0.4 | n |  | TRUE
263 | bus_LV_113-7_0_5_node_239 | 0.4 | n |  | TRUE
264 | bus_LV_113-7_0_5_node_259 | 0.4 | n |  | TRUE
265 | bus_LV_113-7_0_5_node_266 | 0.4 | n |  | TRUE
266 | bus_LV_113-7_0_5_node_267 | 0.4 | n |  | TRUE
267 | bus_LV_113-7_0_5_node_269 | 0.4 | n |  | TRUE
268 | bus_MV_8_1_node_78 | 20 | n |  | TRUE

## load
| name | bus | p_mw | q_mvar | const_z_percent | const_i_percent | sn_mva | scaling | in_service | type
0 | LV_113-7_0_5_load_0 | 0 | 0.0025986 | 0.00065126 | 0 | 0 |  | 1 | TRUE | wye
1 | LV_113-7_0_5_load_1 | 1 | 0.0016831 | 0.00042181 | 0 | 0 |  | 1 | TRUE | wye
2 | LV_113-7_0_5_load_2 | 2 | 0.0017321 | 0.0004341 | 0 | 0 |  | 1 | TRUE | wye
3 | LV_113-7_0_5_load_3 | 3 | 0.0016229 | 0.00040673 | 0 | 0 |  | 1 | TRUE | wye
4 | LV_113-7_0_5_load_10 | 4 | 0.0013838 | 0.00034681 | 0 | 0 |  | 1 | TRUE | wye
5 | LV_113-7_0_5_load_4 | 6 | 0.0013862 | 0.00034741 | 0 | 0 |  | 1 | TRUE | wye
6 | LV_113-7_0_5_load_5 | 7 | 0.0017944 | 0.00044972 | 0 | 0 |  | 1 | TRUE | wye
7 | LV_113-7_0_5_load_8 | 10 | 0.0026494 | 0.000664 | 0 | 0 |  | 1 | TRUE | wye
8 | LV_113-7_0_5_load_219 | 13 | 0.0083597 | 0.0020951 | 0 | 0 |  | 1 | TRUE | wye
9 | LV_113-7_0_5_load_32 | 15 | 0.00081361 | 0.00020391 | 0 | 0 |  | 1 | TRUE | wye
10 | LV_113-7_0_5_load_17 | 16 | 0.0012725 | 0.00031893 | 0 | 0 |  | 1 | TRUE | wye
11 | LV_113-7_0_5_load_20 | 19 | 0.0014148 | 0.00035459 | 0 | 0 |  | 1 | TRUE | wye
12 | LV_113-7_0_5_load_11 | 21 | 0.0036915 | 0.00092519 | 0 | 0 |  | 1 | TRUE | wye
13 | LV_113-7_0_5_load_12 | 22 | 0.00087609 | 0.00021957 | 0 | 0 |  | 1 | TRUE | wye
14 | LV_113-7_0_5_load_13 | 23 | 0.0015604 | 0.00039108 | 0 | 0 |  | 1 | TRUE | wye
15 | LV_113-7_0_5_load_14 | 24 | 0.0012021 | 0.00030126 | 0 | 0 |  | 1 | TRUE | wye
16 | LV_113-7_0_5_load_15 | 25 | 0.00091082 | 0.00022827 | 0 | 0 |  | 1 | TRUE | wye
17 | LV_113-7_0_5_load_265 | 26 | 0.0013366 | 0.00033498 | 0 | 0 |  | 1 | TRUE | wye
18 | LV_113-7_0_5_load_264 | 27 | 0.0015338 | 0.00038441 | 0 | 0 |  | 1 | TRUE | wye
19 | LV_113-7_0_5_load_22 | 28 | 0.0014005 | 0.00035099 | 0 | 0 |  | 1 | TRUE | wye
20 | LV_113-7_0_5_load_23 | 29 | 0.00075385 | 0.00018893 | 0 | 0 |  | 1 | TRUE | wye
21 | LV_113-7_0_5_load_223 | 30 | 0.0014432 | 0.00036171 | 0 | 0 |  | 1 | TRUE | wye
22 | LV_113-7_0_5_load_220 | 31 | 0.0016125 | 0.00040412 | 0 | 0 |  | 1 | TRUE | wye
23 | LV_113-7_0_5_load_221 | 33 | 0.00027974 | 7.0109e-05 | 0 | 0 |  | 1 | TRUE | wye
24 | LV_113-7_0_5_load_69 | 34 | 0.0030609 | 0.00076715 | 0 | 0 |  | 1 | TRUE | wye
25 | LV_113-7_0_5_load_68 | 35 | 0.0026078 | 0.00065359 | 0 | 0 |  | 1 | TRUE | wye
26 | LV_113-7_0_5_load_31 | 36 | 0.00083542 | 0.00020938 | 0 | 0 |  | 1 | TRUE | wye
27 | LV_113-7_0_5_load_29 | 39 | 0.00099356 | 0.00024901 | 0 | 0 |  | 1 | TRUE | wye
28 | LV_113-7_0_5_load_156 | 40 | 0.0029821 | 0.00074737 | 0 | 0 |  | 1 | TRUE | wye
29 | LV_113-7_0_5_load_155 | 41 | 0.0030477 | 0.00076383 | 0 | 0 |  | 1 | TRUE | wye
30 | LV_113-7_0_5_load_26 | 42 | 0.0015133 | 0.00037927 | 0 | 0 |  | 1 | TRUE | wye
31 | LV_113-7_0_5_load_25 | 43 | 0.00084414 | 0.00021156 | 0 | 0 |  | 1 | TRUE | wye
32 | LV_113-7_0_5_load_27 | 44 | 0.0034397 | 0.00086206 | 0 | 0 |  | 1 | TRUE | wye
33 | LV_113-7_0_5_load_160 | 45 | 0.0011341 | 0.00028424 | 0 | 0 |  | 1 | TRUE | wye
34 | LV_113-7_0_5_load_30 | 47 | 0.0011325 | 0.00028384 | 0 | 0 |  | 1 | TRUE | wye
35 | LV_113-7_0_5_load_134 | 48 | 0.011712 | 0.0029353 | 0 | 0 |  | 1 | TRUE | wye
36 | LV_113-7_0_5_load_34 | 49 | 0.0020205 | 0.00050639 | 0 | 0 |  | 1 | TRUE | wye
37 | LV_113-7_0_5_load_35 | 50 | 0.0017034 | 0.00042692 | 0 | 0 |  | 1 | TRUE | wye
38 | LV_113-7_0_5_load_36 | 51 | 0.00073245 | 0.00018357 | 0 | 0 |  | 1 | TRUE | wye
39 | LV_113-7_0_5_load_37 | 52 | 0.000803 | 0.00020125 | 0 | 0 |  | 1 | TRUE | wye
40 | LV_113-7_0_5_load_70 | 53 | 0.0019518 | 0.00048918 | 0 | 0 |  | 1 | TRUE | wye
41 | LV_113-7_0_5_load_43 | 55 | 0.0018535 | 0.00046453 | 0 | 0 |  | 1 | TRUE | wye
42 | LV_113-7_0_5_load_62 | 56 | 0.001995 | 0.00049999 | 0 | 0 |  | 1 | TRUE | wye
43 | LV_113-7_0_5_load_58 | 57 | 0.001996 | 0.00050025 | 0 | 0 |  | 1 | TRUE | wye
44 | LV_113-7_0_5_load_39 | 58 | 0.0019288 | 0.0004834 | 0 | 0 |  | 1 | TRUE | wye
45 | LV_113-7_0_5_load_40 | 59 | 0.00121 | 0.00030325 | 0 | 0 |  | 1 | TRUE | wye
46 | LV_113-7_0_5_load_41 | 60 | 0.0010444 | 0.00026176 | 0 | 0 |  | 1 | TRUE | wye
47 | LV_113-7_0_5_load_42 | 61 | 0.0012053 | 0.00030207 | 0 | 0 |  | 1 | TRUE | wye
48 | LV_113-7_0_5_load_45 | 62 | 0.0012316 | 0.00030866 | 0 | 0 |  | 1 | TRUE | wye
49 | LV_113-7_0_5_load_44 | 63 | 0.0013143 | 0.0003294 | 0 | 0 |  | 1 | TRUE | wye
50 | LV_113-7_0_5_load_46 | 64 | 0.0011778 | 0.00029519 | 0 | 0 |  | 1 | TRUE | wye
51 | LV_113-7_0_5_load_47 | 65 | 0.0016679 | 0.00041802 | 0 | 0 |  | 1 | TRUE | wye
52 | LV_113-7_0_5_load_52 | 66 | 0.0012131 | 0.00030404 | 0 | 0 |  | 1 | TRUE | wye
53 | LV_113-7_0_5_load_50 | 67 | 0.0015414 | 0.00038631 | 0 | 0 |  | 1 | TRUE | wye
54 | LV_113-7_0_5_load_48 | 68 | 0.0012656 | 0.0003172 | 0 | 0 |  | 1 | TRUE | wye
55 | LV_113-7_0_5_load_49 | 69 | 0.0012672 | 0.00031758 | 0 | 0 |  | 1 | TRUE | wye
56 | LV_113-7_0_5_load_51 | 70 | 0.001266 | 0.00031728 | 0 | 0 |  | 1 | TRUE | wye
57 | LV_113-7_0_5_load_271 | 71 | 0.0012683 | 0.00031787 | 0 | 0 |  | 1 | TRUE | wye
58 | LV_113-7_0_5_load_66 | 72 | 0.0012668 | 0.00031749 | 0 | 0 |  | 1 | TRUE | wye
59 | LV_113-7_0_5_load_53 | 73 | 0.0020661 | 0.0005178 | 0 | 0 |  | 1 | TRUE | wye
60 | LV_113-7_0_5_load_54 | 74 | 0.0020595 | 0.00051616 | 0 | 0 |  | 1 | TRUE | wye
61 | LV_113-7_0_5_load_55 | 75 | 0.0020654 | 0.00051764 | 0 | 0 |  | 1 | TRUE | wye
62 | LV_113-7_0_5_load_56 | 76 | 0.0020584 | 0.00051588 | 0 | 0 |  | 1 | TRUE | wye
63 | LV_113-7_0_5_load_57 | 77 | 0.0020686 | 0.00051843 | 0 | 0 |  | 1 | TRUE | wye
64 | LV_113-7_0_5_load_67 | 78 | 0.0020597 | 0.00051622 | 0 | 0 |  | 1 | TRUE | wye
65 | LV_113-7_0_5_load_157 | 79 | 0.0020654 | 0.00051764 | 0 | 0 |  | 1 | TRUE | wye
66 | LV_113-7_0_5_load_65 | 80 | 0.0013201 | 0.00033084 | 0 | 0 |  | 1 | TRUE | wye
67 | LV_113-7_0_5_load_61 | 81 | 0.0020661 | 0.0005178 | 0 | 0 |  | 1 | TRUE | wye
68 | LV_113-7_0_5_load_59 | 82 | 0.0039135 | 0.00098081 | 0 | 0 |  | 1 | TRUE | wye
69 | LV_113-7_0_5_load_270 | 83 | 0.0019963 | 0.00050032 | 0 | 0 |  | 1 | TRUE | wye
70 | LV_113-7_0_5_load_268 | 84 | 0.0019976 | 0.00050065 | 0 | 0 |  | 1 | TRUE | wye
71 | LV_113-7_0_5_load_63 | 85 | 0.0013208 | 0.00033102 | 0 | 0 |  | 1 | TRUE | wye
72 | LV_113-7_0_5_load_64 | 86 | 0.00088493 | 0.00022179 | 0 | 0 |  | 1 | TRUE | wye
73 | LV_113-7_0_5_load_135 | 87 | 0.0013902 | 0.00034842 | 0 | 0 |  | 1 | TRUE | wye
74 | LV_113-7_0_5_load_71 | 88 | 0.0015093 | 0.00037826 | 0 | 0 |  | 1 | TRUE | wye
75 | LV_113-7_0_5_load_72 | 89 | 0.0010953 | 0.00027452 | 0 | 0 |  | 1 | TRUE | wye
76 | LV_113-7_0_5_load_74 | 91 | 0.0011999 | 0.00030072 | 0 | 0 |  | 1 | TRUE | wye
77 | LV_113-7_0_5_load_75 | 92 | 0.0011221 | 0.00028122 | 0 | 0 |  | 1 | TRUE | wye
78 | LV_113-7_0_5_load_76 | 93 | 0.0012628 | 0.0003165 | 0 | 0 |  | 1 | TRUE | wye
79 | LV_113-7_0_5_load_87 | 94 | 0.0011233 | 0.00028153 | 0 | 0 |  | 1 | TRUE | wye
80 | LV_113-7_0_5_load_254 | 95 | 0.0012626 | 0.00031644 | 0 | 0 |  | 1 | TRUE | wye
81 | LV_113-7_0_5_load_99 | 96 | 0.00029367 | 7.36e-05 | 0 | 0 |  | 1 | TRUE | wye
82 | LV_113-7_0_5_load_100 | 97 | 0.00046292 | 0.00011602 | 0 | 0 |  | 1 | TRUE | wye
83 | LV_113-7_0_5_load_272 | 98 | 0.0016711 | 0.00041881 | 0 | 0 |  | 1 | TRUE | wye
84 | LV_113-7_0_5_load_103 | 100 | 0.0012588 | 0.00031548 | 0 | 0 |  | 1 | TRUE | wye
85 | LV_113-7_0_5_load_237 | 101 | 0.00066112 | 0.00016569 | 0 | 0 |  | 1 | TRUE | wye
86 | LV_113-7_0_5_load_243 | 102 | 0.00057196 | 0.00014335 | 0 | 0 |  | 1 | TRUE | wye
87 | LV_113-7_0_5_load_244 | 103 | 0.0016708 | 0.00041874 | 0 | 0 |  | 1 | TRUE | wye
88 | LV_113-7_0_5_load_245 | 105 | 0.00038242 | 9.5844e-05 | 0 | 0 |  | 1 | TRUE | wye
89 | LV_113-7_0_5_load_247 | 106 | 0.00038242 | 9.5844e-05 | 0 | 0 |  | 1 | TRUE | wye
90 | LV_113-7_0_5_load_250 | 108 | 0.0020353 | 0.0005101 | 0 | 0 |  | 1 | TRUE | wye
91 | LV_113-7_0_5_load_77 | 110 | 0.0013009 | 0.00032603 | 0 | 0 |  | 1 | TRUE | wye
92 | LV_113-7_0_5_load_78 | 111 | 0.0013017 | 0.00032623 | 0 | 0 |  | 1 | TRUE | wye
93 | LV_113-7_0_5_load_82 | 115 | 0.0012621 | 0.00031631 | 0 | 0 |  | 1 | TRUE | wye
94 | LV_113-7_0_5_load_92 | 116 | 0.0011392 | 0.00028552 | 0 | 0 |  | 1 | TRUE | wye
95 | LV_113-7_0_5_load_84 | 119 | 0.00037209 | 9.3255e-05 | 0 | 0 |  | 1 | TRUE | wye
96 | LV_113-7_0_5_load_83 | 120 | 0.0012628 | 0.0003165 | 0 | 0 |  | 1 | TRUE | wye
97 | LV_113-7_0_5_load_95 | 121 | 0.0011804 | 0.00029583 | 0 | 0 |  | 1 | TRUE | wye
98 | LV_113-7_0_5_load_91 | 122 | 0.0010346 | 0.0002593 | 0 | 0 |  | 1 | TRUE | wye
99 | LV_113-7_0_5_load_251 | 123 | 0.0016834 | 0.00042191 | 0 | 0 |  | 1 | TRUE | wye
100 | LV_113-7_0_5_load_97 | 124 | 0.0012374 | 0.00031011 | 0 | 0 |  | 1 | TRUE | wye
101 | LV_113-7_0_5_load_90 | 125 | 0.0004164 | 0.00010436 | 0 | 0 |  | 1 | TRUE | wye
102 | LV_113-7_0_5_load_89 | 126 | 0.0012635 | 0.00031667 | 0 | 0 |  | 1 | TRUE | wye
103 | LV_113-7_0_5_load_85 | 127 | 0.0003717 | 9.3157e-05 | 0 | 0 |  | 1 | TRUE | wye
104 | LV_113-7_0_5_load_94 | 129 | 0.0015084 | 0.00037803 | 0 | 0 |  | 1 | TRUE | wye
105 | LV_113-7_0_5_load_257 | 130 | 0.0016834 | 0.00042189 | 0 | 0 |  | 1 | TRUE | wye
106 | LV_113-7_0_5_load_93 | 131 | 0.0011749 | 0.00029447 | 0 | 0 |  | 1 | TRUE | wye
107 | LV_113-7_0_5_load_96 | 132 | 0.0012365 | 0.00030989 | 0 | 0 |  | 1 | TRUE | wye
108 | LV_113-7_0_5_load_214 | 134 | 0.00032502 | 8.1458e-05 | 0 | 0 |  | 1 | TRUE | wye
109 | LV_113-7_0_5_load_232 | 136 | 0.00059895 | 0.00015011 | 0 | 0 |  | 1 | TRUE | wye
110 | LV_113-7_0_5_load_233 | 137 | 0.00050985 | 0.00012778 | 0 | 0 |  | 1 | TRUE | wye
111 | LV_113-7_0_5_load_230 | 138 | 0.012704 | 0.0031838 | 0 | 0 |  | 1 | TRUE | wye
112 | LV_113-7_0_5_load_234 | 139 | 0.0015615 | 0.00039135 | 0 | 0 |  | 1 | TRUE | wye
113 | LV_113-7_0_5_load_235 | 140 | 0.00034337 | 8.6057e-05 | 0 | 0 |  | 1 | TRUE | wye
114 | LV_113-7_0_5_load_240 | 142 | 0.00056091 | 0.00014058 | 0 | 0 |  | 1 | TRUE | wye
115 | LV_113-7_0_5_load_213 | 143 | 0.00050582 | 0.00012677 | 0 | 0 |  | 1 | TRUE | wye
116 | LV_113-7_0_5_load_211 | 144 | 0.0018813 | 0.00047149 | 0 | 0 |  | 1 | TRUE | wye
117 | LV_113-7_0_5_load_216 | 145 | 0.00093121 | 0.00023338 | 0 | 0 |  | 1 | TRUE | wye
118 | LV_113-7_0_5_load_209 | 146 | 0.00039821 | 9.9802e-05 | 0 | 0 |  | 1 | TRUE | wye
119 | LV_113-7_0_5_load_104 | 147 | 0.0012239 | 0.00030673 | 0 | 0 |  | 1 | TRUE | wye
120 | LV_113-7_0_5_load_105 | 148 | 0.00124 | 0.00031077 | 0 | 0 |  | 1 | TRUE | wye
121 | LV_113-7_0_5_load_107 | 149 | 0.0010098 | 0.00025309 | 0 | 0 |  | 1 | TRUE | wye
122 | LV_113-7_0_5_load_241 | 151 | 0.001974 | 0.00049474 | 0 | 0 |  | 1 | TRUE | wye
123 | LV_113-7_0_5_load_117 | 153 | 0.0041323 | 0.0010357 | 0 | 0 |  | 1 | TRUE | wye
124 | LV_113-7_0_5_load_116 | 154 | 0.0019419 | 0.00048668 | 0 | 0 |  | 1 | TRUE | wye
125 | LV_113-7_0_5_load_109 | 155 | 0.0013994 | 0.00035072 | 0 | 0 |  | 1 | TRUE | wye
126 | LV_113-7_0_5_load_112 | 157 | 0.003398 | 0.00085161 | 0 | 0 |  | 1 | TRUE | wye
127 | LV_113-7_0_5_load_113 | 158 | 0.0061316 | 0.0015367 | 0 | 0 |  | 1 | TRUE | wye
128 | LV_113-7_0_5_load_115 | 159 | 0.0011657 | 0.00029214 | 0 | 0 |  | 1 | TRUE | wye
129 | LV_113-7_0_5_load_261 | 161 | 0.0054723 | 0.0013715 | 0 | 0 |  | 1 | TRUE | wye
130 | LV_113-7_0_5_load_118 | 162 | 0.0044201 | 0.0011078 | 0 | 0 |  | 1 | TRUE | wye
131 | LV_113-7_0_5_load_119 | 163 | 0.0019905 | 0.00049887 | 0 | 0 |  | 1 | TRUE | wye
132 | LV_113-7_0_5_load_120 | 164 | 0.002195 | 0.00055011 | 0 | 0 |  | 1 | TRUE | wye
133 | LV_113-7_0_5_load_121 | 165 | 0.0013408 | 0.00033604 | 0 | 0 |  | 1 | TRUE | wye
134 | LV_113-7_0_5_load_122 | 166 | 0.0025445 | 0.00063772 | 0 | 0 |  | 1 | TRUE | wye
135 | LV_113-7_0_5_load_128 | 168 | 0.0013564 | 0.00033995 | 0 | 0 |  | 1 | TRUE | wye
136 | LV_113-7_0_5_load_125 | 169 | 0.0015668 | 0.00039267 | 0 | 0 |  | 1 | TRUE | wye
137 | LV_113-7_0_5_load_129 | 170 | 0.0061591 | 0.0015436 | 0 | 0 |  | 1 | TRUE | wye
138 | LV_113-7_0_5_load_124 | 171 | 0.0021224 | 0.00053193 | 0 | 0 |  | 1 | TRUE | wye
139 | LV_113-7_0_5_load_126 | 172 | 0.0021234 | 0.00053218 | 0 | 0 |  | 1 | TRUE | wye
140 | LV_113-7_0_5_load_127 | 173 | 0.0043209 | 0.0010829 | 0 | 0 |  | 1 | TRUE | wye
141 | LV_113-7_0_5_load_130 | 174 | 0.002653 | 0.0006649 | 0 | 0 |  | 1 | TRUE | wye
142 | LV_113-7_0_5_load_132 | 176 | 0.0017728 | 0.00044431 | 0 | 0 |  | 1 | TRUE | wye
143 | LV_113-7_0_5_load_141 | 178 | 0.0032108 | 0.0008047 | 0 | 0 |  | 1 | TRUE | wye
144 | LV_113-7_0_5_load_140 | 179 | 0.002468 | 0.00061854 | 0 | 0 |  | 1 | TRUE | wye
145 | LV_113-7_0_5_load_149 | 181 | 0.012851 | 0.0032209 | 0 | 0 |  | 1 | TRUE | wye
146 | LV_113-7_0_5_load_145 | 182 | 0.0083639 | 0.0020962 | 0 | 0 |  | 1 | TRUE | wye
147 | LV_113-7_0_5_load_137 | 183 | 0.0015223 | 0.00038152 | 0 | 0 |  | 1 | TRUE | wye
148 | LV_113-7_0_5_load_136 | 184 | 0.0016689 | 0.00041826 | 0 | 0 |  | 1 | TRUE | wye
149 | LV_113-7_0_5_load_138 | 185 | 0.0018581 | 0.00046567 | 0 | 0 |  | 1 | TRUE | wye
150 | LV_113-7_0_5_load_139 | 186 | 0.0018581 | 0.00046567 | 0 | 0 |  | 1 | TRUE | wye
151 | LV_113-7_0_5_load_154 | 187 | 0.0015923 | 0.00039908 | 0 | 0 |  | 1 | TRUE | wye
152 | LV_113-7_0_5_load_153 | 188 | 0.0018581 | 0.00046567 | 0 | 0 |  | 1 | TRUE | wye
153 | LV_113-7_0_5_load_144 | 191 | 0.0028596 | 0.00071669 | 0 | 0 |  | 1 | TRUE | wye
154 | LV_113-7_0_5_load_152 | 193 | 0.01766 | 0.0044261 | 0 | 0 |  | 1 | TRUE | wye
155 | LV_113-7_0_5_load_148 | 194 | 0.0079665 | 0.0019966 | 0 | 0 |  | 1 | TRUE | wye
156 | LV_113-7_0_5_load_150 | 195 | 0.0077868 | 0.0019515 | 0 | 0 |  | 1 | TRUE | wye
157 | LV_113-7_0_5_load_151 | 196 | 0.0083256 | 0.0020866 | 0 | 0 |  | 1 | TRUE | wye
158 | LV_113-7_0_5_load_158 | 197 | 0.0022365 | 0.00056053 | 0 | 0 |  | 1 | TRUE | wye
159 | LV_113-7_0_5_load_159 | 198 | 0.002372 | 0.00059448 | 0 | 0 |  | 1 | TRUE | wye
160 | LV_113-7_0_5_load_161 | 199 | 0.0022419 | 0.00056188 | 0 | 0 |  | 1 | TRUE | wye
161 | LV_113-7_0_5_load_163 | 200 | 0.0023842 | 0.00059754 | 0 | 0 |  | 1 | TRUE | wye
162 | LV_113-7_0_5_load_162 | 201 | 0.00098576 | 0.00024706 | 0 | 0 |  | 1 | TRUE | wye
163 | LV_113-7_0_5_load_164 | 202 | 0.0011485 | 0.00028785 | 0 | 0 |  | 1 | TRUE | wye
164 | LV_113-7_0_5_load_165 | 203 | 0.0039394 | 0.0009873 | 0 | 0 |  | 1 | TRUE | wye
165 | LV_113-7_0_5_load_167 | 205 | 0.0020563 | 0.00051535 | 0 | 0 |  | 1 | TRUE | wye
166 | LV_113-7_0_5_load_168 | 206 | 0.0090135 | 0.002259 | 0 | 0 |  | 1 | TRUE | wye
167 | LV_113-7_0_5_load_180 | 209 | 0.0016243 | 0.00040709 | 0 | 0 |  | 1 | TRUE | wye
168 | LV_113-7_0_5_load_169 | 210 | 0.027291 | 0.0068397 | 0 | 0 |  | 1 | TRUE | wye
169 | LV_113-7_0_5_load_170 | 211 | 0.009236 | 0.0023148 | 0 | 0 |  | 1 | TRUE | wye
170 | LV_113-7_0_5_load_172 | 214 | 0.012818 | 0.0032125 | 0 | 0 |  | 1 | TRUE | wye
171 | LV_113-7_0_5_load_174 | 215 | 0.0023727 | 0.00059466 | 0 | 0 |  | 1 | TRUE | wye
172 | LV_113-7_0_5_load_176 | 217 | 0.0018495 | 0.00046354 | 0 | 0 |  | 1 | TRUE | wye
173 | LV_113-7_0_5_load_177 | 218 | 0.0013232 | 0.00033162 | 0 | 0 |  | 1 | TRUE | wye
174 | LV_113-7_0_5_load_197 | 219 | 0.0017745 | 0.00044473 | 0 | 0 |  | 1 | TRUE | wye
175 | LV_113-7_0_5_load_198 | 220 | 0.0025431 | 0.00063736 | 0 | 0 |  | 1 | TRUE | wye
176 | LV_113-7_0_5_load_192 | 222 | 0.00079788 | 0.00019997 | 0 | 0 |  | 1 | TRUE | wye
177 | LV_113-7_0_5_load_183 | 223 | 0.0014519 | 0.00036387 | 0 | 0 |  | 1 | TRUE | wye
178 | LV_113-7_0_5_load_190 | 224 | 0.0015554 | 0.00038982 | 0 | 0 |  | 1 | TRUE | wye
179 | LV_113-7_0_5_load_181 | 225 | 0.0061796 | 0.0015488 | 0 | 0 |  | 1 | TRUE | wye
180 | LV_113-7_0_5_load_182 | 226 | 0.0014363 | 0.00035997 | 0 | 0 |  | 1 | TRUE | wye
181 | LV_113-7_0_5_load_184 | 227 | 0.011306 | 0.0028335 | 0 | 0 |  | 1 | TRUE | wye
182 | LV_113-7_0_5_load_186 | 228 | 0.0014697 | 0.00036834 | 0 | 0 |  | 1 | TRUE | wye
183 | LV_113-7_0_5_load_187 | 229 | 0.0014384 | 0.0003605 | 0 | 0 |  | 1 | TRUE | wye
184 | LV_113-7_0_5_load_262 | 230 | 0.0013244 | 0.00033192 | 0 | 0 |  | 1 | TRUE | wye
185 | LV_113-7_0_5_load_263 | 231 | 0.0010105 | 0.00025325 | 0 | 0 |  | 1 | TRUE | wye
186 | LV_113-7_0_5_load_188 | 232 | 0.0017496 | 0.0004385 | 0 | 0 |  | 1 | TRUE | wye
187 | LV_113-7_0_5_load_189 | 233 | 0.001578 | 0.00039549 | 0 | 0 |  | 1 | TRUE | wye
188 | LV_113-7_0_5_load_191 | 234 | 0.00095527 | 0.00023941 | 0 | 0 |  | 1 | TRUE | wye
189 | LV_113-7_0_5_load_193 | 235 | 0.0019621 | 0.00049174 | 0 | 0 |  | 1 | TRUE | wye
190 | LV_113-7_0_5_load_194 | 236 | 0.0011203 | 0.00028076 | 0 | 0 |  | 1 | TRUE | wye
191 | LV_113-7_0_5_load_195 | 237 | 0.0026988 | 0.00067637 | 0 | 0 |  | 1 | TRUE | wye
192 | LV_113-7_0_5_load_196 | 238 | 0.0029797 | 0.00074678 | 0 | 0 |  | 1 | TRUE | wye
193 | LV_113-7_0_5_load_199 | 239 | 0.0023093 | 0.00057876 | 0 | 0 |  | 1 | TRUE | wye
194 | LV_113-7_0_5_load_203 | 240 | 0.0030222 | 0.00075744 | 0 | 0 |  | 1 | TRUE | wye
195 | LV_113-7_0_5_load_200 | 241 | 0.0018552 | 0.00046495 | 0 | 0 |  | 1 | TRUE | wye
196 | LV_113-7_0_5_load_201 | 242 | 0.0020813 | 0.00052162 | 0 | 0 |  | 1 | TRUE | wye
197 | LV_113-7_0_5_load_204 | 243 | 0.0013787 | 0.00034553 | 0 | 0 |  | 1 | TRUE | wye
198 | LV_113-7_0_5_load_202 | 244 | 0.003164 | 0.00079298 | 0 | 0 |  | 1 | TRUE | wye
199 | LV_113-7_0_5_load_205 | 245 | 0.0023038 | 0.00057738 | 0 | 0 |  | 1 | TRUE | wye
200 | LV_113-7_0_5_load_207 | 246 | 0.0017886 | 0.00044827 | 0 | 0 |  | 1 | TRUE | wye
201 | LV_113-7_0_5_load_208 | 247 | 0.00050208 | 0.00012583 | 0 | 0 |  | 1 | TRUE | wye
202 | LV_113-7_0_5_load_210 | 248 | 0.0013442 | 0.00033688 | 0 | 0 |  | 1 | TRUE | wye
203 | LV_113-7_0_5_load_212 | 249 | 0.0013472 | 0.00033763 | 0 | 0 |  | 1 | TRUE | wye
204 | LV_113-7_0_5_load_255 | 250 | 0.00027974 | 7.0109e-05 | 0 | 0 |  | 1 | TRUE | wye
205 | LV_113-7_0_5_load_217 | 252 | 0.00018249 | 4.5737e-05 | 0 | 0 |  | 1 | TRUE | wye
206 | LV_113-7_0_5_load_218 | 253 | 0.00043384 | 0.00010873 | 0 | 0 |  | 1 | TRUE | wye
207 | LV_113-7_0_5_load_246 | 254 | 0.0013564 | 0.00033995 | 0 | 0 |  | 1 | TRUE | wye
208 | LV_113-7_0_5_load_249 | 255 | 0.0014516 | 0.0003638 | 0 | 0 |  | 1 | TRUE | wye
209 | LV_113-7_0_5_load_222 | 256 | 0.00027993 | 7.0158e-05 | 0 | 0 |  | 1 | TRUE | wye
210 | LV_113-7_0_5_load_229 | 258 | 0.003085 | 0.00077318 | 0 | 0 |  | 1 | TRUE | wye
211 | LV_113-7_0_5_load_226 | 259 | 0.0080471 | 0.0020168 | 0 | 0 |  | 1 | TRUE | wye
212 | LV_113-7_0_5_load_225 | 260 | 0.0037273 | 0.00093414 | 0 | 0 |  | 1 | TRUE | wye
213 | LV_113-7_0_5_load_227 | 261 | 0.0079528 | 0.0019932 | 0 | 0 |  | 1 | TRUE | wye
214 | LV_113-7_0_5_load_239 | 263 | 0.0021953 | 0.00055019 | 0 | 0 |  | 1 | TRUE | wye
215 | LV_113-7_0_5_load_259 | 264 | 0.00038362 | 9.6144e-05 | 0 | 0 |  | 1 | TRUE | wye
216 | LV_113-7_0_5_load_266 | 265 | 0.002512 | 0.00062958 | 0 | 0 |  | 1 | TRUE | wye
217 | LV_113-7_0_5_load_267 | 266 | 0.0024212 | 0.00060681 | 0 | 0 |  | 1 | TRUE | wye
218 | LV_113-7_0_5_load_269 | 267 | 0.0037265 | 0.00093396 | 0 | 0 |  | 1 | TRUE | wye

## ext_grid
| name | bus | vm_pu | va_degree | slack_weight | in_service
0 |  | 1 | 1 | 0 | 1 | TRUE

## line
| name | std_type | from_bus | to_bus | length_km | r_ohm_per_km | x_ohm_per_km | c_nf_per_km | g_us_per_km | max_i_ka | df | parallel | type | in_service
0 | LV_113-7_0_5_line_0 |  | 0 | 1 | 0.022804 | 0.125 | 0.08 | 261 | 0 | 0.364 | 1 | 1 | cs | TRUE
1 | LV_113-7_0_5_line_1 |  | 0 | 2 | 0.0082369 | 0.125 | 0.08 | 261 | 0 | 0.364 | 1 | 1 | cs | TRUE
2 | LV_113-7_0_5_line_2 |  | 1 | 3 | 0.01494 | 0.125 | 0.08 | 261 | 0 | 0.364 | 1 | 4 | cs | TRUE
3 | LV_113-7_0_5_line_3 |  | 3 | 4 | 0.015243 | 0.125 | 0.08 | 261 | 0 | 0.364 | 1 | 4 | cs | TRUE
4 | LV_113-7_0_5_line_4 |  | 4 | 5 | 0.020591 | 0.125 | 0.08 | 261 | 0 | 0.364 | 1 | 4 | cs | TRUE
5 | LV_113-7_0_5_line_5 |  | 5 | 16 | 0.02466 | 0.125 | 0.08 | 261 | 0 | 0.364 | 1 | 4 | cs | TRUE
6 | LV_113-7_0_5_line_6 |  | 5 | 9 | 0.022753 | 0.125 | 0.08 | 261 | 0 | 0.364 | 1 | 4 | cs | TRUE
7 | LV_113-7_0_5_line_7 |  | 6 | 7 | 0.021037 | 0.125 | 0.08 | 261 | 0 | 0.364 | 1 | 1 | cs | TRUE
8 | LV_113-7_0_5_line_8 |  | 6 | 8 | 0.019248 | 0.125 | 0.08 | 261 | 0 | 0.364 | 1 | 1 | cs | TRUE
9 | LV_113-7_0_5_line_9 |  | 7 | 9 | 0.023389 | 0.125 | 0.08 | 261 | 0 | 0.364 | 1 | 1 | cs | TRUE
10 | LV_113-7_0_5_line_10 |  | 8 | 10 | 0.034897 | 0.125 | 0.08 | 261 | 0 | 0.364 | 1 | 1 | cs | TRUE
11 | LV_113-7_0_5_line_11 |  | 8 | 11 | 0.035922 | 0.125 | 0.08 | 261 | 0 | 0.364 | 1 | 1 | cs | TRUE
12 | LV_113-7_0_5_line_12 |  | 9 | 12 | 0.029663 | 0.125 | 0.08 | 261 | 0 | 0.364 | 1 | 4 | cs | TRUE
13 | LV_113-7_0_5_line_13 |  | 11 | 13 | 0.027149 | 0.125 | 0.08 | 261 | 0 | 0.364 | 1 | 1 | cs | TRUE
14 | LV_113-7_0_5_line_14 |  | 12 | 14 | 0.019161 | 0.125 | 0.08 | 261 | 0 | 0.364 | 1 | 4 | cs | TRUE
15 | LV_113-7_0_5_line_15 |  | 12 | 15 | 0.012971 | 0.125 | 0.08 | 261 | 0 | 0.364 | 1 | 1 | cs | TRUE
16 | LV_113-7_0_5_line_16 |  | 13 | 20 | 0.006551 | 0.125 | 0.08 | 261 | 0 | 0.364 | 1 | 1 | cs | TRUE
17 | LV_113-7_0_5_line_17 |  | 14 | 34 | 0.017424 | 0.125 | 0.08 | 261 | 0 | 0.364 | 1 | 4 | cs | TRUE
18 | LV_113-7_0_5_line_18 |  | 14 | 35 | 0.013231 | 0.125 | 0.08 | 261 | 0 | 0.364 | 1 | 1 | cs | TRUE
19 | LV_113-7_0_5_line_19 |  | 15 | 36 | 0.012023 | 0.125 | 0.08 | 261 | 0 | 0.364 | 1 | 1 | cs | TRUE
20 | LV_113-7_0_5_line_20 |  | 16 | 28 | 0.015197 | 0.125 | 0.08 | 261 | 0 | 0.364 | 1 | 4 | cs | TRUE
21 | LV_113-7_0_5_line_21 |  | 17 | 18 | 0.00537 | 0.125 | 0.08 | 261 | 0 | 0.364 | 1 | 4 | cs | TRUE
22 | LV_113-7_0_5_line_22 |  | 17 | 19 | 0.016513 | 0.125 | 0.08 | 261 | 0 | 0.364 | 1 | 4 | cs | TRUE
23 | LV_113-7_0_5_line_23 |  | 18 | 30 | 0.017164 | 0.125 | 0.08 | 261 | 0 | 0.364 | 1 | 4 | cs | TRUE
24 | LV_113-7_0_5_line_24 |  | 18 | 31 | 0.026181 | 0.125 | 0.08 | 261 | 0 | 0.364 | 1 | 4 | cs | TRUE
25 | LV_113-7_0_5_line_25 |  | 19 | 25 | 0.00078293 | 0.125 | 0.08 | 261 | 0 | 0.364 | 1 | 4 | cs | TRUE
26 | LV_113-7_0_5_line_26 |  | 20 | 260 | 0.030305 | 0.125 | 0.08 | 261 | 0 | 0.364 | 1 | 1 | cs | TRUE
27 | LV_113-7_0_5_line_27 |  | 20 | 259 | 0.022831 | 0.125 | 0.08 | 261 | 0 | 0.364 | 1 | 1 | cs | TRUE
28 | LV_113-7_0_5_line_28 |  | 21 | 22 | 0.013583 | 0.125 | 0.08 | 261 | 0 | 0.364 | 1 | 4 | cs | TRUE
29 | LV_113-7_0_5_line_29 |  | 21 | 23 | 0.0043424 | 0.125 | 0.08 | 261 | 0 | 0.364 | 1 | 4 | cs | TRUE
30 | LV_113-7_0_5_line_30 |  | 22 | 24 | 0.0070791 | 0.125 | 0.08 | 261 | 0 | 0.364 | 1 | 4 | cs | TRUE
31 | LV_113-7_0_5_line_31 |  | 23 | 25 | 0.0051636 | 0.125 | 0.08 | 261 | 0 | 0.364 | 1 | 4 | cs | TRUE
32 | LV_113-7_0_5_line_32 |  | 24 | 26 | 0.0052925 | 0.125 | 0.08 | 261 | 0 | 0.364 | 1 | 4 | cs | TRUE
33 | LV_113-7_0_5_line_33 |  | 26 | 27 | 0.0059433 | 0.125 | 0.08 | 261 | 0 | 0.364 | 1 | 4 | cs | TRUE
34 | LV_113-7_0_5_line_34 |  | 27 | 39 | 0.019343 | 0.125 | 0.08 | 261 | 0 | 0.364 | 1 | 4 | cs | TRUE
35 | LV_113-7_0_5_line_35 |  | 28 | 29 | 0.0053257 | 0.125 | 0.08 | 261 | 0 | 0.364 | 1 | 4 | cs | TRUE
36 | LV_113-7_0_5_line_36 |  | 29 | 37 | 0.024218 | 0.125 | 0.08 | 261 | 0 | 0.364 | 1 | 4 | cs | TRUE
37 | LV_113-7_0_5_line_37 |  | 30 | 32 | 0.032819 | 0.125 | 0.08 | 261 | 0 | 0.364 | 1 | 4 | cs | TRUE
38 | LV_113-7_0_5_line_38 |  | 31 | 33 | 0.007149 | 0.125 | 0.08 | 261 | 0 | 0.364 | 1 | 4 | cs | TRUE
39 | LV_113-7_0_5_line_39 |  | 32 | 133 | 0.040874 | 0.125 | 0.08 | 261 | 0 | 0.364 | 1 | 1 | cs | TRUE
40 | LV_113-7_0_5_line_40 |  | 32 | 221 | 0.014498 | 0.125 | 0.08 | 261 | 0 | 0.364 | 1 | 4 | cs | TRUE
41 | LV_113-7_0_5_line_41 |  | 33 | 256 | 0.019697 | 0.125 | 0.08 | 261 | 0 | 0.364 | 1 | 4 | cs | TRUE
42 | LV_113-7_0_5_line_42 |  | 34 | 48 | 0.0071947 | 0.125 | 0.08 | 261 | 0 | 0.364 | 1 | 4 | cs | TRUE
43 | LV_113-7_0_5_line_43 |  | 36 | 47 | 0.0090715 | 0.125 | 0.08 | 261 | 0 | 0.364 | 1 | 1 | cs | TRUE
44 | LV_113-7_0_5_line_44 |  | 37 | 38 | 0.016649 | 0.125 | 0.08 | 261 | 0 | 0.364 | 1 | 1 | cs | TRUE
45 | LV_113-7_0_5_line_45 |  | 37 | 39 | 0.011821 | 0.125 | 0.08 | 261 | 0 | 0.364 | 1 | 4 | cs | TRUE
46 | LV_113-7_0_5_line_46 |  | 38 | 40 | 0.023326 | 0.125 | 0.08 | 261 | 0 | 0.364 | 1 | 1 | cs | TRUE
47 | LV_113-7_0_5_line_47 |  | 38 | 41 | 0.028632 | 0.125 | 0.08 | 261 | 0 | 0.364 | 1 | 1 | cs | TRUE
48 | LV_113-7_0_5_line_48 |  | 38 | 42 | 0.014249 | 0.125 | 0.08 | 261 | 0 | 0.364 | 1 | 1 | cs | TRUE
49 | LV_113-7_0_5_line_49 |  | 40 | 45 | 0.0061512 | 0.125 | 0.08 | 261 | 0 | 0.364 | 1 | 1 | cs | TRUE
50 | LV_113-7_0_5_line_50 |  | 41 | 46 | 0.011275 | 0.125 | 0.08 | 261 | 0 | 0.364 | 1 | 1 | cs | TRUE
51 | LV_113-7_0_5_line_51 |  | 42 | 43 | 0.00049837 | 0.125 | 0.08 | 261 | 0 | 0.364 | 1 | 1 | cs | TRUE
52 | LV_113-7_0_5_line_52 |  | 43 | 44 | 0.036952 | 0.125 | 0.08 | 261 | 0 | 0.364 | 1 | 1 | cs | TRUE
53 | LV_113-7_0_5_line_53 |  | 45 | 197 | 0.024909 | 0.125 | 0.08 | 261 | 0 | 0.364 | 1 | 1 | cs | TRUE
54 | LV_113-7_0_5_line_54 |  | 46 | 54 | 0.013054 | 0.125 | 0.08 | 261 | 0 | 0.364 | 1 | 1 | cs | TRUE
55 | LV_113-7_0_5_line_55 |  | 48 | 87 | 0.0040161 | 0.125 | 0.08 | 261 | 0 | 0.364 | 1 | 4 | cs | TRUE
56 | LV_113-7_0_5_line_56 |  | 49 | 50 | 0.0057145 | 0.125 | 0.08 | 261 | 0 | 0.364 | 1 | 1 | cs | TRUE
57 | LV_113-7_0_5_line_57 |  | 49 | 51 | 0.014476 | 0.125 | 0.08 | 261 | 0 | 0.364 | 1 | 1 | cs | TRUE
58 | LV_113-7_0_5_line_58 |  | 50 | 52 | 0.0022805 | 0.125 | 0.08 | 261 | 0 | 0.364 | 1 | 1 | cs | TRUE
59 | LV_113-7_0_5_line_59 |  | 52 | 53 | 0.0036704 | 0.125 | 0.08 | 261 | 0 | 0.364 | 1 | 1 | cs | TRUE
60 | LV_113-7_0_5_line_60 |  | 53 | 55 | 0.013202 | 0.125 | 0.08 | 261 | 0 | 0.364 | 1 | 1 | cs | TRUE
61 | LV_113-7_0_5_line_61 |  | 54 | 56 | 0.010671 | 0.125 | 0.08 | 261 | 0 | 0.364 | 1 | 1 | cs | TRUE
62 | LV_113-7_0_5_line_62 |  | 54 | 57 | 0.0077754 | 0.125 | 0.08 | 261 | 0 | 0.364 | 1 | 1 | cs | TRUE
63 | LV_113-7_0_5_line_63 |  | 55 | 60 | 0.0031505 | 0.125 | 0.08 | 261 | 0 | 0.364 | 1 | 1 | cs | TRUE
64 | LV_113-7_0_5_line_64 |  | 56 | 83 | 0.0062568 | 0.125 | 0.08 | 261 | 0 | 0.364 | 1 | 1 | cs | TRUE
65 | LV_113-7_0_5_line_65 |  | 57 | 82 | 0.013264 | 0.125 | 0.08 | 261 | 0 | 0.364 | 1 | 1 | cs | TRUE
66 | LV_113-7_0_5_line_66 |  | 58 | 59 | 0.0061768 | 0.125 | 0.08 | 261 | 0 | 0.364 | 1 | 1 | cs | TRUE
67 | LV_113-7_0_5_line_67 |  | 58 | 60 | 0.002989 | 0.125 | 0.08 | 261 | 0 | 0.364 | 1 | 1 | cs | TRUE
68 | LV_113-7_0_5_line_68 |  | 59 | 61 | 0.006134 | 0.125 | 0.08 | 261 | 0 | 0.364 | 1 | 1 | cs | TRUE
69 | LV_113-7_0_5_line_69 |  | 61 | 62 | 0.012817 | 0.125 | 0.08 | 261 | 0 | 0.364 | 1 | 1 | cs | TRUE
70 | LV_113-7_0_5_line_70 |  | 62 | 63 | 0.0062936 | 0.125 | 0.08 | 261 | 0 | 0.364 | 1 | 1 | cs | TRUE
71 | LV_113-7_0_5_line_71 |  | 63 | 64 | 0.006199 | 0.125 | 0.08 | 261 | 0 | 0.364 | 1 | 1 | cs | TRUE
72 | LV_113-7_0_5_line_72 |  | 64 | 65 | 0.011063 | 0.125 | 0.08 | 261 | 0 | 0.364 | 1 | 1 | cs | TRUE
73 | LV_113-7_0_5_line_73 |  | 65 | 66 | 0.0069965 | 0.125 | 0.08 | 261 | 0 | 0.364 | 1 | 1 | cs | TRUE
74 | LV_113-7_0_5_line_74 |  | 66 | 67 | 0.0064886 | 0.125 | 0.08 | 261 | 0 | 0.364 | 1 | 1 | cs | TRUE
75 | LV_113-7_0_5_line_75 |  | 67 | 68 | 0.012818 | 0.125 | 0.08 | 261 | 0 | 0.364 | 1 | 1 | cs | TRUE
76 | LV_113-7_0_5_line_76 |  | 68 | 69 | 0.0061489 | 0.125 | 0.08 | 261 | 0 | 0.364 | 1 | 1 | cs | TRUE
77 | LV_113-7_0_5_line_77 |  | 69 | 70 | 0.0061488 | 0.125 | 0.08 | 261 | 0 | 0.364 | 1 | 1 | cs | TRUE
78 | LV_113-7_0_5_line_78 |  | 70 | 71 | 0.0061478 | 0.125 | 0.08 | 261 | 0 | 0.364 | 1 | 1 | cs | TRUE
79 | LV_113-7_0_5_line_79 |  | 71 | 72 | 0.0061489 | 0.125 | 0.08 | 261 | 0 | 0.364 | 1 | 1 | cs | TRUE
80 | LV_113-7_0_5_line_80 |  | 72 | 86 | 0.012058 | 0.125 | 0.08 | 261 | 0 | 0.364 | 1 | 1 | cs | TRUE
81 | LV_113-7_0_5_line_81 |  | 73 | 74 | 0.012304 | 0.125 | 0.08 | 261 | 0 | 0.364 | 1 | 1 | cs | TRUE
82 | LV_113-7_0_5_line_82 |  | 73 | 75 | 0.0061307 | 0.125 | 0.08 | 261 | 0 | 0.364 | 1 | 1 | cs | TRUE
83 | LV_113-7_0_5_line_83 |  | 74 | 76 | 0.0062456 | 0.125 | 0.08 | 261 | 0 | 0.364 | 1 | 1 | cs | TRUE
84 | LV_113-7_0_5_line_84 |  | 75 | 77 | 0.0061344 | 0.125 | 0.08 | 261 | 0 | 0.364 | 1 | 1 | cs | TRUE
85 | LV_113-7_0_5_line_85 |  | 76 | 78 | 0.0062455 | 0.125 | 0.08 | 261 | 0 | 0.364 | 1 | 1 | cs | TRUE
86 | LV_113-7_0_5_line_86 |  | 77 | 79 | 0.0061344 | 0.125 | 0.08 | 261 | 0 | 0.364 | 1 | 1 | cs | TRUE
87 | LV_113-7_0_5_line_87 |  | 78 | 80 | 0.0062455 | 0.125 | 0.08 | 261 | 0 | 0.364 | 1 | 1 | cs | TRUE
88 | LV_113-7_0_5_line_88 |  | 79 | 81 | 0.0061307 | 0.125 | 0.08 | 261 | 0 | 0.364 | 1 | 1 | cs | TRUE
89 | LV_113-7_0_5_line_89 |  | 80 | 85 | 0.0062456 | 0.125 | 0.08 | 261 | 0 | 0.364 | 1 | 1 | cs | TRUE
90 | LV_113-7_0_5_line_90 |  | 81 | 82 | 0.010807 | 0.125 | 0.08 | 261 | 0 | 0.364 | 1 | 1 | cs | TRUE
91 | LV_113-7_0_5_line_91 |  | 83 | 84 | 0.0062579 | 0.125 | 0.08 | 261 | 0 | 0.364 | 1 | 1 | cs | TRUE
92 | LV_113-7_0_5_line_92 |  | 84 | 265 | 0.012283 | 0.125 | 0.08 | 261 | 0 | 0.364 | 1 | 1 | cs | TRUE
93 | LV_113-7_0_5_line_93 |  | 85 | 86 | 0.00098711 | 0.125 | 0.08 | 261 | 0 | 0.364 | 1 | 1 | cs | TRUE
94 | LV_113-7_0_5_line_94 |  | 87 | 183 | 0.010649 | 0.125 | 0.08 | 261 | 0 | 0.364 | 1 | 4 | cs | TRUE
95 | LV_113-7_0_5_line_95 |  | 88 | 89 | 0.017966 | 0.125 | 0.08 | 261 | 0 | 0.364 | 1 | 1 | cs | TRUE
96 | LV_113-7_0_5_line_96 |  | 88 | 90 | 0.0099639 | 0.125 | 0.08 | 261 | 0 | 0.364 | 1 | 1 | cs | TRUE
97 | LV_113-7_0_5_line_97 |  | 89 | 91 | 0.011079 | 0.125 | 0.08 | 261 | 0 | 0.364 | 1 | 1 | cs | TRUE
98 | LV_113-7_0_5_line_98 |  | 90 | 92 | 0.01508 | 0.125 | 0.08 | 261 | 0 | 0.364 | 1 | 1 | cs | TRUE
99 | LV_113-7_0_5_line_99 |  | 90 | 93 | 0.0087409 | 0.125 | 0.08 | 261 | 0 | 0.364 | 1 | 1 | cs | TRUE
100 | LV_113-7_0_5_line_100 |  | 92 | 94 | 0.0075977 | 0.125 | 0.08 | 261 | 0 | 0.364 | 1 | 1 | cs | TRUE
101 | LV_113-7_0_5_line_101 |  | 93 | 95 | 0.0067905 | 0.125 | 0.08 | 261 | 0 | 0.364 | 1 | 1 | cs | TRUE
102 | LV_113-7_0_5_line_102 |  | 94 | 109 | 0.0077624 | 0.125 | 0.08 | 261 | 0 | 0.364 | 1 | 1 | cs | TRUE
103 | LV_113-7_0_5_line_103 |  | 96 | 97 | 0.014243 | 0.125 | 0.08 | 261 | 0 | 0.364 | 1 | 1 | cs | TRUE
104 | LV_113-7_0_5_line_104 |  | 96 | 98 | 0.10157 | 0.125 | 0.08 | 261 | 0 | 0.364 | 1 | 1 | cs | TRUE
105 | LV_113-7_0_5_line_105 |  | 96 | 99 | 0.23844 | 0.125 | 0.08 | 261 | 0 | 0.364 | 1 | 1 | cs | TRUE
106 | LV_113-7_0_5_line_106 |  | 99 | 100 | 0.074658 | 0.125 | 0.08 | 261 | 0 | 0.364 | 1 | 4 | cs | TRUE
107 | LV_113-7_0_5_line_107 |  | 99 | 101 | 0.20309 | 0.125 | 0.08 | 261 | 0 | 0.364 | 1 | 2 | cs | TRUE
108 | LV_113-7_0_5_line_108 |  | 100 | 134 | 0.01071 | 0.125 | 0.08 | 261 | 0 | 0.364 | 1 | 4 | cs | TRUE
109 | LV_113-7_0_5_line_109 |  | 101 | 137 | 0.01334 | 0.125 | 0.08 | 261 | 0 | 0.364 | 1 | 1 | cs | TRUE
110 | LV_113-7_0_5_line_110 |  | 102 | 103 | 0.010677 | 0.125 | 0.08 | 261 | 0 | 0.364 | 1 | 1 | cs | TRUE
111 | LV_113-7_0_5_line_111 |  | 102 | 104 | 0.035372 | 0.125 | 0.08 | 261 | 0 | 0.364 | 1 | 1 | cs | TRUE
112 | LV_113-7_0_5_line_112 |  | 103 | 105 | 0.011414 | 0.125 | 0.08 | 261 | 0 | 0.364 | 1 | 1 | cs | TRUE
113 | LV_113-7_0_5_line_113 |  | 104 | 254 | 0.016552 | 0.125 | 0.08 | 261 | 0 | 0.364 | 1 | 1 | cs | TRUE
114 | LV_113-7_0_5_line_114 |  | 104 | 151 | 0.069129 | 0.125 | 0.08 | 261 | 0 | 0.364 | 1 | 1 | cs | TRUE
115 | LV_113-7_0_5_line_115 |  | 105 | 106 | 0.0067841 | 0.125 | 0.08 | 261 | 0 | 0.364 | 1 | 1 | cs | TRUE
116 | LV_113-7_0_5_line_116 |  | 106 | 107 | 0.02239 | 0.125 | 0.08 | 261 | 0 | 0.364 | 1 | 1 | cs | TRUE
117 | LV_113-7_0_5_line_117 |  | 107 | 108 | 0.017733 | 0.125 | 0.08 | 261 | 0 | 0.364 | 1 | 1 | cs | TRUE
118 | LV_113-7_0_5_line_118 |  | 109 | 121 | 0.0077714 | 0.125 | 0.08 | 261 | 0 | 0.364 | 1 | 1 | cs | TRUE
119 | LV_113-7_0_5_line_119 |  | 109 | 113 | 0.025802 | 0.125 | 0.08 | 261 | 0 | 0.364 | 1 | 1 | cs | TRUE
120 | LV_113-7_0_5_line_120 |  | 110 | 111 | 0.0070466 | 0.125 | 0.08 | 261 | 0 | 0.364 | 1 | 1 | cs | TRUE
121 | LV_113-7_0_5_line_121 |  | 110 | 112 | 0.0078203 | 0.125 | 0.08 | 261 | 0 | 0.364 | 1 | 1 | cs | TRUE
122 | LV_113-7_0_5_line_122 |  | 111 | 113 | 0.009477 | 0.125 | 0.08 | 261 | 0 | 0.364 | 1 | 1 | cs | TRUE
123 | LV_113-7_0_5_line_123 |  | 112 | 114 | 0.017997 | 0.125 | 0.08 | 261 | 0 | 0.364 | 1 | 1 | cs | TRUE
124 | LV_113-7_0_5_line_124 |  | 112 | 115 | 0.016076 | 0.125 | 0.08 | 261 | 0 | 0.364 | 1 | 1 | cs | TRUE
125 | LV_113-7_0_5_line_125 |  | 113 | 116 | 0.0055935 | 0.125 | 0.08 | 261 | 0 | 0.364 | 1 | 1 | cs | TRUE
126 | LV_113-7_0_5_line_126 |  | 113 | 117 | 0.030723 | 0.125 | 0.08 | 261 | 0 | 0.364 | 1 | 1 | cs | TRUE
127 | LV_113-7_0_5_line_127 |  | 114 | 118 | 0.007708 | 0.125 | 0.08 | 261 | 0 | 0.364 | 1 | 1 | cs | TRUE
128 | LV_113-7_0_5_line_128 |  | 114 | 119 | 0.0080242 | 0.125 | 0.08 | 261 | 0 | 0.364 | 1 | 1 | cs | TRUE
129 | LV_113-7_0_5_line_129 |  | 115 | 120 | 0.0067911 | 0.125 | 0.08 | 261 | 0 | 0.364 | 1 | 1 | cs | TRUE
130 | LV_113-7_0_5_line_130 |  | 116 | 122 | 0.0071519 | 0.125 | 0.08 | 261 | 0 | 0.364 | 1 | 1 | cs | TRUE
131 | LV_113-7_0_5_line_131 |  | 117 | 123 | 0.0059787 | 0.125 | 0.08 | 261 | 0 | 0.364 | 1 | 1 | cs | TRUE
132 | LV_113-7_0_5_line_132 |  | 117 | 124 | 0.010446 | 0.125 | 0.08 | 261 | 0 | 0.364 | 1 | 1 | cs | TRUE
133 | LV_113-7_0_5_line_133 |  | 118 | 125 | 0.0077011 | 0.125 | 0.08 | 261 | 0 | 0.364 | 1 | 1 | cs | TRUE
134 | LV_113-7_0_5_line_134 |  | 118 | 126 | 0.014291 | 0.125 | 0.08 | 261 | 0 | 0.364 | 1 | 1 | cs | TRUE
135 | LV_113-7_0_5_line_135 |  | 119 | 127 | 0.0075171 | 0.125 | 0.08 | 261 | 0 | 0.364 | 1 | 1 | cs | TRUE
136 | LV_113-7_0_5_line_136 |  | 121 | 129 | 0.0043291 | 0.125 | 0.08 | 261 | 0 | 0.364 | 1 | 1 | cs | TRUE
137 | LV_113-7_0_5_line_137 |  | 123 | 133 | 0.022133 | 0.125 | 0.08 | 261 | 0 | 0.364 | 1 | 1 | cs | TRUE
138 | LV_113-7_0_5_line_138 |  | 124 | 132 | 0.0072813 | 0.125 | 0.08 | 261 | 0 | 0.364 | 1 | 1 | cs | TRUE
139 | LV_113-7_0_5_line_139 |  | 125 | 128 | 0.01028 | 0.125 | 0.08 | 261 | 0 | 0.364 | 1 | 1 | cs | TRUE
140 | LV_113-7_0_5_line_140 |  | 128 | 130 | 0.0089897 | 0.125 | 0.08 | 261 | 0 | 0.364 | 1 | 1 | cs | TRUE
141 | LV_113-7_0_5_line_141 |  | 129 | 131 | 0.0026487 | 0.125 | 0.08 | 261 | 0 | 0.364 | 1 | 1 | cs | TRUE
142 | LV_113-7_0_5_line_142 |  | 130 | 264 | 0.0066937 | 0.125 | 0.08 | 261 | 0 | 0.364 | 1 | 1 | cs | TRUE
143 | LV_113-7_0_5_line_143 |  | 134 | 143 | 0.034995 | 0.125 | 0.08 | 261 | 0 | 0.364 | 1 | 4 | cs | TRUE
144 | LV_113-7_0_5_line_144 |  | 135 | 136 | 0.01257 | 0.125 | 0.08 | 261 | 0 | 0.364 | 1 | 1 | cs | TRUE
145 | LV_113-7_0_5_line_145 |  | 135 | 137 | 0.0061097 | 0.125 | 0.08 | 261 | 0 | 0.364 | 1 | 1 | cs | TRUE
146 | LV_113-7_0_5_line_146 |  | 135 | 138 | 0.046283 | 0.125 | 0.08 | 261 | 0 | 0.364 | 1 | 1 | cs | TRUE
147 | LV_113-7_0_5_line_147 |  | 136 | 139 | 0.020787 | 0.125 | 0.08 | 261 | 0 | 0.364 | 1 | 1 | cs | TRUE
148 | LV_113-7_0_5_line_148 |  | 139 | 140 | 0.025819 | 0.125 | 0.08 | 261 | 0 | 0.364 | 1 | 1 | cs | TRUE
149 | LV_113-7_0_5_line_149 |  | 140 | 141 | 0.036414 | 0.125 | 0.08 | 261 | 0 | 0.364 | 1 | 1 | cs | TRUE
150 | LV_113-7_0_5_line_150 |  | 141 | 142 | 0.48536 | 0.125 | 0.08 | 261 | 0 | 0.364 | 1 | 1 | cs | TRUE
151 | LV_113-7_0_5_line_151 |  | 142 | 151 | 0.051834 | 0.125 | 0.08 | 261 | 0 | 0.364 | 1 | 1 | cs | TRUE
152 | LV_113-7_0_5_line_152 |  | 143 | 251 | 0.0006023 | 0.125 | 0.08 | 261 | 0 | 0.364 | 1 | 4 | cs | TRUE
153 | LV_113-7_0_5_line_153 |  | 144 | 145 | 0.071132 | 0.125 | 0.08 | 261 | 0 | 0.364 | 1 | 4 | cs | TRUE
154 | LV_113-7_0_5_line_154 |  | 144 | 146 | 0.01048 | 0.125 | 0.08 | 261 | 0 | 0.364 | 1 | 4 | cs | TRUE
155 | LV_113-7_0_5_line_155 |  | 145 | 253 | 0.0046816 | 0.125 | 0.08 | 261 | 0 | 0.364 | 1 | 1 | cs | TRUE
156 | LV_113-7_0_5_line_156 |  | 145 | 251 | 0.010862 | 0.125 | 0.08 | 261 | 0 | 0.364 | 1 | 4 | cs | TRUE
157 | LV_113-7_0_5_line_157 |  | 146 | 246 | 0.00086886 | 0.125 | 0.08 | 261 | 0 | 0.364 | 1 | 4 | cs | TRUE
158 | LV_113-7_0_5_line_158 |  | 147 | 148 | 0.023095 | 0.125 | 0.08 | 261 | 0 | 0.364 | 1 | 1 | cs | TRUE
159 | LV_113-7_0_5_line_159 |  | 148 | 149 | 0.024806 | 0.125 | 0.08 | 261 | 0 | 0.364 | 1 | 1 | cs | TRUE
160 | LV_113-7_0_5_line_160 |  | 149 | 150 | 0.026292 | 0.125 | 0.08 | 261 | 0 | 0.364 | 1 | 1 | cs | TRUE
161 | LV_113-7_0_5_line_161 |  | 150 | 152 | 0.006044 | 0.125 | 0.08 | 261 | 0 | 0.364 | 1 | 1 | cs | TRUE
162 | LV_113-7_0_5_line_162 |  | 152 | 153 | 0.031405 | 0.125 | 0.08 | 261 | 0 | 0.364 | 1 | 1 | cs | TRUE
163 | LV_113-7_0_5_line_163 |  | 152 | 154 | 0.0022799 | 0.125 | 0.08 | 261 | 0 | 0.364 | 1 | 1 | cs | TRUE
164 | LV_113-7_0_5_line_164 |  | 153 | 162 | 0.021412 | 0.125 | 0.08 | 261 | 0 | 0.364 | 1 | 1 | cs | TRUE
165 | LV_113-7_0_5_line_165 |  | 154 | 159 | 0.011613 | 0.125 | 0.08 | 261 | 0 | 0.364 | 1 | 1 | cs | TRUE
166 | LV_113-7_0_5_line_166 |  | 155 | 156 | 0.03656 | 0.125 | 0.08 | 261 | 0 | 0.364 | 1 | 1 | cs | TRUE
167 | LV_113-7_0_5_line_167 |  | 156 | 157 | 0.019257 | 0.125 | 0.08 | 261 | 0 | 0.364 | 1 | 1 | cs | TRUE
168 | LV_113-7_0_5_line_168 |  | 156 | 158 | 0.020694 | 0.125 | 0.08 | 261 | 0 | 0.364 | 1 | 1 | cs | TRUE
169 | LV_113-7_0_5_line_169 |  | 157 | 159 | 0.028839 | 0.125 | 0.08 | 261 | 0 | 0.364 | 1 | 1 | cs | TRUE
170 | LV_113-7_0_5_line_170 |  | 158 | 160 | 0.035118 | 0.125 | 0.08 | 261 | 0 | 0.364 | 1 | 1 | cs | TRUE
171 | LV_113-7_0_5_line_171 |  | 160 | 161 | 0.052326 | 0.125 | 0.08 | 261 | 0 | 0.364 | 1 | 1 | cs | TRUE
172 | LV_113-7_0_5_line_172 |  | 161 | 177 | 0.034743 | 0.125 | 0.08 | 261 | 0 | 0.364 | 1 | 1 | cs | TRUE
173 | LV_113-7_0_5_line_173 |  | 162 | 163 | 0.0061601 | 0.125 | 0.08 | 261 | 0 | 0.364 | 1 | 1 | cs | TRUE
174 | LV_113-7_0_5_line_174 |  | 164 | 165 | 5.6751e-05 | 0.125 | 0.08 | 261 | 0 | 0.364 | 1 | 1 | cs | TRUE
175 | LV_113-7_0_5_line_175 |  | 164 | 166 | 0.0027344 | 0.125 | 0.08 | 261 | 0 | 0.364 | 1 | 1 | cs | TRUE
176 | LV_113-7_0_5_line_176 |  | 165 | 167 | 0.020321 | 0.125 | 0.08 | 261 | 0 | 0.364 | 1 | 1 | cs | TRUE
177 | LV_113-7_0_5_line_177 |  | 167 | 168 | 0.007817 | 0.125 | 0.08 | 261 | 0 | 0.364 | 1 | 1 | cs | TRUE
178 | LV_113-7_0_5_line_178 |  | 167 | 169 | 0.0068585 | 0.125 | 0.08 | 261 | 0 | 0.364 | 1 | 1 | cs | TRUE
179 | LV_113-7_0_5_line_179 |  | 168 | 170 | 0.0032754 | 0.125 | 0.08 | 261 | 0 | 0.364 | 1 | 1 | cs | TRUE
180 | LV_113-7_0_5_line_180 |  | 169 | 171 | 0.0076529 | 0.125 | 0.08 | 261 | 0 | 0.364 | 1 | 1 | cs | TRUE
181 | LV_113-7_0_5_line_181 |  | 170 | 174 | 0.017224 | 0.125 | 0.08 | 261 | 0 | 0.364 | 1 | 1 | cs | TRUE
182 | LV_113-7_0_5_line_182 |  | 171 | 172 | 0.013077 | 0.125 | 0.08 | 261 | 0 | 0.364 | 1 | 1 | cs | TRUE
183 | LV_113-7_0_5_line_183 |  | 172 | 173 | 0.014906 | 0.125 | 0.08 | 261 | 0 | 0.364 | 1 | 1 | cs | TRUE
184 | LV_113-7_0_5_line_184 |  | 174 | 175 | 0.013515 | 0.125 | 0.08 | 261 | 0 | 0.364 | 1 | 1 | cs | TRUE
185 | LV_113-7_0_5_line_185 |  | 175 | 176 | 0.020243 | 0.125 | 0.08 | 261 | 0 | 0.364 | 1 | 1 | cs | TRUE
186 | LV_113-7_0_5_line_186 |  | 175 | 177 | 0.00568 | 0.125 | 0.08 | 261 | 0 | 0.364 | 1 | 1 | cs | TRUE
187 | LV_113-7_0_5_line_187 |  | 176 | 178 | 0.022998 | 0.125 | 0.08 | 261 | 0 | 0.364 | 1 | 1 | cs | TRUE
188 | LV_113-7_0_5_line_188 |  | 178 | 179 | 0.015228 | 0.125 | 0.08 | 261 | 0 | 0.364 | 1 | 1 | cs | TRUE
189 | LV_113-7_0_5_line_189 |  | 179 | 189 | 0.017806 | 0.125 | 0.08 | 261 | 0 | 0.364 | 1 | 1 | cs | TRUE
190 | LV_113-7_0_5_line_190 |  | 180 | 181 | 0.031599 | 0.125 | 0.08 | 261 | 0 | 0.364 | 1 | 1 | cs | TRUE
191 | LV_113-7_0_5_line_191 |  | 180 | 182 | 0.011311 | 0.125 | 0.08 | 261 | 0 | 0.364 | 1 | 1 | cs | TRUE
192 | LV_113-7_0_5_line_192 |  | 181 | 196 | 0.0056738 | 0.125 | 0.08 | 261 | 0 | 0.364 | 1 | 1 | cs | TRUE
193 | LV_113-7_0_5_line_193 |  | 182 | 192 | 0.023209 | 0.125 | 0.08 | 261 | 0 | 0.364 | 1 | 1 | cs | TRUE
194 | LV_113-7_0_5_line_194 |  | 183 | 184 | 0.0057528 | 0.125 | 0.08 | 261 | 0 | 0.364 | 1 | 4 | cs | TRUE
195 | LV_113-7_0_5_line_195 |  | 184 | 185 | 0.0045822 | 0.125 | 0.08 | 261 | 0 | 0.364 | 1 | 2 | cs | TRUE
196 | LV_113-7_0_5_line_196 |  | 185 | 186 | 0.0039906 | 0.125 | 0.08 | 261 | 0 | 0.364 | 1 | 1 | cs | TRUE
197 | LV_113-7_0_5_line_197 |  | 186 | 187 | 0.00033568 | 0.125 | 0.08 | 261 | 0 | 0.364 | 1 | 1 | cs | TRUE
198 | LV_113-7_0_5_line_198 |  | 187 | 188 | 0.00533 | 0.125 | 0.08 | 261 | 0 | 0.364 | 1 | 1 | cs | TRUE
199 | LV_113-7_0_5_line_199 |  | 188 | 191 | 0.0103 | 0.125 | 0.08 | 261 | 0 | 0.364 | 1 | 1 | cs | TRUE
200 | LV_113-7_0_5_line_200 |  | 189 | 190 | 0.018646 | 0.125 | 0.08 | 261 | 0 | 0.364 | 1 | 1 | cs | TRUE
201 | LV_113-7_0_5_line_201 |  | 189 | 191 | 0.01135 | 0.125 | 0.08 | 261 | 0 | 0.364 | 1 | 1 | cs | TRUE
202 | LV_113-7_0_5_line_202 |  | 190 | 192 | 0.030303 | 0.125 | 0.08 | 261 | 0 | 0.364 | 1 | 1 | cs | TRUE
203 | LV_113-7_0_5_line_203 |  | 190 | 193 | 0.024399 | 0.125 | 0.08 | 261 | 0 | 0.364 | 1 | 1 | cs | TRUE
204 | LV_113-7_0_5_line_204 |  | 192 | 194 | 0.014008 | 0.125 | 0.08 | 261 | 0 | 0.364 | 1 | 1 | cs | TRUE
205 | LV_113-7_0_5_line_205 |  | 194 | 195 | 0.024413 | 0.125 | 0.08 | 261 | 0 | 0.364 | 1 | 1 | cs | TRUE
206 | LV_113-7_0_5_line_206 |  | 197 | 198 | 0.0074739 | 0.125 | 0.08 | 261 | 0 | 0.364 | 1 | 1 | cs | TRUE
207 | LV_113-7_0_5_line_207 |  | 198 | 199 | 0.0037847 | 0.125 | 0.08 | 261 | 0 | 0.364 | 1 | 1 | cs | TRUE
208 | LV_113-7_0_5_line_208 |  | 199 | 200 | 0.009385 | 0.125 | 0.08 | 261 | 0 | 0.364 | 1 | 1 | cs | TRUE
209 | LV_113-7_0_5_line_209 |  | 200 | 201 | 0.012977 | 0.125 | 0.08 | 261 | 0 | 0.364 | 1 | 1 | cs | TRUE
210 | LV_113-7_0_5_line_210 |  | 201 | 202 | 0.0010619 | 0.125 | 0.08 | 261 | 0 | 0.364 | 1 | 1 | cs | TRUE
211 | LV_113-7_0_5_line_211 |  | 203 | 204 | 0.032194 | 0.125 | 0.08 | 261 | 0 | 0.364 | 1 | 1 | cs | TRUE
212 | LV_113-7_0_5_line_212 |  | 204 | 205 | 0.019199 | 0.125 | 0.08 | 261 | 0 | 0.364 | 1 | 1 | cs | TRUE
213 | LV_113-7_0_5_line_213 |  | 204 | 206 | 0.016917 | 0.125 | 0.08 | 261 | 0 | 0.364 | 1 | 1 | cs | TRUE
214 | LV_113-7_0_5_line_214 |  | 206 | 207 | 0.023648 | 0.125 | 0.08 | 261 | 0 | 0.364 | 1 | 1 | cs | TRUE
215 | LV_113-7_0_5_line_215 |  | 207 | 208 | 0.047249 | 0.125 | 0.08 | 261 | 0 | 0.364 | 1 | 2 | cs | TRUE
216 | LV_113-7_0_5_line_216 |  | 207 | 209 | 0.0079369 | 0.125 | 0.08 | 261 | 0 | 0.364 | 1 | 1 | cs | TRUE
217 | LV_113-7_0_5_line_217 |  | 208 | 221 | 0.013853 | 0.125 | 0.08 | 261 | 0 | 0.364 | 1 | 4 | cs | TRUE
218 | LV_113-7_0_5_line_218 |  | 208 | 222 | 0.015273 | 0.125 | 0.08 | 261 | 0 | 0.364 | 1 | 1 | cs | TRUE
219 | LV_113-7_0_5_line_219 |  | 209 | 217 | 0.025349 | 0.125 | 0.08 | 261 | 0 | 0.364 | 1 | 1 | cs | TRUE
220 | LV_113-7_0_5_line_220 |  | 210 | 211 | 0.0057994 | 0.125 | 0.08 | 261 | 0 | 0.364 | 1 | 1 | cs | TRUE
221 | LV_113-7_0_5_line_221 |  | 211 | 212 | 0.023121 | 0.125 | 0.08 | 261 | 0 | 0.364 | 1 | 1 | cs | TRUE
222 | LV_113-7_0_5_line_222 |  | 212 | 213 | 0.034547 | 0.125 | 0.08 | 261 | 0 | 0.364 | 1 | 1 | cs | TRUE
223 | LV_113-7_0_5_line_223 |  | 212 | 214 | 0.034135 | 0.125 | 0.08 | 261 | 0 | 0.364 | 1 | 1 | cs | TRUE
224 | LV_113-7_0_5_line_224 |  | 213 | 215 | 0.031695 | 0.125 | 0.08 | 261 | 0 | 0.364 | 1 | 1 | cs | TRUE
225 | LV_113-7_0_5_line_225 |  | 215 | 216 | 0.011277 | 0.125 | 0.08 | 261 | 0 | 0.364 | 1 | 1 | cs | TRUE
226 | LV_113-7_0_5_line_226 |  | 216 | 217 | 0.012374 | 0.125 | 0.08 | 261 | 0 | 0.364 | 1 | 1 | cs | TRUE
227 | LV_113-7_0_5_line_227 |  | 216 | 218 | 0.026202 | 0.125 | 0.08 | 261 | 0 | 0.364 | 1 | 1 | cs | TRUE
228 | LV_113-7_0_5_line_228 |  | 218 | 219 | 0.0040357 | 0.125 | 0.08 | 261 | 0 | 0.364 | 1 | 1 | cs | TRUE
229 | LV_113-7_0_5_line_229 |  | 219 | 220 | 0.011251 | 0.125 | 0.08 | 261 | 0 | 0.364 | 1 | 1 | cs | TRUE
230 | LV_113-7_0_5_line_230 |  | 220 | 241 | 0.011048 | 0.125 | 0.08 | 261 | 0 | 0.364 | 1 | 1 | cs | TRUE
231 | LV_113-7_0_5_line_231 |  | 221 | 223 | 0.030513 | 0.125 | 0.08 | 261 | 0 | 0.364 | 1 | 1 | cs | TRUE
232 | LV_113-7_0_5_line_232 |  | 222 | 224 | 0.014579 | 0.125 | 0.08 | 261 | 0 | 0.364 | 1 | 1 | cs | TRUE
233 | LV_113-7_0_5_line_233 |  | 223 | 225 | 0.0018677 | 0.125 | 0.08 | 261 | 0 | 0.364 | 1 | 1 | cs | TRUE
234 | LV_113-7_0_5_line_234 |  | 224 | 232 | 0.009664 | 0.125 | 0.08 | 261 | 0 | 0.364 | 1 | 1 | cs | TRUE
235 | LV_113-7_0_5_line_235 |  | 225 | 226 | 0.023491 | 0.125 | 0.08 | 261 | 0 | 0.364 | 1 | 1 | cs | TRUE
236 | LV_113-7_0_5_line_236 |  | 226 | 227 | 0.0049172 | 0.125 | 0.08 | 261 | 0 | 0.364 | 1 | 1 | cs | TRUE
237 | LV_113-7_0_5_line_237 |  | 227 | 228 | 0.00094979 | 0.125 | 0.08 | 261 | 0 | 0.364 | 1 | 1 | cs | TRUE
238 | LV_113-7_0_5_line_238 |  | 228 | 229 | 0.030627 | 0.125 | 0.08 | 261 | 0 | 0.364 | 1 | 1 | cs | TRUE
239 | LV_113-7_0_5_line_239 |  | 229 | 230 | 0.0056274 | 0.125 | 0.08 | 261 | 0 | 0.364 | 1 | 1 | cs | TRUE
240 | LV_113-7_0_5_line_240 |  | 230 | 231 | 0.00092576 | 0.125 | 0.08 | 261 | 0 | 0.364 | 1 | 1 | cs | TRUE
241 | LV_113-7_0_5_line_241 |  | 232 | 233 | 0.0031487 | 0.125 | 0.08 | 261 | 0 | 0.364 | 1 | 1 | cs | TRUE
242 | LV_113-7_0_5_line_242 |  | 233 | 234 | 0.023449 | 0.125 | 0.08 | 261 | 0 | 0.364 | 1 | 1 | cs | TRUE
243 | LV_113-7_0_5_line_243 |  | 234 | 235 | 0.011322 | 0.125 | 0.08 | 261 | 0 | 0.364 | 1 | 1 | cs | TRUE
244 | LV_113-7_0_5_line_244 |  | 235 | 236 | 0.0034823 | 0.125 | 0.08 | 261 | 0 | 0.364 | 1 | 1 | cs | TRUE
245 | LV_113-7_0_5_line_245 |  | 236 | 237 | 0.019591 | 0.125 | 0.08 | 261 | 0 | 0.364 | 1 | 1 | cs | TRUE
246 | LV_113-7_0_5_line_246 |  | 237 | 238 | 0.0072301 | 0.125 | 0.08 | 261 | 0 | 0.364 | 1 | 1 | cs | TRUE
247 | LV_113-7_0_5_line_247 |  | 238 | 239 | 0.026115 | 0.125 | 0.08 | 261 | 0 | 0.364 | 1 | 1 | cs | TRUE
248 | LV_113-7_0_5_line_248 |  | 239 | 240 | 0.0018447 | 0.125 | 0.08 | 261 | 0 | 0.364 | 1 | 1 | cs | TRUE
249 | LV_113-7_0_5_line_249 |  | 240 | 243 | 0.0078321 | 0.125 | 0.08 | 261 | 0 | 0.364 | 1 | 1 | cs | TRUE
250 | LV_113-7_0_5_line_250 |  | 241 | 242 | 0.0003022 | 0.125 | 0.08 | 261 | 0 | 0.364 | 1 | 1 | cs | TRUE
251 | LV_113-7_0_5_line_251 |  | 242 | 244 | 0.018649 | 0.125 | 0.08 | 261 | 0 | 0.364 | 1 | 1 | cs | TRUE
252 | LV_113-7_0_5_line_252 |  | 243 | 245 | 0.0065659 | 0.125 | 0.08 | 261 | 0 | 0.364 | 1 | 1 | cs | TRUE
253 | LV_113-7_0_5_line_253 |  | 246 | 247 | 0.011564 | 0.125 | 0.08 | 261 | 0 | 0.364 | 1 | 4 | cs | TRUE
254 | LV_113-7_0_5_line_254 |  | 247 | 248 | 0.006191 | 0.125 | 0.08 | 261 | 0 | 0.364 | 1 | 4 | cs | TRUE
255 | LV_113-7_0_5_line_255 |  | 248 | 249 | 0.0072916 | 0.125 | 0.08 | 261 | 0 | 0.364 | 1 | 4 | cs | TRUE
256 | LV_113-7_0_5_line_256 |  | 249 | 250 | 0.020408 | 0.125 | 0.08 | 261 | 0 | 0.364 | 1 | 4 | cs | TRUE
257 | LV_113-7_0_5_line_257 |  | 250 | 256 | 0.007149 | 0.125 | 0.08 | 261 | 0 | 0.364 | 1 | 4 | cs | TRUE
258 | LV_113-7_0_5_line_258 |  | 251 | 252 | 0.059096 | 0.125 | 0.08 | 261 | 0 | 0.364 | 1 | 1 | cs | TRUE
259 | LV_113-7_0_5_line_259 |  | 252 | 257 | 0.021276 | 0.125 | 0.08 | 261 | 0 | 0.364 | 1 | 1 | cs | TRUE
260 | LV_113-7_0_5_line_260 |  | 254 | 255 | 0.017244 | 0.125 | 0.08 | 261 | 0 | 0.364 | 1 | 1 | cs | TRUE
261 | LV_113-7_0_5_line_261 |  | 257 | 258 | 0.043745 | 0.125 | 0.08 | 261 | 0 | 0.364 | 1 | 1 | cs | TRUE
262 | LV_113-7_0_5_line_262 |  | 258 | 262 | 0.025223 | 0.125 | 0.08 | 261 | 0 | 0.364 | 1 | 1 | cs | TRUE
263 | LV_113-7_0_5_line_263 |  | 260 | 261 | 0.022866 | 0.125 | 0.08 | 261 | 0 | 0.364 | 1 | 1 | cs | TRUE
264 | LV_113-7_0_5_line_264 |  | 262 | 263 | 0.013354 | 0.125 | 0.08 | 261 | 0 | 0.364 | 1 | 1 | cs | TRUE
265 | LV_113-7_0_5_line_265 |  | 265 | 266 | 0.0069822 | 0.125 | 0.08 | 261 | 0 | 0.364 | 1 | 1 | cs | TRUE
266 | LV_113-7_0_5_line_266 |  | 266 | 267 | 0.0021729 | 0.125 | 0.08 | 261 | 0 | 0.364 | 1 | 1 | cs | TRUE

## trafo
| name | std_type | hv_bus | lv_bus | sn_mva | vn_hv_kv | vn_lv_kv | vk_percent | vkr_percent | pfe_kw | i0_percent | shift_degree | tap_side | tap_neutral | tap_min | tap_max | tap_step_percent | tap_step_degree | tap_pos | tap_phase_shifter | parallel | df | in_service
0 | LV_113-7_0_5_trafo_1 | 0.63 MVA 20/0.4 kV | 268 | 1 | 0.63 | 20 | 0.4 | 6 | 1.206 | 1.65 | 0.2619 | 150 | hv | 0 | -2 | 2 | 2.5 | 0 | 0 | FALSE | 1 | 1 | TRUE

## line_geodata
| x0 | y0 | x1 | y1 | x2 | y2 | x3 | y3 | x4 | y4 | x5 | y5
0 | 2705704.4112 | 1237155.8004 | 2705703.9322 | 1237158.0273 | 2705704.612 | 1237165.3228 | 2705710.6444 | 1237168.666 | 2705716.4976 | 1237170.5939 | 2705716.6321 | 1237170.6299
1 | 2705706.1434 | 1237147.7476 | 2705704.4112 | 1237155.8004
2 | 2705716.6321 | 1237170.6299 | 2705721.3405 | 1237171.8922 | 2705726.0406 | 1237170.1523 | 2705730.4424 | 1237167.6704
3 | 2705743.7199 | 1237160.184 | 2705730.4424 | 1237167.6704
4 | 2705761.6559 | 1237150.0709 | 2705743.7199 | 1237160.184
5 | 2705761.6559 | 1237150.0709 | 2705744.416 | 1237132.438
6 | 2705761.6559 | 1237150.0709 | 2705773.5696 | 1237169.4757
7 | 2705734.8762 | 1237191.3043 | 2705741.1267 | 1237187.7788 | 2705753.1988 | 1237180.9681
8 | 2705721.7594 | 1237205.3031 | 2705727.5684 | 1237199.0906 | 2705733.7881 | 1237191.918 | 2705734.8762 | 1237191.3043
9 | 2705773.5696 | 1237169.4757 | 2705753.1988 | 1237180.9681
10 | 2705721.7594 | 1237205.3031 | 2705688.9886 | 1237193.3079
11 | 2705705.7486 | 1237237.4762 | 2705721.7594 | 1237205.3031
12 | 2705773.5696 | 1237169.4757 | 2705799.4614 | 1237154.87
13 | 2705705.7486 | 1237237.4762 | 2705731.0189 | 1237247.3998
14 | 2705799.4614 | 1237154.87 | 2705816.1875 | 1237145.4385
15 | 2705799.4614 | 1237154.87 | 2705790.6848 | 1237145.319
16 | 2705730.3622 | 1237252.9707 | 2705732.0584 | 1237247.808 | 2705731.0189 | 1237247.3998
17 | 2705816.1875 | 1237145.4385 | 2705831.7585 | 1237137.6185
18 | 2705816.1875 | 1237145.4385 | 2705807.5514 | 1237135.415
19 | 2705790.6848 | 1237145.319 | 2705782.5493 | 1237136.4658
20 | 2705732.2922 | 1237123.32 | 2705743.0011 | 1237130.9907 | 2705744.416 | 1237132.438
21 | 2705645.292 | 1237181.3465 | 2705650.562 | 1237182.4521
22 | 2705650.562 | 1237182.4521 | 2705653.2543 | 1237170.6465 | 2705656.0898 | 1237167.2758
23 | 2705645.292 | 1237181.3465 | 2705634.1178 | 1237179.4685 | 2705630.2125 | 1237179.0654 | 2705628.3155 | 1237178.8695
24 | 2705645.292 | 1237181.3465 | 2705632.8402 | 1237204.3765
25 | 2705656.5938 | 1237166.6767 | 2705656.0898 | 1237167.2758
26 | 2705730.3622 | 1237252.9707 | 2705758.5654 | 1237264.059
27 | 2705720.1168 | 1237268.6337 | 2705723.7383 | 1237270.5218 | 2705730.3622 | 1237252.9707
28 | 2705671.4573 | 1237149.0078 | 2705662.7132 | 1237159.4023
29 | 2705659.9178 | 1237162.7253 | 2705662.7132 | 1237159.4023
30 | 2705676.0144 | 1237143.5905 | 2705671.4573 | 1237149.0078
31 | 2705659.9178 | 1237162.7253 | 2705656.5938 | 1237166.6767
32 | 2705679.4214 | 1237139.5404 | 2705676.0144 | 1237143.5905
33 | 2705683.2473 | 1237134.9924 | 2705679.4214 | 1237139.5404
34 | 2705695.6993 | 1237120.1901 | 2705683.2473 | 1237134.9924
35 | 2705732.2922 | 1237123.32 | 2705727.9626 | 1237120.2186
36 | 2705705.4173 | 1237113.7308 | 2705712.0521 | 1237112.9927 | 2705725.5532 | 1237118.4928 | 2705727.9626 | 1237120.2186
37 | 2705595.6694 | 1237175.5041 | 2705613.821 | 1237177.3727 | 2705628.3155 | 1237178.8695
38 | 2705632.8402 | 1237204.3765 | 2705629.4401 | 1237210.6651
39 | 2705595.6694 | 1237175.5041 | 2705554.6972 | 1237176.8547
40 | 2705595.6694 | 1237175.5041 | 2705595.4126 | 1237161.0106
41 | 2705629.4401 | 1237210.6651 | 2705620.0722 | 1237227.9914
42 | 2705831.7585 | 1237137.6185 | 2705838.188 | 1237134.3896
43 | 2705776.4113 | 1237129.7862 | 2705782.5493 | 1237136.4658
44 | 2705706.0214 | 1237097.2289 | 2705704.6227 | 1237108.2013 | 2705705.4173 | 1237113.7308
45 | 2705705.4173 | 1237113.7308 | 2705697.5466 | 1237117.994 | 2705695.6993 | 1237120.1901
46 | 2705706.0214 | 1237097.2289 | 2705706.0139 | 1237073.9028
47 | 2705706.0214 | 1237097.2289 | 2705714.7089 | 1237089.1661 | 2705727.5806 | 1237084.1247 | 2705730.5324 | 1237083.9648
48 | 2705706.0214 | 1237097.2289 | 2705695.1779 | 1237087.9852
49 | 2705706.0139 | 1237073.9028 | 2705706.0119 | 1237067.7515
50 | 2705741.7913 | 1237083.3548 | 2705730.5324 | 1237083.9648
51 | 2705694.7987 | 1237087.6619 | 2705695.1779 | 1237087.9852
52 | 2705677.3638 | 1237055.9317 | 2705682.9628 | 1237072.1437 | 2705686.2608 | 1237079.0299 | 2705691.5 | 1237084.8498 | 2705694.7987 | 1237087.6619
53 | 2705706.0119 | 1237067.7515 | 2705706.0075 | 1237053.8175 | 2705709.7583 | 1237048.0242 | 2705709.9749 | 1237043.9562
54 | 2705741.7913 | 1237083.3548 | 2705741.5016 | 1237070.3063
55 | 2705841.7769 | 1237132.5872 | 2705838.188 | 1237134.3896
56 | 2705769.9713 | 1237108.0959 | 2705775.5022 | 1237106.6594
57 | 2705769.9713 | 1237108.0959 | 2705761.6311 | 1237110.262 | 2705757.244 | 1237106.3782
58 | 2705775.5022 | 1237106.6594 | 2705777.7095 | 1237106.0861
59 | 2705781.262 | 1237105.1634 | 2705777.7095 | 1237106.0861
60 | 2705794.0396 | 1237101.8448 | 2705781.262 | 1237105.1634
61 | 2705741.5016 | 1237070.3063 | 2705751.8971 | 1237072.7172
62 | 2705741.5016 | 1237070.3063 | 2705741.3307 | 1237062.5328
63 | 2705794.0396 | 1237101.8448 | 2705797.0889 | 1237101.0528
64 | 2705757.9922 | 1237074.1308 | 2705751.8971 | 1237072.7172
65 | 2705741.3307 | 1237062.5328 | 2705741.0393 | 1237049.2718
66 | 2705799.9819 | 1237100.3014 | 2705805.9603 | 1237098.7487
67 | 2705799.9819 | 1237100.3014 | 2705797.0889 | 1237101.0528
68 | 2705811.8973 | 1237097.2067 | 2705805.9603 | 1237098.7487
69 | 2705824.3031 | 1237093.9847 | 2705811.8973 | 1237097.2067
70 | 2705830.3946 | 1237092.4026 | 2705824.3031 | 1237093.9847
71 | 2705830.3946 | 1237092.4026 | 2705836.3945 | 1237090.8442
72 | 2705847.1024 | 1237088.0631 | 2705836.3945 | 1237090.8442
73 | 2705847.1024 | 1237088.0631 | 2705847.6882 | 1237087.911 | 2705847.1247 | 1237081.5446
74 | 2705847.1247 | 1237081.5446 | 2705846.5527 | 1237075.0813
75 | 2705842.4604 | 1237064.9106 | 2705845.7167 | 1237065.6365 | 2705846.5527 | 1237075.0813
76 | 2705842.4604 | 1237064.9106 | 2705836.4589 | 1237063.5726
77 | 2705830.4575 | 1237062.2347 | 2705836.4589 | 1237063.5726
78 | 2705824.4569 | 1237060.8969 | 2705830.4575 | 1237062.2347
79 | 2705818.4554 | 1237059.5589 | 2705824.4569 | 1237060.8969
80 | 2705806.6868 | 1237056.9353 | 2705818.4554 | 1237059.5589
81 | 2705769.3301 | 1237048.6071 | 2705781.3396 | 1237051.2844
82 | 2705769.3301 | 1237048.6071 | 2705763.3463 | 1237047.273
83 | 2705781.3396 | 1237051.2844 | 2705787.4356 | 1237052.6435
84 | 2705757.3589 | 1237045.9382 | 2705763.3463 | 1237047.273
85 | 2705787.4356 | 1237052.6435 | 2705793.5315 | 1237054.0025
86 | 2705751.3715 | 1237044.6034 | 2705757.3589 | 1237045.9382
87 | 2705793.5315 | 1237054.0025 | 2705799.6274 | 1237055.3615
88 | 2705745.3877 | 1237043.2694 | 2705751.3715 | 1237044.6034
89 | 2705799.6274 | 1237055.3615 | 2705805.7233 | 1237056.7205
90 | 2705745.3877 | 1237043.2694 | 2705742.3886 | 1237042.6008 | 2705740.9039 | 1237043.1081 | 2705741.0393 | 1237049.2718
91 | 2705764.0883 | 1237075.5446 | 2705757.9922 | 1237074.1308
92 | 2705776.0542 | 1237078.3197 | 2705764.0883 | 1237075.5446
93 | 2705806.6868 | 1237056.9353 | 2705805.7233 | 1237056.7205
94 | 2705841.7769 | 1237132.5872 | 2705851.2928 | 1237127.8082
95 | 2705556.2605 | 1237272.5864 | 2705557.8637 | 1237266.8801 | 2705549.0324 | 1237258.698
96 | 2705541.7234 | 1237251.9263 | 2705549.0324 | 1237258.698
97 | 2705556.2605 | 1237272.5864 | 2705555.2462 | 1237276.1963 | 2705549.8839 | 1237281.1933
98 | 2705541.7234 | 1237251.9263 | 2705536.9655 | 1237246.7044 | 2705542.4358 | 1237240.8459
99 | 2705541.7234 | 1237251.9263 | 2705535.7937 | 1237258.3482
100 | 2705547.6212 | 1237235.2927 | 2705542.4358 | 1237240.8459
101 | 2705535.7937 | 1237258.3482 | 2705531.1871 | 1237263.3373
102 | 2705552.9188 | 1237229.6192 | 2705547.6212 | 1237235.2927
103 | 2705342.6627 | 1237538.3461 | 2705342.6627 | 1237538.3461 | 2705338.9328 | 1237552.0924
104 | 2705342.6627 | 1237538.3461 | 2705263.2259 | 1237475.0448
105 | 2705551.0924 | 1237422.535 | 2705342.6627 | 1237538.3461
106 | 2705551.0924 | 1237422.535 | 2705574.3038 | 1237404.5226 | 2705606.508 | 1237372.6965
107 | 2705551.0924 | 1237422.535 | 2705698.6284 | 1237562.0976
108 | 2705606.508 | 1237372.6965 | 2705609.1202 | 1237370.115 | 2705613.8581 | 1237364.9116
109 | 2705701.8159 | 1237574.9808 | 2705700.8843 | 1237568.3998 | 2705698.6284 | 1237562.0976
110 | 2705470.9199 | 1238159.4462 | 2705461.0797 | 1238158.3802 | 2705460.3184 | 1238158.2158
111 | 2705505.8063 | 1238154.4382 | 2705485.8492 | 1238158.5313 | 2705473.3589 | 1238159.7104 | 2705470.9199 | 1238159.4462
112 | 2705449.1617 | 1238155.8057 | 2705460.3184 | 1238158.2158
113 | 2705505.8063 | 1238154.4382 | 2705511.8415 | 1238139.026
114 | 2705505.8063 | 1238154.4382 | 2705508.4064 | 1238154.162 | 2705523.437 | 1238151.3936 | 2705573.8262 | 1238142.1452
115 | 2705449.1617 | 1238155.8057 | 2705442.5305 | 1238154.3732
116 | 2705420.4724 | 1238150.6534 | 2705432.3623 | 1238152.1767 | 2705442.5305 | 1238154.3732
117 | 2705420.4724 | 1238150.6534 | 2705410.6091 | 1238165.39
118 | 2705552.9188 | 1237229.6192 | 2705555.4678 | 1237232.2443 | 2705559.3863 | 1237233.4921
119 | 2705534.6492 | 1237211.4139 | 2705541.9671 | 1237218.2158 | 2705552.9188 | 1237229.6192
120 | 2705528.1079 | 1237218.2714 | 2705523.2442 | 1237223.3702
121 | 2705517.8464 | 1237229.0289 | 2705523.2442 | 1237223.3702
122 | 2705534.6492 | 1237211.4139 | 2705528.1079 | 1237218.2714
123 | 2705517.8464 | 1237229.0289 | 2705504.4776 | 1237216.9378
124 | 2705517.8464 | 1237229.0289 | 2705522.7614 | 1237234.3537 | 2705516.7644 | 1237240.8347
125 | 2705534.6492 | 1237211.4139 | 2705538.5116 | 1237207.3681
126 | 2705534.6492 | 1237211.4139 | 2705541.9671 | 1237218.2158 | 2705557.4161 | 1237204.3908
127 | 2705498.8274 | 1237211.6778 | 2705504.4776 | 1237216.9378
128 | 2705504.4776 | 1237216.9378 | 2705498.7917 | 1237222.5998
129 | 2705516.7644 | 1237240.8347 | 2705512.152 | 1237245.8193
130 | 2705538.5116 | 1237207.3681 | 2705543.4502 | 1237202.195
131 | 2705557.4161 | 1237204.3908 | 2705558.0723 | 1237198.4483
132 | 2705557.4161 | 1237204.3908 | 2705559.6552 | 1237205.7205 | 2705566.9635 | 1237208.5633
133 | 2705498.8274 | 1237211.6778 | 2705493.3489 | 1237206.2656
134 | 2705498.8274 | 1237211.6778 | 2705509.012 | 1237201.6521
135 | 2705493.4652 | 1237227.904 | 2705498.7917 | 1237222.5998
136 | 2705563.5113 | 1237234.8057 | 2705559.3863 | 1237233.4921
137 | 2705554.6972 | 1237176.8547 | 2705558.7151 | 1237192.6271 | 2705558.0723 | 1237198.4483
138 | 2705566.9635 | 1237208.5633 | 2705573.7495 | 1237211.2029
139 | 2705486.0358 | 1237199.0409 | 2705493.3489 | 1237206.2656
140 | 2705486.0358 | 1237199.0409 | 2705479.5956 | 1237205.313
141 | 2705563.5113 | 1237234.8057 | 2705566.0351 | 1237235.6095
142 | 2705474.8003 | 1237209.9832 | 2705479.5956 | 1237205.313
143 | 2705637.0087 | 1237338.6801 | 2705629.9438 | 1237347.2455 | 2705613.8581 | 1237364.9116
144 | 2705702.6722 | 1237581.0302 | 2705698.3732 | 1237589.5825 | 2705696.658 | 1237592.0414
145 | 2705702.6722 | 1237581.0302 | 2705701.8159 | 1237574.9808
146 | 2705702.6722 | 1237581.0302 | 2705715.1472 | 1237574.8364 | 2705728.4196 | 1237566.7775 | 2705744.1919 | 1237560.9115
147 | 2705696.658 | 1237592.0414 | 2705690.3439 | 1237601.093 | 2705682.8344 | 1237607.3123
148 | 2705682.8344 | 1237607.3123 | 2705662.9495 | 1237623.781
149 | 2705635.3901 | 1237647.54 | 2705640.7524 | 1237642.1646 | 2705662.9495 | 1237623.781
150 | 2705635.3901 | 1237647.54 | 2705624.809 | 1238132.7879
151 | 2705624.809 | 1238132.7879 | 2705573.8262 | 1238142.1452
152 | 2705637.3919 | 1237338.2154 | 2705637.0087 | 1237338.6801
153 | 2705589.6559 | 1237284.2474 | 2705644.2766 | 1237329.8137
154 | 2705589.6559 | 1237284.2474 | 2705594.6403 | 1237275.0287
155 | 2705647.2438 | 1237326.1926 | 2705644.2766 | 1237329.8137
156 | 2705637.3919 | 1237338.2154 | 2705644.2766 | 1237329.8137
157 | 2705594.6403 | 1237275.0287 | 2705595.0535 | 1237274.2644
158 | 2705914.2158 | 1237329.9522 | 2705902.261 | 1237310.192
159 | 2705902.261 | 1237310.192 | 2705889.4205 | 1237288.9677
160 | 2705875.8107 | 1237266.4717 | 2705889.4205 | 1237288.9677
161 | 2705876.6968 | 1237260.494 | 2705875.8107 | 1237266.4717
162 | 2705876.6968 | 1237260.494 | 2705852.9155 | 1237256.4894 | 2705846.125 | 1237253.8392
163 | 2705876.6968 | 1237260.494 | 2705878.9721 | 1237260.6388
164 | 2705846.125 | 1237253.8392 | 2705826.1782 | 1237246.0546
165 | 2705878.9721 | 1237260.6388 | 2705890.5612 | 1237261.3762
166 | 2705938.5926 | 1237261.2649 | 2705942.8856 | 1237278.0988 | 2705948.7887 | 1237296.356
167 | 2705938.5926 | 1237261.2649 | 2705920.8936 | 1237262.4613 | 2705919.3764 | 1237262.4241
168 | 2705938.5926 | 1237261.2649 | 2705958.92 | 1237257.386
169 | 2705919.3764 | 1237262.4241 | 2705899.2828 | 1237261.9311 | 2705890.5612 | 1237261.3762
170 | 2705992.1472 | 1237246.4644 | 2705979.7122 | 1237252.0579 | 2705965.5035 | 1237256.1298 | 2705958.92 | 1237257.386
171 | 2705992.1472 | 1237246.4644 | 2705958.4027 | 1237206.4732
172 | 2705936.2032 | 1237179.7484 | 2705948.2311 | 1237194.4187 | 2705958.4027 | 1237206.4732
173 | 2705820.4396 | 1237243.815 | 2705826.1782 | 1237246.0546
174 | 2705879.1757 | 1237205.2993 | 2705879.2269 | 1237205.2749
175 | 2705876.7068 | 1237206.4749 | 2705879.1757 | 1237205.2993
176 | 2705895.4119 | 1237195.1329 | 2705892.0122 | 1237196.9293 | 2705887.3972 | 1237198.9819 | 2705887.354 | 1237201.4052 | 2705879.2269 | 1237205.2749
177 | 2705895.4119 | 1237195.1329 | 2705898.0554 | 1237193.7234 | 2705902.3157 | 1237191.4665
178 | 2705895.4119 | 1237195.1329 | 2705891.9516 | 1237189.2114
179 | 2705905.21 | 1237189.9333 | 2705902.3157 | 1237191.4665
180 | 2705888.0905 | 1237182.6039 | 2705891.9516 | 1237189.2114
181 | 2705905.21 | 1237189.9333 | 2705920.4305 | 1237181.8703
182 | 2705876.5986 | 1237183.7894 | 2705880.926 | 1237186.3124 | 2705888.0905 | 1237182.6039 | 2705888.0905 | 1237182.6039
183 | 2705863.4622 | 1237186.6124 | 2705867.1055 | 1237187.2779 | 2705874.4923 | 1237182.5615 | 2705876.5986 | 1237183.7894
184 | 2705932.3734 | 1237175.5436 | 2705920.4305 | 1237181.8703
185 | 2705932.3734 | 1237175.5436 | 2705919.1349 | 1237160.229
186 | 2705932.3734 | 1237175.5436 | 2705936.2032 | 1237179.7484
187 | 2705919.1349 | 1237160.229 | 2705904.0952 | 1237142.8308
188 | 2705897.618 | 1237129.0561 | 2705903.983 | 1237142.701 | 2705904.0952 | 1237142.8308
189 | 2705890.0904 | 1237112.9193 | 2705897.618 | 1237129.0561
190 | 2705943.7519 | 1237157.4881 | 2705969.6904 | 1237139.4414
191 | 2705943.7519 | 1237157.4881 | 2705935.1897 | 1237150.0965
192 | 2705970.3248 | 1237135.7009 | 2705972.1119 | 1237137.7566 | 2705969.6904 | 1237139.4414
193 | 2705919.9946 | 1237132.612 | 2705932.4013 | 1237147.6893 | 2705935.1897 | 1237150.0965
194 | 2705851.2928 | 1237127.8082 | 2705856.4337 | 1237125.2264
195 | 2705860.5286 | 1237123.1699 | 2705856.4337 | 1237125.2264
196 | 2705860.5286 | 1237123.1699 | 2705862.2022 | 1237122.3294 | 2705864.2088 | 1237121.6523
197 | 2705864.2088 | 1237121.6523 | 2705864.5269 | 1237121.545
198 | 2705864.5269 | 1237121.545 | 2705869.5771 | 1237119.841
199 | 2705869.5771 | 1237119.841 | 2705879.3362 | 1237116.548
200 | 2705890.0904 | 1237112.9193 | 2705893.8184 | 1237111.3845 | 2705901.3804 | 1237107.4608 | 2705907.0817 | 1237105.1829
201 | 2705890.0904 | 1237112.9193 | 2705879.3362 | 1237116.548
202 | 2705919.9946 | 1237132.612 | 2705907.0817 | 1237105.1829
203 | 2705907.0817 | 1237105.1829 | 2705928.596 | 1237093.6747
204 | 2705919.9946 | 1237132.612 | 2705932.0685 | 1237125.5087
205 | 2705932.0685 | 1237125.5087 | 2705953.1099 | 1237113.1299
206 | 2705709.9749 | 1237043.9562 | 2705710.3723 | 1237036.4929
207 | 2705707.737 | 1237033.7764 | 2705710.3723 | 1237036.4929 | 2705710.3723 | 1237036.4929
208 | 2705699.0744 | 1237030.5987 | 2705706.783 | 1237032.7929 | 2705707.737 | 1237033.7764
209 | 2705686.5934 | 1237027.046 | 2705699.0744 | 1237030.5987
210 | 2705685.5721 | 1237026.7553 | 2705686.5934 | 1237027.046
211 | 2705586.9043 | 1237081.5872 | 2705606.9428 | 1237056.3894
212 | 2705586.9043 | 1237081.5872 | 2705571.9984 | 1237069.4864
213 | 2705586.9043 | 1237081.5872 | 2705576.312 | 1237094.7771
214 | 2705561.5046 | 1237113.2157 | 2705576.312 | 1237094.7771
215 | 2705594.4325 | 1237147.1937 | 2705561.5046 | 1237113.2157
216 | 2705561.5046 | 1237113.2157 | 2705556.0547 | 1237107.4457
217 | 2705595.4126 | 1237161.0106 | 2705594.4325 | 1237147.1937
218 | 2705594.4325 | 1237147.1937 | 2705579.1677 | 1237146.7038
219 | 2705556.0547 | 1237107.4457 | 2705538.6486 | 1237089.0177
220 | 2705503.989 | 1237004.9033 | 2705508.2064 | 1237008.8842
221 | 2705525.0195 | 1237024.755 | 2705508.2064 | 1237008.8842
222 | 2705525.0195 | 1237024.755 | 2705500.3787 | 1237049.036
223 | 2705525.0195 | 1237024.755 | 2705539.053 | 1237011.8278 | 2705549.1914 | 1237000.6991
224 | 2705500.3787 | 1237049.036 | 2705522.3383 | 1237071.8903
225 | 2705530.1517 | 1237080.022 | 2705522.3383 | 1237071.8903
226 | 2705530.1517 | 1237080.022 | 2705538.6486 | 1237089.0177
227 | 2705530.1517 | 1237080.022 | 2705521.6571 | 1237081.9281 | 2705504.4896 | 1237078.552
228 | 2705504.4896 | 1237078.552 | 2705500.5297 | 1237077.7733
229 | 2705489.3848 | 1237076.8211 | 2705495.0513 | 1237076.696 | 2705500.5297 | 1237077.7733
230 | 2705489.3848 | 1237076.8211 | 2705478.3395 | 1237077.065
231 | 2705595.4126 | 1237161.0106 | 2705606.8267 | 1237151.1059 | 2705617.4085 | 1237139.9166
232 | 2705579.1677 | 1237146.7038 | 2705564.5958 | 1237146.2361
233 | 2705617.4085 | 1237139.9166 | 2705618.6918 | 1237138.5596
234 | 2705564.5958 | 1237146.2361 | 2705554.9367 | 1237145.9261
235 | 2705634.8326 | 1237121.4923 | 2705618.6918 | 1237138.5596
236 | 2705634.8326 | 1237121.4923 | 2705638.2113 | 1237117.9196
237 | 2705638.8639 | 1237117.2296 | 2705638.2113 | 1237117.9196
238 | 2705659.9077 | 1237094.9777 | 2705638.8639 | 1237117.2296
239 | 2705663.7744 | 1237090.8891 | 2705659.9077 | 1237094.9777
240 | 2705664.4105 | 1237090.2165 | 2705663.7744 | 1237090.8891
241 | 2705551.7906 | 1237146.0442 | 2705554.7932 | 1237145.9215 | 2705554.9367 | 1237145.9261
242 | 2705551.7906 | 1237146.0442 | 2705528.3613 | 1237147.0012
243 | 2705517.0488 | 1237147.4632 | 2705517.0488 | 1237147.4632 | 2705528.3613 | 1237147.0012
244 | 2705517.0488 | 1237147.4632 | 2705513.5717 | 1237147.2741
245 | 2705513.5717 | 1237147.2741 | 2705494.01 | 1237146.21
246 | 2705486.7906 | 1237145.8173 | 2705494.01 | 1237146.21
247 | 2705486.7906 | 1237145.8173 | 2705480.9181 | 1237145.4978 | 2705461.0555 | 1237141.6414
248 | 2705459.2446 | 1237141.2898 | 2705461.0555 | 1237141.6414
249 | 2705459.2446 | 1237141.2898 | 2705451.5561 | 1237139.7971
250 | 2705478.3395 | 1237077.065 | 2705478.0373 | 1237077.0716
251 | 2705459.3928 | 1237077.4833 | 2705478.0373 | 1237077.0716
252 | 2705451.5561 | 1237139.7971 | 2705445.1106 | 1237138.5456
253 | 2705595.0535 | 1237274.2644 | 2705600.5535 | 1237264.0919
254 | 2705600.5535 | 1237264.0919 | 2705603.498 | 1237258.6459
255 | 2705606.966 | 1237252.2318 | 2705603.498 | 1237258.6459
256 | 2705616.6721 | 1237234.2801 | 2705606.966 | 1237252.2318
257 | 2705620.0722 | 1237227.9914 | 2705616.6721 | 1237234.2801
258 | 2705637.3919 | 1237338.2154 | 2705660.0214 | 1237347.8253 | 2705685.6091 | 1237354.9082 | 2705693.5424 | 1237355.5672
259 | 2705714.7458 | 1237357.3285 | 2705693.5424 | 1237355.5672
260 | 2705518.1292 | 1238122.9691 | 2705511.8415 | 1238139.026
261 | 2705714.7458 | 1237357.3285 | 2705757.8467 | 1237349.8484
262 | 2705781.8434 | 1237343.012 | 2705774.1896 | 1237347.0122 | 2705757.8467 | 1237349.8484
263 | 2705747.9425 | 1237279.2483 | 2705752.5812 | 1237280.9544 | 2705758.5654 | 1237264.059
264 | 2705781.8434 | 1237343.012 | 2705789.0593 | 1237349.1453 | 2705792.0126 | 1237351.6675
265 | 2705776.0542 | 1237078.3197 | 2705782.8558 | 1237079.8971
266 | 2705784.9725 | 1237080.388 | 2705782.8558 | 1237079.8971

## bus_geodata
| x | y | coords
0 | 2705704.4112 | 1237155.8004
1 | 2705716.6321 | 1237170.6299
2 | 2705706.1434 | 1237147.7476
3 | 2705730.4424 | 1237167.6704
4 | 2705743.7199 | 1237160.184
5 | 2705761.6559 | 1237150.0709
6 | 2705734.8762 | 1237191.3043
7 | 2705753.1988 | 1237180.9681
8 | 2705721.7594 | 1237205.3031
9 | 2705773.5696 | 1237169.4757
10 | 2705688.9886 | 1237193.3079
11 | 2705705.7486 | 1237237.4762
12 | 2705799.4614 | 1237154.87
13 | 2705731.0189 | 1237247.3998
14 | 2705816.1875 | 1237145.4385
15 | 2705790.6848 | 1237145.319
16 | 2705744.416 | 1237132.438
17 | 2705650.562 | 1237182.4521
18 | 2705645.292 | 1237181.3465
19 | 2705656.0898 | 1237167.2758
20 | 2705730.3622 | 1237252.9707
21 | 2705662.7132 | 1237159.4023
22 | 2705671.4573 | 1237149.0078
23 | 2705659.9178 | 1237162.7253
24 | 2705676.0144 | 1237143.5905
25 | 2705656.5938 | 1237166.6767
26 | 2705679.4214 | 1237139.5404
27 | 2705683.2473 | 1237134.9924
28 | 2705732.2922 | 1237123.32
29 | 2705727.9626 | 1237120.2186
30 | 2705628.3155 | 1237178.8695
31 | 2705632.8402 | 1237204.3765
32 | 2705595.6694 | 1237175.5041
33 | 2705629.4401 | 1237210.6651
34 | 2705831.7585 | 1237137.6185
35 | 2705807.5514 | 1237135.415
36 | 2705782.5493 | 1237136.4658
37 | 2705705.4173 | 1237113.7308
38 | 2705706.0214 | 1237097.2289
39 | 2705695.6993 | 1237120.1901
40 | 2705706.0139 | 1237073.9028
41 | 2705730.5324 | 1237083.9648
42 | 2705695.1779 | 1237087.9852
43 | 2705694.7987 | 1237087.6619
44 | 2705677.3638 | 1237055.9317
45 | 2705706.0119 | 1237067.7515
46 | 2705741.7913 | 1237083.3548
47 | 2705776.4113 | 1237129.7862
48 | 2705838.188 | 1237134.3896
49 | 2705769.9713 | 1237108.0959
50 | 2705775.5022 | 1237106.6594
51 | 2705757.244 | 1237106.3782
52 | 2705777.7095 | 1237106.0861
53 | 2705781.262 | 1237105.1634
54 | 2705741.5016 | 1237070.3063
55 | 2705794.0396 | 1237101.8448
56 | 2705751.8971 | 1237072.7172
57 | 2705741.3307 | 1237062.5328
58 | 2705799.9819 | 1237100.3014
59 | 2705805.9603 | 1237098.7487
60 | 2705797.0889 | 1237101.0528
61 | 2705811.8973 | 1237097.2067
62 | 2705824.3031 | 1237093.9847
63 | 2705830.3946 | 1237092.4026
64 | 2705836.3945 | 1237090.8442
65 | 2705847.1024 | 1237088.0631
66 | 2705847.1247 | 1237081.5446
67 | 2705846.5527 | 1237075.0813
68 | 2705842.4604 | 1237064.9106
69 | 2705836.4589 | 1237063.5726
70 | 2705830.4575 | 1237062.2347
71 | 2705824.4569 | 1237060.8969
72 | 2705818.4554 | 1237059.5589
73 | 2705769.3301 | 1237048.6071
74 | 2705781.3396 | 1237051.2844
75 | 2705763.3463 | 1237047.273
76 | 2705787.4356 | 1237052.6435
77 | 2705757.3589 | 1237045.9382
78 | 2705793.5315 | 1237054.0025
79 | 2705751.3715 | 1237044.6034
80 | 2705799.6274 | 1237055.3615
81 | 2705745.3877 | 1237043.2694
82 | 2705741.0393 | 1237049.2718
83 | 2705757.9922 | 1237074.1308
84 | 2705764.0883 | 1237075.5446
85 | 2705805.7233 | 1237056.7205
86 | 2705806.6868 | 1237056.9353
87 | 2705841.7769 | 1237132.5872
88 | 2705549.0324 | 1237258.698
89 | 2705556.2605 | 1237272.5864
90 | 2705541.7234 | 1237251.9263
91 | 2705549.8839 | 1237281.1933
92 | 2705542.4358 | 1237240.8459
93 | 2705535.7937 | 1237258.3482
94 | 2705547.6212 | 1237235.2927
95 | 2705531.1871 | 1237263.3373
96 | 2705342.6627 | 1237538.3461
97 | 2705338.9328 | 1237552.0924
98 | 2705263.2259 | 1237475.0448
99 | 2705551.0924 | 1237422.535
100 | 2705606.508 | 1237372.6965
101 | 2705698.6284 | 1237562.0976
102 | 2705470.9199 | 1238159.4462
103 | 2705460.3184 | 1238158.2158
104 | 2705505.8063 | 1238154.4382
105 | 2705449.1617 | 1238155.8057
106 | 2705442.5305 | 1238154.3732
107 | 2705420.4724 | 1238150.6534
108 | 2705410.6091 | 1238165.39
109 | 2705552.9188 | 1237229.6192
110 | 2705523.2442 | 1237223.3702
111 | 2705528.1079 | 1237218.2714
112 | 2705517.8464 | 1237229.0289
113 | 2705534.6492 | 1237211.4139
114 | 2705504.4776 | 1237216.9378
115 | 2705516.7644 | 1237240.8348
116 | 2705538.5116 | 1237207.3681
117 | 2705557.4161 | 1237204.3908
118 | 2705498.8274 | 1237211.6778
119 | 2705498.7917 | 1237222.5998
120 | 2705512.152 | 1237245.8193
121 | 2705559.3863 | 1237233.4921
122 | 2705543.4502 | 1237202.195
123 | 2705558.0723 | 1237198.4483
124 | 2705566.9635 | 1237208.5633
125 | 2705493.3489 | 1237206.2656
126 | 2705509.012 | 1237201.6521
127 | 2705493.4652 | 1237227.904
128 | 2705486.0358 | 1237199.0409
129 | 2705563.5113 | 1237234.8057
130 | 2705479.5956 | 1237205.313
131 | 2705566.0351 | 1237235.6095
132 | 2705573.7495 | 1237211.2029
133 | 2705554.6972 | 1237176.8547
134 | 2705613.8581 | 1237364.9116
135 | 2705702.6722 | 1237581.0302
136 | 2705696.658 | 1237592.0414
137 | 2705701.8159 | 1237574.9808
138 | 2705744.1919 | 1237560.9115
139 | 2705682.8344 | 1237607.3123
140 | 2705662.9495 | 1237623.781
141 | 2705635.3901 | 1237647.54
142 | 2705624.809 | 1238132.7879
143 | 2705637.0087 | 1237338.6801
144 | 2705589.6559 | 1237284.2474
145 | 2705644.2766 | 1237329.8137
146 | 2705594.6403 | 1237275.0287
147 | 2705914.2158 | 1237329.9522
148 | 2705902.261 | 1237310.192
149 | 2705889.4205 | 1237288.9677
150 | 2705875.8107 | 1237266.4717
151 | 2705573.8262 | 1238142.1452
152 | 2705876.6968 | 1237260.494
153 | 2705846.125 | 1237253.8392
154 | 2705878.9721 | 1237260.6388
155 | 2705948.7887 | 1237296.356
156 | 2705938.5926 | 1237261.2649
157 | 2705919.3764 | 1237262.4241
158 | 2705958.92 | 1237257.386
159 | 2705890.5612 | 1237261.3762
160 | 2705992.1472 | 1237246.4644
161 | 2705958.4027 | 1237206.4732
162 | 2705826.1782 | 1237246.0546
163 | 2705820.4396 | 1237243.815
164 | 2705879.1757 | 1237205.2993
165 | 2705879.2269 | 1237205.2749
166 | 2705876.7068 | 1237206.4749
167 | 2705895.4119 | 1237195.1329
168 | 2705902.3157 | 1237191.4665
169 | 2705891.9516 | 1237189.2114
170 | 2705905.21 | 1237189.9333
171 | 2705888.0905 | 1237182.6039
172 | 2705876.5986 | 1237183.7894
173 | 2705863.4622 | 1237186.6124
174 | 2705920.4305 | 1237181.8703
175 | 2705932.3734 | 1237175.5436
176 | 2705919.1349 | 1237160.229
177 | 2705936.2032 | 1237179.7484
178 | 2705904.0952 | 1237142.8308
179 | 2705897.618 | 1237129.0561
180 | 2705943.7519 | 1237157.4881
181 | 2705969.6904 | 1237139.4414
182 | 2705935.1897 | 1237150.0965
183 | 2705851.2928 | 1237127.8082
184 | 2705856.4337 | 1237125.2264
185 | 2705860.5286 | 1237123.1699
186 | 2705864.2088 | 1237121.6523
187 | 2705864.5269 | 1237121.545
188 | 2705869.5771 | 1237119.841
189 | 2705890.0904 | 1237112.9193
190 | 2705907.0817 | 1237105.1829
191 | 2705879.3362 | 1237116.548
192 | 2705919.9946 | 1237132.612
193 | 2705928.596 | 1237093.6747
194 | 2705932.0685 | 1237125.5087
195 | 2705953.1099 | 1237113.1299
196 | 2705970.3248 | 1237135.7009
197 | 2705709.9749 | 1237043.9562
198 | 2705710.3723 | 1237036.4929
199 | 2705707.737 | 1237033.7764
200 | 2705699.0744 | 1237030.5987
201 | 2705686.5934 | 1237027.046
202 | 2705685.5721 | 1237026.7553
203 | 2705606.9428 | 1237056.3894
204 | 2705586.9043 | 1237081.5872
205 | 2705571.9984 | 1237069.4864
206 | 2705576.312 | 1237094.7771
207 | 2705561.5046 | 1237113.2157
208 | 2705594.4325 | 1237147.1937
209 | 2705556.0547 | 1237107.4457
210 | 2705503.989 | 1237004.9033
211 | 2705508.2064 | 1237008.8842
212 | 2705525.0195 | 1237024.755
213 | 2705500.3787 | 1237049.036
214 | 2705549.1914 | 1237000.6991
215 | 2705522.3383 | 1237071.8903
216 | 2705530.1517 | 1237080.022
217 | 2705538.6486 | 1237089.0177
218 | 2705504.4896 | 1237078.552
219 | 2705500.5297 | 1237077.7733
220 | 2705489.3848 | 1237076.8211
221 | 2705595.4126 | 1237161.0106
222 | 2705579.1677 | 1237146.7038
223 | 2705617.4085 | 1237139.9166
224 | 2705564.5958 | 1237146.2361
225 | 2705618.6918 | 1237138.5596
226 | 2705634.8326 | 1237121.4923
227 | 2705638.2113 | 1237117.9196
228 | 2705638.8639 | 1237117.2296
229 | 2705659.9077 | 1237094.9777
230 | 2705663.7744 | 1237090.8891
231 | 2705664.4105 | 1237090.2165
232 | 2705554.9367 | 1237145.9261
233 | 2705551.7906 | 1237146.0442
234 | 2705528.3613 | 1237147.0012
235 | 2705517.0488 | 1237147.4632
236 | 2705513.5717 | 1237147.2741
237 | 2705494.01 | 1237146.21
238 | 2705486.7906 | 1237145.8173
239 | 2705461.0555 | 1237141.6414
240 | 2705459.2446 | 1237141.2898
241 | 2705478.3395 | 1237077.065
242 | 2705478.0373 | 1237077.0716
243 | 2705451.5561 | 1237139.7971
244 | 2705459.3928 | 1237077.4833
245 | 2705445.1106 | 1237138.5456
246 | 2705595.0535 | 1237274.2644
247 | 2705600.5535 | 1237264.0919
248 | 2705603.498 | 1237258.6459
249 | 2705606.966 | 1237252.2318
250 | 2705616.6721 | 1237234.2801
251 | 2705637.3919 | 1237338.2154
252 | 2705693.5424 | 1237355.5672
253 | 2705647.2438 | 1237326.1926
254 | 2705511.8415 | 1238139.026
255 | 2705518.1292 | 1238122.9691
256 | 2705620.0722 | 1237227.9914
257 | 2705714.7458 | 1237357.3285
258 | 2705757.8467 | 1237349.8484
259 | 2705720.1168 | 1237268.6337
260 | 2705758.5654 | 1237264.059
261 | 2705747.9425 | 1237279.2483
262 | 2705781.8434 | 1237343.012
263 | 2705792.0126 | 1237351.6675
264 | 2705474.8003 | 1237209.9832
265 | 2705776.0542 | 1237078.3197
266 | 2705782.8558 | 1237079.8971
267 | 2705784.9725 | 1237080.388
268 | 2705706.1434 | 1237147.7476

## line_std_types
| c_nf_per_km | r_ohm_per_km | x_ohm_per_km | max_i_ka | type | q_mm2 | alpha | voltage_rating
NAYY 4x50 SE | 210 | 0.642 | 0.083 | 0.142 | cs | 50 | 0.00403 | LV
NAYY 4x120 SE | 264 | 0.225 | 0.08 | 0.242 | cs | 120 | 0.00403 | LV
NAYY 4x150 SE | 261 | 0.208 | 0.08 | 0.27 | cs | 150 | 0.00403 | LV
NA2XS2Y 1x95 RM/25 12/20 kV | 216 | 0.313 | 0.132 | 0.252 | cs | 95 | 0.00403 | MV
NA2XS2Y 1x185 RM/25 12/20 kV | 273 | 0.161 | 0.117 | 0.362 | cs | 185 | 0.00403 | MV
NA2XS2Y 1x240 RM/25 12/20 kV | 304 | 0.122 | 0.112 | 0.421 | cs | 240 | 0.00403 | MV
NA2XS2Y 1x95 RM/25 6/10 kV | 315 | 0.313 | 0.123 | 0.249 | cs | 95 | 0.00403 | MV
NA2XS2Y 1x185 RM/25 6/10 kV | 406 | 0.161 | 0.11 | 0.358 | cs | 185 | 0.00403 | MV
NA2XS2Y 1x240 RM/25 6/10 kV | 456 | 0.122 | 0.105 | 0.416 | cs | 240 | 0.00403 | MV
NA2XS2Y 1x150 RM/25 12/20 kV | 250 | 0.206 | 0.116 | 0.319 | cs | 150 | 0.00403 | MV
NA2XS2Y 1x120 RM/25 12/20 kV | 230 | 0.253 | 0.119 | 0.283 | cs | 120 | 0.00403 | MV
NA2XS2Y 1x70 RM/25 12/20 kV | 190 | 0.443 | 0.132 | 0.22 | cs | 70 | 0.00403 | MV
NA2XS2Y 1x150 RM/25 6/10 kV | 360 | 0.206 | 0.11 | 0.315 | cs | 150 | 0.00403 | MV
NA2XS2Y 1x120 RM/25 6/10 kV | 340 | 0.253 | 0.113 | 0.28 | cs | 120 | 0.00403 | MV
NA2XS2Y 1x70 RM/25 6/10 kV | 280 | 0.443 | 0.123 | 0.217 | cs | 70 | 0.00403 | MV
N2XS(FL)2Y 1x120 RM/35 64/110 kV | 112 | 0.153 | 0.166 | 0.366 | cs | 120 | 0.00393 | HV
N2XS(FL)2Y 1x185 RM/35 64/110 kV | 125 | 0.099 | 0.156 | 0.457 | cs | 185 | 0.00393 | HV
N2XS(FL)2Y 1x240 RM/35 64/110 kV | 135 | 0.075 | 0.149 | 0.526 | cs | 240 | 0.00393 | HV
N2XS(FL)2Y 1x300 RM/35 64/110 kV | 144 | 0.06 | 0.144 | 0.588 | cs | 300 | 0.00393 | HV
15-AL1/3-ST1A 0.4 | 11 | 1.8769 | 0.35 | 0.105 | ol | 16 | 0.00403 | LV
24-AL1/4-ST1A 0.4 | 11.25 | 1.2012 | 0.335 | 0.14 | ol | 24 | 0.00403 | LV
48-AL1/8-ST1A 0.4 | 12.2 | 0.5939 | 0.3 | 0.21 | ol | 48 | 0.00403 | LV
94-AL1/15-ST1A 0.4 | 13.2 | 0.306 | 0.29 | 0.35 | ol | 94 | 0.00403 | LV
34-AL1/6-ST1A 10.0 | 9.7 | 0.8342 | 0.36 | 0.17 | ol | 34 | 0.00403 | MV
48-AL1/8-ST1A 10.0 | 10.1 | 0.5939 | 0.35 | 0.21 | ol | 48 | 0.00403 | MV
70-AL1/11-ST1A 10.0 | 10.4 | 0.4132 | 0.339 | 0.29 | ol | 70 | 0.00403 | MV
94-AL1/15-ST1A 10.0 | 10.75 | 0.306 | 0.33 | 0.35 | ol | 94 | 0.00403 | MV
122-AL1/20-ST1A 10.0 | 11.1 | 0.2376 | 0.323 | 0.41 | ol | 122 | 0.00403 | MV
149-AL1/24-ST1A 10.0 | 11.25 | 0.194 | 0.315 | 0.47 | ol | 149 | 0.00403 | MV
34-AL1/6-ST1A 20.0 | 9.15 | 0.8342 | 0.382 | 0.17 | ol | 34 | 0.00403 | MV
48-AL1/8-ST1A 20.0 | 9.5 | 0.5939 | 0.372 | 0.21 | ol | 48 | 0.00403 | MV
70-AL1/11-ST1A 20.0 | 9.7 | 0.4132 | 0.36 | 0.29 | ol | 70 | 0.00403 | MV
94-AL1/15-ST1A 20.0 | 10 | 0.306 | 0.35 | 0.35 | ol | 94 | 0.00403 | MV
122-AL1/20-ST1A 20.0 | 10.3 | 0.2376 | 0.344 | 0.41 | ol | 122 | 0.00403 | MV
149-AL1/24-ST1A 20.0 | 10.5 | 0.194 | 0.337 | 0.47 | ol | 149 | 0.00403 | MV
184-AL1/30-ST1A 20.0 | 10.75 | 0.1571 | 0.33 | 0.535 | ol | 184 | 0.00403 | MV
243-AL1/39-ST1A 20.0 | 11 | 0.1188 | 0.32 | 0.645 | ol | 243 | 0.00403 | MV
48-AL1/8-ST1A 110.0 | 8 | 0.5939 | 0.46 | 0.21 | ol | 48 | 0.00403 | HV
70-AL1/11-ST1A 110.0 | 8.4 | 0.4132 | 0.45 | 0.29 | ol | 70 | 0.00403 | HV
94-AL1/15-ST1A 110.0 | 8.65 | 0.306 | 0.44 | 0.35 | ol | 94 | 0.00403 | HV
122-AL1/20-ST1A 110.0 | 8.5 | 0.2376 | 0.43 | 0.41 | ol | 122 | 0.00403 | HV
149-AL1/24-ST1A 110.0 | 8.75 | 0.194 | 0.41 | 0.47 | ol | 149 | 0.00403 | HV
184-AL1/30-ST1A 110.0 | 8.8 | 0.1571 | 0.4 | 0.535 | ol | 184 | 0.00403 | HV
243-AL1/39-ST1A 110.0 | 9 | 0.1188 | 0.39 | 0.645 | ol | 243 | 0.00403 | HV
305-AL1/39-ST1A 110.0 | 9.2 | 0.0949 | 0.38 | 0.74 | ol | 305 | 0.00403 | HV
490-AL1/64-ST1A 110.0 | 9.75 | 0.059 | 0.37 | 0.96 | ol | 490 | 0.00403 | HV
679-AL1/86-ST1A 110.0 | 9.95 | 0.042 | 0.36 | 1.15 | ol | 679 | 0.00403 | HV
490-AL1/64-ST1A 220.0 | 10 | 0.059 | 0.285 | 0.96 | ol | 490 | 0.00403 | HV
679-AL1/86-ST1A 220.0 | 11.7 | 0.042 | 0.275 | 1.15 | ol | 679 | 0.00403 | HV
490-AL1/64-ST1A 380.0 | 11 | 0.059 | 0.253 | 0.96 | ol | 490 | 0.00403 | HV
679-AL1/86-ST1A 380.0 | 14.6 | 0.042 | 0.25 | 1.15 | ol | 679 | 0.00403 | HV

## trafo_std_types
| i0_percent | pfe_kw | vkr_percent | sn_mva | vn_lv_kv | vn_hv_kv | vk_percent | shift_degree | vector_group | tap_side | tap_neutral | tap_min | tap_max | tap_step_degree | tap_step_percent | tap_phase_shifter
160 MVA 380/110 kV | 0.06 | 60 | 0.25 | 160 | 110 | 380 | 12.2 | 0 | Yy0 | hv | 0 | -9 | 9 | 0 | 1.5 | FALSE
100 MVA 220/110 kV | 0.06 | 55 | 0.26 | 100 | 110 | 220 | 12 | 0 | Yy0 | hv | 0 | -9 | 9 | 0 | 1.5 | FALSE
63 MVA 110/20 kV | 0.04 | 22 | 0.32 | 63 | 20 | 110 | 18 | 150 | YNd5 | hv | 0 | -9 | 9 | 0 | 1.5 | FALSE
40 MVA 110/20 kV | 0.05 | 18 | 0.34 | 40 | 20 | 110 | 16.2 | 150 | YNd5 | hv | 0 | -9 | 9 | 0 | 1.5 | FALSE
25 MVA 110/20 kV | 0.07 | 14 | 0.41 | 25 | 20 | 110 | 12 | 150 | YNd5 | hv | 0 | -9 | 9 | 0 | 1.5 | FALSE
63 MVA 110/10 kV | 0.04 | 22 | 0.32 | 63 | 10 | 110 | 18 | 150 | YNd5 | hv | 0 | -9 | 9 | 0 | 1.5 | FALSE
40 MVA 110/10 kV | 0.05 | 18 | 0.34 | 40 | 10 | 110 | 16.2 | 150 | YNd5 | hv | 0 | -9 | 9 | 0 | 1.5 | FALSE
25 MVA 110/10 kV | 0.07 | 14 | 0.41 | 25 | 10 | 110 | 12 | 150 | YNd5 | hv | 0 | -9 | 9 | 0 | 1.5 | FALSE
0.25 MVA 20/0.4 kV | 0.32 | 0.8 | 1.44 | 0.25 | 0.4 | 20 | 6 | 150 | Yzn5 | hv | 0 | -2 | 2 | 0 | 2.5 | FALSE
0.4 MVA 20/0.4 kV | 0.3375 | 1.35 | 1.425 | 0.4 | 0.4 | 20 | 6 | 150 | Dyn5 | hv | 0 | -2 | 2 | 0 | 2.5 | FALSE
0.63 MVA 20/0.4 kV | 0.2619 | 1.65 | 1.206 | 0.63 | 0.4 | 20 | 6 | 150 | Dyn5 | hv | 0 | -2 | 2 | 0 | 2.5 | FALSE
0.25 MVA 10/0.4 kV | 0.24 | 0.6 | 1.2 | 0.25 | 0.4 | 10 | 4 | 150 | Dyn5 | hv | 0 | -2 | 2 | 0 | 2.5 | FALSE
0.4 MVA 10/0.4 kV | 0.2375 | 0.95 | 1.325 | 0.4 | 0.4 | 10 | 4 | 150 | Dyn5 | hv | 0 | -2 | 2 | 0 | 2.5 | FALSE
0.63 MVA 10/0.4 kV | 0.1873 | 1.18 | 1.0794 | 0.63 | 0.4 | 10 | 4 | 150 | Dyn5 | hv | 0 | -2 | 2 | 0 | 2.5 | FALSE

## trafo3w_std_types
| sn_hv_mva | sn_mv_mva | sn_lv_mva | vn_hv_kv | vn_mv_kv | vn_lv_kv | vk_hv_percent | vk_mv_percent | vk_lv_percent | vkr_hv_percent | vkr_mv_percent | vkr_lv_percent | pfe_kw | i0_percent | shift_mv_degree | shift_lv_degree | vector_group | tap_side | tap_neutral | tap_min | tap_max | tap_step_percent
63/25/38 MVA 110/20/10 kV | 63 | 25 | 38 | 110 | 20 | 10 | 10.4 | 10.4 | 10.4 | 0.28 | 0.32 | 0.35 | 35 | 0.89 | 0 | 0 | YN0yn0yn0 | hv | 0 | -10 | 10 | 1.2
63/25/38 MVA 110/10/10 kV | 63 | 25 | 38 | 110 | 10 | 10 | 10.4 | 10.4 | 10.4 | 0.28 | 0.32 | 0.35 | 35 | 0.89 | 0 | 0 | YN0yn0yn0 | hv | 0 | -10 | 10 | 1.2

## fuse_std_types
| fuse_type | i_rated_a | t_avg | t_min | t_total | x_avg | x_min | x_total
HV 100A | HV 100A | 100 | 0 | [10.0, 3.64, 0.854, 0.281, 0.1, 0.0531, 0.022, 0.01] | [10.0, 4.267, 1.21, 0.403, 0.1, 0.058, 0.022, 0.01] | 0 | [300.0, 350.0, 450.0, 550.0, 700.0, 850.0, 1200.0, 1752.0] | [600.0, 700.0, 900.0, 1150.0, 1665.0, 2000.0, 3000.0, 4313.0]
HV 10A | HV 10A | 10 | 0 | [10.0, 1675.0, 0.344, 0.156, 0.1, 0.0417, 0.0171, 0.01] | [10.0, 1.3, 0.3, 0.155, 0.1, 0.0555, 0.023, 0.01] | 0 | [30.0, 32.0, 35.0, 37.0, 39.0, 50.0, 70.0, 88.0] | [60.0, 70.0, 80.0, 87.0, 94.0, 110.0, 150.0, 216.0]
HV 125A | HV 125A | 125 | 0 | [10.0, 1.82, 0.344, 0.1, 0.0467, 0.0269, 0.01] | [10.0, 2.478, 0.426, 0.1, 0.0427, 0.0211, 0.01] | 0 | [375.0, 500.0, 700.0, 925.0, 1200.0, 1500.0, 2341.0] | [750.0, 1000.0, 1500.0, 2200.0, 3000.0, 4000.0, 5765.0]
HV 160A | HV 160A | 160 | 0 | [10.0, 4.15, 1.03, 0.198, 0.1, 0.051, 0.0172, 0.01] | [10.0, 2.3, 0.734, 0.274, 0.1, 0.046, 0.0177, 0.01] | 0 | [480.0, 550.0, 700.0, 1000.0, 1260.0, 1600.0, 2500.0, 3227.0] | [960.0, 1300.0, 1700.0, 2200.0, 2996.0, 4000.0, 6000.0, 7946.0]
HV 16A | HV 16A | 16 | 0 | [10.0, 0.352, 0.164, 0.1, 0.0649, 0.0342, 0.01] | [10.0, 2.34, 0.722, 0.181, 0.1, 0.055, 0.0296, 0.01] | 0 | [48.0, 60.0, 65.0, 71.0, 80.0, 100.0, 162.0] | [96.0, 110.0, 125.0, 150.0, 168.0, 200.0, 250.0, 398.0]
HV 200A | HV 200A | 200 | 0 | [10.0, 4.267, 1.21, 0.403, 0.1, 0.058, 0.022, 0.01] | [10.0, 3.73, 1.654, 0.328, 0.1, 0.0531, 0.019, 0.01] | 0 | [600.0, 700.0, 900.0, 1150.0, 1665.0, 2000.0, 3000.0, 4313.0] | [1200.0, 1500.0, 1800.0, 2700.0, 3960.0, 5000.0, 7500.0, 10620.0]
HV 20A | HV 20A | 20 | 0 | [10.0, 1.3, 0.3, 0.155, 0.1, 0.0555, 0.023, 0.01] | [10.0, 1.3, 0.161, 0.1, 0.0611, 0.0399, 0.0141, 0.01] | 0 | [60.0, 70.0, 80.0, 87.0, 94.0, 110.0, 150.0, 216.0] | [120.0, 150.0, 200.0, 223.0, 260.0, 300.0, 450.0, 532.0]
HV 25A | HV 25A | 25 | 0 | [10.0, 2.512, 0.833, 0.299, 0.1, 0.0372, 0.0223, 0.01] | [10.0, 3.125, 0.597, 0.198, 0.1, 0.0378, 0.022, 0.01] | 0 | [75.0, 82.0, 90.0, 100.0, 124.0, 170.0, 200.0, 289.0] | [150.0, 170.0, 210.0, 250.0, 294.0, 400.0, 500.0, 711.0]
HV 31.5A | HV 31.5A | 31.5 | 0 | [10.0, 2.34, 0.722, 0.181, 0.1, 0.055, 0.0296, 0.01] | [10.0, 2.84, 0.368, 0.164, 0.1, 0.0621, 0.0378, 0.0195, 0.01] | 0 | [95.0, 110.0, 125.0, 150.0, 165.0, 200.0, 250.0, 390.0] | [189.0, 220.0, 300.0, 350.0, 393.0, 450.0, 530.0, 700.0, 960.0]
HV 40A | HV 40A | 40 | 0 | [10.0, 1.3, 0.161, 0.1, 0.0611, 0.0399, 0.0141, 0.01] | [10.0, 2.05, 0.369, 0.198, 0.1, 0.051, 0.0298, 0.01] | 0 | [120.0, 150.0, 200.0, 223.0, 260.0, 300.0, 450.0, 532.0] | [240.0, 300.0, 400.0, 450.0, 530.0, 650.0, 800.0, 1311.0]
HV 50A | HV 50A | 50 | 0 | [10.0, 3.215, 0.597, 0.198, 0.1, 0.0378, 0.022, 0.01] | [10.0, 3.64, 0.854, 0.281, 0.1, 0.0531, 0.022, 0.01] | 0 | [150.0, 170.0, 210.0, 250.0, 294.0, 400.0, 500.0, 711.0] | [300.0, 350.0, 450.0, 550.0, 700.0, 850.0, 1200.0, 1752.0]
HV 6.3A | HV 6.3A | 6.3 | 0 | [10.0, 1.39, 0.344, 0.168, 0.1, 0.056, 0.0263, 0.01] | [10.0, 1.711, 0.516, 0.198, 0.1, 0.0634, 0.0303, 0.01] | 0 | [19.0, 19.5, 20.4, 20.8, 22.0, 25.0, 32.0, 48.0] | [38.0, 40.0, 43.0, 48.0, 53.0, 60.0, 75.0, 118.0]
HV 63A | HV 63A | 63 | 0 | [10.0, 2.84, 0.368, 0.164, 0.1, 0.0621, 0.0378, 0.0195, 0.01] | [10.0, 1.82, 0.344, 0.1, 0.0467, 0.0269, 0.01] | 0 | [189.0, 220.0, 300.0, 350.0, 393.0, 450.0, 530.0, 700.0, 961.0] | [378.0, 500.0, 700.0, 934.0, 1200.0, 1500.0, 2366.0]
HV 80A | HV 80A | 80 | 0 | [10.0, 2.05, 0.369, 0.198, 0.1, 0.051, 0.0298, 0.01] | [10.0, 4.15, 1.03, 0.198, 0.1, 0.051, 0.0172, 0.01] | 0 | [240.0, 300.0, 400.0, 450.0, 530.0, 650.0, 800.0, 1311.0] | [480.0, 550.0, 700.0, 1000.0, 1260.0, 1600.0, 2500.0, 3227.0]
Siemens NH-1-100 | Siemens NH-1-100 | 100 | [5400.0, 2000.0, 400.0, 20.0, 1.0, 0.2, 0.012, 0.004] | 0 | 0 | [150.0, 190.0, 250.0, 430.0, 900.0, 1250.0, 2700.0, 3600.0] | 0 | 0
Siemens NH-1-125 | Siemens NH-1-125 | 125 | [4800.0, 120.0, 7.0, 0.1, 0.004] | 0 | 0 | [180.0, 400.0, 740.0, 2000.0, 4250.0] | 0 | 0
Siemens NH-1-16 | Siemens NH-1-16 | 16 | [4000.0, 400.0, 2.0, 0.1, 0.04, 0.01] | 0 | 0 | [26.0, 35.0, 75.0, 150.0, 200.0, 300.0] | 0 | 0
Siemens NH-1-160 | Siemens NH-1-160 | 160 | [4800.0, 120.0, 7.0, 0.1, 0.004] | 0 | 0 | [210.0, 500.0, 900.0, 2300.0, 5000.0] | 0 | 0
Siemens NH-1-25 | Siemens NH-1-25 | 25 | [4000.0, 1000.0, 10.0, 0.2, 0.02, 0.01] | 0 | 0 | [40.0, 50.0, 100.0, 210.0, 400.0, 500.0] | 0 | 0
Siemens NH-1-50 | Siemens NH-1-50 | 50 | [4000.0, 40.0, 4.0, 1.0, 0.02, 0.01] | 0 | 0 | [86.0, 200.0, 300.0, 400.0, 1000.0, 1280.0] | 0 | 0
Siemens NH-1-63 | Siemens NH-1-63 | 63 | [4000.0, 100.0, 10.0, 2.0, 0.04, 0.01] | 0 | 0 | [100.0, 200.0, 300.0, 400.0, 1000.0, 1500.0] | 0 | 0
Siemens NH-1-80 | Siemens NH-1-80 | 80 | [4800.0, 120.0, 7.0, 0.1, 0.01] | 0 | 0 | [150.58, 250.0, 450.0, 1150.0, 2470.0] | 0 | 0
Siemens NH-2-1000 | Siemens NH-2-1000 | 1000 | [4800.0, 120.0, 7.0, 0.1, 0.004] | 0 | 0 | [1900.0, 3500.0, 8400.0, 24000.0, 52000.0] | 0 | 0
Siemens NH-2-200 | Siemens NH-2-200 | 200 | [4800.0, 120.0, 7.0, 0.1, 0.004] | 0 | 0 | [280.0, 650.0, 1200.0, 3000.0, 7000.0] | 0 | 0
Siemens NH-2-224 | Siemens NH-2-224 | 224 | [4800.0, 120.0, 7.0, 0.2, 0.04, 0.004] | 0 | 0 | [400.0, 750.0, 1453.0, 3025.0, 4315.0, 7600.0] | 0 | 0
Siemens NH-2-250 | Siemens NH-2-250 | 250 | [4800.0, 120.0, 7.0, 0.1, 0.004] | 0 | 0 | [450.0, 800.0, 1650.0, 4000.0, 8500.0] | 0 | 0
Siemens NH-2-315 | Siemens NH-2-315 | 315 | [4800.0, 120.0, 7.0, 0.1, 0.004] | 0 | 0 | [550.0, 920.0, 1900.0, 5000.0, 11000.0] | 0 | 0
Siemens NH-2-355 | Siemens NH-2-355 | 355 | [4800.0, 120.0, 6.0, 0.1, 0.004] | 0 | 0 | [650.0, 1116.27, 2350.0, 5840.0, 12790.0] | 0 | 0
Siemens NH-2-400 | Siemens NH-2-400 | 400 | [4800.0, 120.0, 7.0, 0.1, 0.004] | 0 | 0 | [720.0, 1350.0, 2800.0, 6500.0, 15000.0] | 0 | 0
Siemens NH-2-425 | Siemens NH-2-425 | 425 | [4800.0, 120.0, 7.0, 0.1, 0.004] | 0 | 0 | [850.0, 1500.0, 3050.0, 7500.0, 16500.0] | 0 | 0
Siemens NH-2-630 | Siemens NH-2-630 | 630 | [4800.0, 120.0, 7.0, 0.1, 0.004] | 0 | 0 | [1200.0, 2000.0, 4800.0, 12000.0, 26000.0] | 0 | 0

## res_bus
| vm_pu | va_degree | p_mw | q_mvar
0 | 0.99991 | -0.0017216 | 0.0025986 | 0.00065126
1 | 1 | 0 | -0.53869 | -0.13811
2 | 0.9999 | -0.0019704 | 0.0017321 | 0.0004341
3 | 0.99819 | -0.034152 | 0.0016229 | 0.00040673
4 | 0.99635 | -0.069015 | 0.0013838 | 0.00034681
5 | 0.99387 | -0.11619 | 0 | 0
6 | 0.99148 | -0.16221 | 0.0013862 | 0.00034741
7 | 0.9921 | -0.15023 | 0.0017944 | 0.00044972
8 | 0.99094 | -0.1727 | 0 | 0
9 | 0.99282 | -0.13619 | 0 | 0
10 | 0.99085 | -0.17435 | 0.0026494 | 0.000664
11 | 0.99001 | -0.19063 | 0 | 0
12 | 0.99169 | -0.15787 | 0 | 0
13 | 0.98931 | -0.2042 | 0.0083597 | 0.0020951
14 | 0.99098 | -0.17166 | 0 | 0
15 | 0.99166 | -0.15851 | 0.00081361 | 0.00020391
16 | 0.99203 | -0.15124 | 0.0012725 | 0.00031893
17 | 0.98417 | -0.30265 | 0 | 0
18 | 0.98391 | -0.30774 | 0 | 0
19 | 0.98498 | -0.287 | 0.0014148 | 0.00035459
20 | 0.98919 | -0.2065 | 0 | 0
21 | 0.98549 | -0.27713 | 0.0036915 | 0.00092519
22 | 0.98617 | -0.26383 | 0.00087609 | 0.00021957
23 | 0.98527 | -0.28131 | 0.0015604 | 0.00039108
24 | 0.98653 | -0.25688 | 0.0012021 | 0.00030126
25 | 0.98502 | -0.28626 | 0.00091082 | 0.00022827
26 | 0.98681 | -0.25166 | 0.0013366 | 0.00033498
27 | 0.98711 | -0.24577 | 0.0015338 | 0.00038441
28 | 0.9909 | -0.17282 | 0.0014005 | 0.00035099
29 | 0.99051 | -0.18036 | 0.00075385 | 0.00018893
30 | 0.98326 | -0.32033 | 0.0014432 | 0.00036171
31 | 0.98362 | -0.31339 | 0.0016125 | 0.00040412
32 | 0.98203 | -0.34423 | 0 | 0
33 | 0.98354 | -0.31488 | 0.00027974 | 7.0109e-05
34 | 0.99033 | -0.18401 | 0.0030609 | 0.00076715
35 | 0.99094 | -0.17227 | 0.0026078 | 0.00065359
36 | 0.99164 | -0.15893 | 0.00083542 | 0.00020938
37 | 0.98873 | -0.21464 | 0 | 0
38 | 0.98728 | -0.24255 | 0 | 0
39 | 0.98811 | -0.22647 | 0.00099356 | 0.00024901
40 | 0.98695 | -0.24901 | 0.0029821 | 0.00074737
41 | 0.98536 | -0.27978 | 0.0030477 | 0.00076383
42 | 0.98721 | -0.24403 | 0.0015133 | 0.00037927
43 | 0.98721 | -0.24406 | 0.00084414 | 0.00021156
44 | 0.98709 | -0.24634 | 0.0034397 | 0.00086206
45 | 0.98688 | -0.25039 | 0.0011341 | 0.00028424
46 | 0.98464 | -0.29387 | 0 | 0
47 | 0.99163 | -0.15911 | 0.0011325 | 0.00028384
48 | 0.99007 | -0.18902 | 0.011712 | 0.0029353
49 | 0.97771 | -0.42929 | 0.0020205 | 0.00050639
50 | 0.97772 | -0.429 | 0.0017034 | 0.00042692
51 | 0.9777 | -0.42948 | 0.00073245 | 0.00018357
52 | 0.97773 | -0.42881 | 0.000803 | 0.00020125
53 | 0.97775 | -0.42846 | 0.0019518 | 0.00048918
54 | 0.9838 | -0.3102 | 0 | 0
55 | 0.97784 | -0.42673 | 0.0018535 | 0.00046453
56 | 0.98365 | -0.31302 | 0.001995 | 0.00049999
57 | 0.9834 | -0.31789 | 0.001996 | 0.00050025
58 | 0.97789 | -0.42565 | 0.0019288 | 0.0004834
59 | 0.97796 | -0.4243 | 0.00121 | 0.00030325
60 | 0.97787 | -0.4262 | 0.0010444 | 0.00026176
61 | 0.97804 | -0.42282 | 0.0012053 | 0.00030207
62 | 0.97821 | -0.41944 | 0.0012316 | 0.00030866
63 | 0.9783 | -0.41764 | 0.0013143 | 0.0003294
64 | 0.9784 | -0.41572 | 0.0011778 | 0.00029519
65 | 0.97859 | -0.41206 | 0.0016679 | 0.00041802
66 | 0.97872 | -0.40954 | 0.0012131 | 0.00030404
67 | 0.97884 | -0.40705 | 0.0015414 | 0.00038631
68 | 0.97911 | -0.40178 | 0.0012656 | 0.0003172
69 | 0.97925 | -0.39911 | 0.0012672 | 0.00031758
70 | 0.97939 | -0.3963 | 0.001266 | 0.00031728
71 | 0.97954 | -0.39336 | 0.0012683 | 0.00031787
72 | 0.9797 | -0.39026 | 0.0012668 | 0.00031749
73 | 0.98127 | -0.35953 | 0.0020661 | 0.0005178
74 | 0.98083 | -0.36814 | 0.0020595 | 0.00051616
75 | 0.9815 | -0.35501 | 0.0020654 | 0.00051764
76 | 0.98062 | -0.37228 | 0.0020584 | 0.00051588
77 | 0.98174 | -0.35027 | 0.0020686 | 0.00051843
78 | 0.98042 | -0.37619 | 0.0020597 | 0.00051622
79 | 0.982 | -0.34529 | 0.0020654 | 0.00051764
80 | 0.98023 | -0.37987 | 0.0013201 | 0.00033084
81 | 0.98226 | -0.3401 | 0.0020661 | 0.0005178
82 | 0.98275 | -0.33054 | 0.0039135 | 0.00098081
83 | 0.98358 | -0.31444 | 0.0019963 | 0.00050032
84 | 0.98352 | -0.31565 | 0.0019976 | 0.00050065
85 | 0.98005 | -0.3834 | 0.0013208 | 0.00033102
86 | 0.98002 | -0.38393 | 0.00088493 | 0.00022179
87 | 0.98994 | -0.19161 | 0.0013902 | 0.00034842
88 | 0.979 | -0.40354 | 0.0015093 | 0.00037826
89 | 0.97896 | -0.40429 | 0.0010953 | 0.00027452
90 | 0.97904 | -0.40285 | 0 | 0
91 | 0.97895 | -0.40453 | 0.0011999 | 0.00030072
92 | 0.97913 | -0.40112 | 0.0011221 | 0.00028122
93 | 0.97902 | -0.40325 | 0.0012628 | 0.0003165
94 | 0.97918 | -0.40009 | 0.0011233 | 0.00028153
95 | 0.97901 | -0.40341 | 0.0012626 | 0.00031644
96 | 0.98059 | -0.37244 | 0.00029367 | 7.36e-05
97 | 0.98059 | -0.37256 | 0.00046292 | 0.00011602
98 | 0.98044 | -0.37552 | 0.0016711 | 0.00041881
99 | 0.98113 | -0.36192 | 0 | 0
100 | 0.98164 | -0.35204 | 0.0012588 | 0.00031548
101 | 0.9786 | -0.41132 | 0.00066112 | 0.00016569
102 | 0.97128 | -0.55545 | 0.00057196 | 0.00014335
103 | 0.97123 | -0.55633 | 0.0016708 | 0.00041874
104 | 0.97145 | -0.55215 | 0 | 0
105 | 0.9712 | -0.55692 | 0.00038242 | 9.5844e-05
106 | 0.97119 | -0.55723 | 0.00038242 | 9.5844e-05
107 | 0.97115 | -0.55807 | 0 | 0
108 | 0.97111 | -0.55874 | 0.0020353 | 0.0005101
109 | 0.97924 | -0.39888 | 0 | 0
110 | 0.9794 | -0.39576 | 0.0013009 | 0.00032603
111 | 0.97945 | -0.3947 | 0.0013017 | 0.00032623
112 | 0.97935 | -0.39676 | 0 | 0
113 | 0.97954 | -0.39304 | 0 | 0
114 | 0.97927 | -0.39823 | 0 | 0
115 | 0.97931 | -0.3975 | 0.0012621 | 0.00031631
116 | 0.97953 | -0.39326 | 0.0011392 | 0.00028552
117 | 0.98023 | -0.37952 | 0 | 0
118 | 0.97925 | -0.39876 | 0 | 0
119 | 0.97927 | -0.39834 | 0.00037209 | 9.3255e-05
120 | 0.9793 | -0.39765 | 0.0012628 | 0.0003165
121 | 0.97921 | -0.39942 | 0.0011804 | 0.00029583
122 | 0.97952 | -0.3934 | 0.0010346 | 0.0002593
123 | 0.98037 | -0.37663 | 0.0016834 | 0.00042191
124 | 0.9802 | -0.37999 | 0.0012374 | 0.00031011
125 | 0.97923 | -0.3991 | 0.0004164 | 0.00010436
126 | 0.97923 | -0.39908 | 0.0012635 | 0.00031667
127 | 0.97926 | -0.39839 | 0.0003717 | 9.3157e-05
128 | 0.97921 | -0.39949 | 0 | 0
129 | 0.9792 | -0.39963 | 0.0015084 | 0.00037803
130 | 0.97919 | -0.39983 | 0.0016834 | 0.00042189
131 | 0.9792 | -0.39969 | 0.0011749 | 0.00029447
132 | 0.98019 | -0.38016 | 0.0012365 | 0.00030989
133 | 0.98096 | -0.36523 | 0 | 0
134 | 0.98171 | -0.35056 | 0.00032502 | 8.1458e-05
135 | 0.97813 | -0.42052 | 0 | 0
136 | 0.97798 | -0.42347 | 0.00059895 | 0.00015011
137 | 0.97828 | -0.41766 | 0.00050985 | 0.00012778
138 | 0.97759 | -0.43123 | 0.012704 | 0.0031838
139 | 0.97774 | -0.42814 | 0.0015615 | 0.00039135
140 | 0.97748 | -0.4332 | 0.00034337 | 8.6057e-05
141 | 0.97713 | -0.44012 | 0 | 0
142 | 0.97243 | -0.53273 | 0.00056091 | 0.00014058
143 | 0.98196 | -0.34568 | 0.00050582 | 0.00012677
144 | 0.98269 | -0.33152 | 0.0018813 | 0.00047149
145 | 0.98206 | -0.34379 | 0.00093121 | 0.00023338
146 | 0.98278 | -0.32963 | 0.00039821 | 9.9802e-05
147 | 0.9756 | -0.47079 | 0.0012239 | 0.00030673
148 | 0.97563 | -0.47027 | 0.00124 | 0.00031077
149 | 0.97568 | -0.46915 | 0.0010098 | 0.00025309
150 | 0.97577 | -0.46748 | 0 | 0
151 | 0.97195 | -0.54213 | 0.001974 | 0.00049474
152 | 0.97579 | -0.46709 | 0 | 0
153 | 0.97548 | -0.47316 | 0.0041323 | 0.0010357
154 | 0.97582 | -0.46651 | 0.0019419 | 0.00048668
155 | 0.97677 | -0.44779 | 0.0013994 | 0.00035072
156 | 0.97682 | -0.44686 | 0 | 0
157 | 0.97645 | -0.45408 | 0.003398 | 0.00085161
158 | 0.97724 | -0.43857 | 0.0061316 | 0.0015367
159 | 0.97599 | -0.46312 | 0.0011657 | 0.00029214
160 | 0.97815 | -0.4206 | 0 | 0
161 | 0.97952 | -0.39389 | 0.0054723 | 0.0013715
162 | 0.97535 | -0.47567 | 0.0044201 | 0.0011078
163 | 0.97534 | -0.4759 | 0.0019905 | 0.00049887
164 | 0.97978 | -0.38877 | 0.002195 | 0.00055011
165 | 0.97978 | -0.38876 | 0.0013408 | 0.00033604
166 | 0.97977 | -0.38889 | 0.0025445 | 0.00063772
167 | 0.9799 | -0.38652 | 0 | 0
168 | 0.98001 | -0.38422 | 0.0013564 | 0.00033995
169 | 0.97983 | -0.38778 | 0.0015668 | 0.00039267
170 | 0.98007 | -0.38317 | 0.0061591 | 0.0015436
171 | 0.97977 | -0.38897 | 0.0021224 | 0.00053193
172 | 0.97969 | -0.3905 | 0.0021234 | 0.00053218
173 | 0.97963 | -0.39167 | 0.0043209 | 0.0010829
174 | 0.98044 | -0.37576 | 0.002653 | 0.0006649
175 | 0.98077 | -0.36929 | 0 | 0
176 | 0.9819 | -0.34734 | 0.0017728 | 0.00044431
177 | 0.9806 | -0.37275 | 0 | 0
178 | 0.98321 | -0.32172 | 0.0032108 | 0.0008047
179 | 0.98413 | -0.30392 | 0.002468 | 0.00061854
180 | 0.98204 | -0.34489 | 0 | 0
181 | 0.98142 | -0.357 | 0.012851 | 0.0032209
182 | 0.98226 | -0.34057 | 0.0083639 | 0.0020962
183 | 0.98958 | -0.19841 | 0.0015223 | 0.00038152
184 | 0.9894 | -0.20205 | 0.0016689 | 0.00041826
185 | 0.9891 | -0.20778 | 0.0018581 | 0.00046567
186 | 0.98859 | -0.21763 | 0.0018581 | 0.00046567
187 | 0.98854 | -0.21845 | 0.0015923 | 0.00039908
188 | 0.98788 | -0.23129 | 0.0018581 | 0.00046567
189 | 0.98524 | -0.28235 | 0 | 0
190 | 0.98416 | -0.30345 | 0 | 0
191 | 0.98661 | -0.25583 | 0.0028596 | 0.00071669
192 | 0.98289 | -0.32819 | 0 | 0
193 | 0.98376 | -0.31121 | 0.01766 | 0.0044261
194 | 0.98269 | -0.33217 | 0.0079665 | 0.0019966
195 | 0.98251 | -0.3356 | 0.0077868 | 0.0019515
196 | 0.98137 | -0.35785 | 0.0083256 | 0.0020866
197 | 0.98662 | -0.25546 | 0.0022365 | 0.00056053
198 | 0.98656 | -0.25668 | 0.002372 | 0.00059448
199 | 0.98653 | -0.25714 | 0.0022419 | 0.00056188
200 | 0.9865 | -0.2579 | 0.0023842 | 0.00059754
201 | 0.98647 | -0.25839 | 0.00098576 | 0.00024706
202 | 0.98647 | -0.25842 | 0.0011485 | 0.00028785
203 | 0.97887 | -0.40582 | 0.0039394 | 0.0009873
204 | 0.97899 | -0.40352 | 0 | 0
205 | 0.97895 | -0.40423 | 0.0020563 | 0.00051535
206 | 0.97908 | -0.40167 | 0.0090135 | 0.002259
207 | 0.97941 | -0.39522 | 0 | 0
208 | 0.98124 | -0.35968 | 0 | 0
209 | 0.97891 | -0.40502 | 0.0016243 | 0.00040709
210 | 0.97207 | -0.53935 | 0.027291 | 0.0068397
211 | 0.97222 | -0.53643 | 0.009236 | 0.0023148
212 | 0.97301 | -0.52087 | 0 | 0
213 | 0.9746 | -0.48954 | 0 | 0
214 | 0.9726 | -0.52893 | 0.012818 | 0.0032125
215 | 0.97606 | -0.46088 | 0.0023727 | 0.00059466
216 | 0.9766 | -0.45021 | 0 | 0
217 | 0.97734 | -0.43565 | 0.0018495 | 0.00046354
218 | 0.97629 | -0.45632 | 0.0013232 | 0.00033162
219 | 0.97625 | -0.45716 | 0.0017745 | 0.00044473
220 | 0.97615 | -0.45914 | 0.0025431 | 0.00063736
221 | 0.98158 | -0.35295 | 0 | 0
222 | 0.98089 | -0.36643 | 0.00079788 | 0.00019997
223 | 0.98086 | -0.3671 | 0.0014519 | 0.00036387
224 | 0.98057 | -0.37267 | 0.0015554 | 0.00038982
225 | 0.98082 | -0.36792 | 0.0061796 | 0.0015488
226 | 0.98043 | -0.37557 | 0.0014363 | 0.00035997
227 | 0.98035 | -0.37705 | 0.011306 | 0.0028335
228 | 0.98035 | -0.37714 | 0.0014697 | 0.00036834
229 | 0.98024 | -0.37924 | 0.0014384 | 0.0003605
230 | 0.98023 | -0.37948 | 0.0013244 | 0.00033192
231 | 0.98023 | -0.37949 | 0.0010105 | 0.00025325
232 | 0.98038 | -0.37653 | 0.0017496 | 0.0004385
233 | 0.98032 | -0.37769 | 0.001578 | 0.00039549
234 | 0.97991 | -0.38566 | 0.00095527 | 0.00023941
235 | 0.97972 | -0.38932 | 0.0019621 | 0.00049174
236 | 0.97967 | -0.39032 | 0.0011203 | 0.00028076
237 | 0.97941 | -0.39555 | 0.0026988 | 0.00067637
238 | 0.97933 | -0.39712 | 0.0029797 | 0.00074678
239 | 0.97911 | -0.4014 | 0.0023093 | 0.00057876
240 | 0.9791 | -0.40163 | 0.0030222 | 0.00075744
241 | 0.97607 | -0.46058 | 0.0018552 | 0.00046495
242 | 0.97607 | -0.46061 | 0.0020813 | 0.00052162
243 | 0.97907 | -0.40215 | 0.0013787 | 0.00034553
244 | 0.97602 | -0.46169 | 0.003164 | 0.00079298
245 | 0.97906 | -0.40243 | 0.0023038 | 0.00057738
246 | 0.98279 | -0.32947 | 0.0017886 | 0.00044827
247 | 0.98291 | -0.32726 | 0.00050208 | 0.00012583
248 | 0.98297 | -0.32607 | 0.0013442 | 0.00033688
249 | 0.98304 | -0.32462 | 0.0013472 | 0.00033763
250 | 0.98326 | -0.32044 | 0.00027974 | 7.0109e-05
251 | 0.98197 | -0.3456 | 0 | 0
252 | 0.98167 | -0.35144 | 0.00018249 | 4.5737e-05
253 | 0.98206 | -0.34382 | 0.00043384 | 0.00010873
254 | 0.9714 | -0.55301 | 0.0013564 | 0.00033995
255 | 0.97138 | -0.55348 | 0.0014516 | 0.0003638
256 | 0.98333 | -0.31896 | 0.00027993 | 7.0158e-05
257 | 0.98156 | -0.35347 | 0 | 0
258 | 0.98135 | -0.35765 | 0.003085 | 0.00077318
259 | 0.98903 | -0.20978 | 0.0080471 | 0.0020168
260 | 0.98887 | -0.21281 | 0.0037273 | 0.00093414
261 | 0.9887 | -0.21605 | 0.0079528 | 0.0019932
262 | 0.9813 | -0.35865 | 0 | 0
263 | 0.98127 | -0.35918 | 0.0021953 | 0.00055019
264 | 0.97919 | -0.39987 | 0.00038362 | 9.6144e-05
265 | 0.98342 | -0.31756 | 0.002512 | 0.00062958
266 | 0.98338 | -0.31834 | 0.0024212 | 0.00060681
267 | 0.98337 | -0.31848 | 0.0037265 | 0.00093396
268 | 0.99998 | 149.9956 | 0 | 0

## res_line
| p_from_mw | q_from_mvar | p_to_mw | q_to_mvar | pl_mw | ql_mvar | i_from_ka | i_to_ka | i_ka | vm_from_pu | va_from_degree | vm_to_pu | va_to_degree | loading_percent
0 | -0.0043306 | -0.0010853 | 0.004331 | 0.0010852 | 3.5516e-07 | -7.184e-08 | 0.0064446 | 0.0064445 | 0.0064446 | 0.99991 | -0.0017216 | 1 | 0 | 1.7705
1 | 0.0017321 | 0.000434 | -0.0017321 | -0.0004341 | 2.0522e-08 | -9.4908e-08 | 0.0025776 | 0.0025776 | 0.0025776 | 0.99991 | -0.0017216 | 0.9999 | -0.0019704 | 0.70814
2 | 0.53271 | 0.13703 | -0.53183 | -0.13646 | 0.00088283 | 0.00056423 | 0.79393 | 0.79393 | 0.79393 | 1 | 0 | 0.99819 | -0.034152 | 54.5282
3 | 0.5302 | 0.13606 | -0.52931 | -0.13548 | 0.00089525 | 0.00057217 | 0.79151 | 0.79151 | 0.79151 | 0.99819 | -0.034152 | 0.99635 | -0.069015 | 54.3621
4 | 0.52793 | 0.13514 | -0.52672 | -0.13437 | 0.0012031 | 0.00076889 | 0.78945 | 0.78945 | 0.78945 | 0.99635 | -0.069015 | 0.99387 | -0.11619 | 54.2202
5 | 0.32582 | 0.083295 | -0.32527 | -0.082943 | 0.00055146 | 0.00035166 | 0.48839 | 0.4884 | 0.4884 | 0.99387 | -0.11619 | 0.99203 | -0.15124 | 33.5436
6 | 0.20091 | 0.051073 | -0.20071 | -0.050951 | 0.00019333 | 0.00012255 | 0.30105 | 0.30105 | 0.30105 | 0.99387 | -0.11619 | 0.99282 | -0.13619 | 20.6766
7 | -0.032189 | -0.0080903 | 0.032207 | 0.0081019 | 1.8417e-05 | 1.1515e-05 | 0.048317 | 0.048317 | 0.048317 | 0.99148 | -0.16221 | 0.9921 | -0.15023 | 13.2739
8 | 0.030802 | 0.0077429 | -0.030787 | -0.0077333 | 1.5431e-05 | 9.6277e-06 | 0.046236 | 0.046237 | 0.046237 | 0.99148 | -0.16221 | 0.99094 | -0.1727 | 12.7024
9 | -0.034001 | -0.0085516 | 0.034024 | 0.0085659 | 2.282e-05 | 1.4303e-05 | 0.051008 | 0.051008 | 0.051008 | 0.9921 | -0.15023 | 0.99282 | -0.13619 | 14.0132
10 | 0.0026496 | 0.00066369 | -0.0026494 | -0.000664 | 2.0716e-07 | -3.1695e-07 | 0.0039786 | 0.0039787 | 0.0039787 | 0.99094 | -0.1727 | 0.99085 | -0.17435 | 1.0931
11 | 0.028137 | 0.0070696 | -0.028113 | -0.0070547 | 2.4055e-05 | 1.4933e-05 | 0.042258 | 0.042258 | 0.042258 | 0.99094 | -0.1727 | 0.99001 | -0.19063 | 11.6094
12 | 0.16669 | 0.042385 | -0.16651 | -0.042275 | 0.00017387 | 0.00010974 | 0.25004 | 0.25004 | 0.25004 | 0.99282 | -0.13619 | 0.99169 | -0.15787 | 17.1734
13 | 0.028113 | 0.0070547 | -0.028095 | -0.0070434 | 1.818e-05 | 1.1287e-05 | 0.042258 | 0.042258 | 0.042258 | 0.99001 | -0.19063 | 0.98931 | -0.2042 | 11.6094
14 | 0.16373 | 0.041578 | -0.16362 | -0.04151 | 0.00010859 | 6.8511e-05 | 0.24587 | 0.24587 | 0.24587 | 0.99169 | -0.15787 | 0.99098 | -0.17166 | 16.8867
15 | 0.0027817 | 0.00069677 | -0.0027816 | -0.00069688 | 8.4735e-08 | -1.1312e-07 | 0.0041737 | 0.0041738 | 0.0041738 | 0.99169 | -0.15787 | 0.99166 | -0.15851 | 1.1466
16 | 0.019735 | 0.0049483 | -0.019733 | -0.004947 | 2.1647e-06 | 1.3013e-06 | 0.029685 | 0.029685 | 0.029685 | 0.98931 | -0.2042 | 0.98919 | -0.2065 | 8.1551
17 | 0.16102 | 0.040856 | -0.16092 | -0.040796 | 9.5631e-05 | 6.0306e-05 | 0.24195 | 0.24196 | 0.24196 | 0.99098 | -0.17166 | 0.99033 | -0.18401 | 16.6178
18 | 0.0026079 | 0.00065346 | -0.0026078 | -0.00065359 | 7.6083e-08 | -1.2176e-07 | 0.0039159 | 0.003916 | 0.003916 | 0.99098 | -0.17166 | 0.99094 | -0.17227 | 1.0758
19 | 0.001968 | 0.00049297 | -0.0019679 | -0.0004931 | 3.9317e-08 | -1.2995e-07 | 0.0029529 | 0.002953 | 0.002953 | 0.99166 | -0.15851 | 0.99164 | -0.15893 | 0.81126
20 | 0.32399 | 0.082625 | -0.32366 | -0.082409 | 0.00033718 | 0.00021501 | 0.48649 | 0.48649 | 0.48649 | 0.99203 | -0.15124 | 0.9909 | -0.17282 | 33.4126
21 | 0.21197 | 0.053592 | -0.21192 | -0.05356 | 5.1764e-05 | 3.2856e-05 | 0.32066 | 0.32066 | 0.32066 | 0.98417 | -0.30265 | 0.98391 | -0.30774 | 22.0231
22 | -0.21197 | -0.053592 | 0.21213 | 0.053693 | 0.00015918 | 0.00010104 | 0.32066 | 0.32066 | 0.32066 | 0.98417 | -0.30265 | 0.98498 | -0.287 | 22.0231
23 | 0.16384 | 0.041451 | -0.16374 | -0.041389 | 9.8911e-05 | 6.2432e-05 | 0.24793 | 0.24793 | 0.24793 | 0.98391 | -0.30774 | 0.98326 | -0.32033 | 17.0281
24 | 0.048076 | 0.012108 | -0.048063 | -0.012101 | 1.2983e-05 | 6.9793e-06 | 0.072729 | 0.072729 | 0.072729 | 0.98391 | -0.30774 | 0.98362 | -0.31339 | 4.9951
25 | -0.21354 | -0.054048 | 0.21355 | 0.054053 | 7.648e-06 | 4.8548e-06 | 0.32279 | 0.32279 | 0.32279 | 0.98498 | -0.287 | 0.98502 | -0.28626 | 22.1699
26 | 0.011685 | 0.0029297 | -0.011681 | -0.0029278 | 3.5112e-06 | 1.8583e-06 | 0.017578 | 0.017578 | 0.017578 | 0.98919 | -0.2065 | 0.98887 | -0.21281 | 4.829
27 | 0.0080484 | 0.0020173 | -0.0080471 | -0.0020168 | 1.255e-06 | 5.1014e-07 | 0.012107 | 0.012107 | 0.012107 | 0.98919 | -0.2065 | 0.98903 | -0.20978 | 3.3261
28 | -0.21981 | -0.055657 | 0.21995 | 0.055747 | 0.00014045 | 8.9194e-05 | 0.3321 | 0.3321 | 0.3321 | 0.98549 | -0.27713 | 0.98617 | -0.26383 | 22.8091
29 | 0.21612 | 0.054732 | -0.21607 | -0.054705 | 4.3405e-05 | 2.7558e-05 | 0.32653 | 0.32653 | 0.32653 | 0.98549 | -0.27713 | 0.98527 | -0.28131 | 22.4263
30 | -0.22083 | -0.055966 | 0.2209 | 0.056013 | 7.378e-05 | 4.6858e-05 | 0.33342 | 0.33342 | 0.33342 | 0.98617 | -0.26383 | 0.98653 | -0.25688 | 22.8999
31 | 0.21451 | 0.054314 | -0.21446 | -0.054281 | 5.087e-05 | 3.2294e-05 | 0.32417 | 0.32417 | 0.32417 | 0.98527 | -0.28131 | 0.98502 | -0.28626 | 22.2644
32 | -0.2221 | -0.056314 | 0.22216 | 0.05635 | 5.5761e-05 | 3.5417e-05 | 0.33523 | 0.33523 | 0.33523 | 0.98653 | -0.25688 | 0.98681 | -0.25166 | 23.0244
33 | -0.22349 | -0.056685 | 0.22356 | 0.056725 | 6.3373e-05 | 4.0255e-05 | 0.33725 | 0.33725 | 0.33725 | 0.98681 | -0.25166 | 0.98711 | -0.24577 | 23.1628
34 | -0.22509 | -0.057109 | 0.2253 | 0.057242 | 0.00020909 | 0.00013283 | 0.33956 | 0.33956 | 0.33956 | 0.98711 | -0.24577 | 0.98811 | -0.22647 | 23.3216
35 | 0.32226 | 0.082058 | -0.32214 | -0.081984 | 0.00011715 | 7.47e-05 | 0.48438 | 0.48438 | 0.48438 | 0.9909 | -0.17282 | 0.99051 | -0.18036 | 33.2681
36 | 0.32138 | 0.081795 | -0.32085 | -0.081457 | 0.00053022 | 0.0003381 | 0.48325 | 0.48325 | 0.48325 | 0.99051 | -0.18036 | 0.98873 | -0.21464 | 33.1904
37 | 0.1623 | 0.041027 | -0.16212 | -0.04091 | 0.00018581 | 0.00011725 | 0.24574 | 0.24575 | 0.24575 | 0.98326 | -0.32033 | 0.98203 | -0.34423 | 16.8781
38 | 0.04645 | 0.011697 | -0.046447 | -0.011695 | 3.3113e-06 | 1.7563e-06 | 0.07029 | 0.07029 | 0.07029 | 0.98362 | -0.31339 | 0.98354 | -0.31488 | 4.8276
39 | 0.028459 | 0.0071552 | -0.028431 | -0.0071374 | 2.8514e-05 | 1.7732e-05 | 0.043131 | 0.043131 | 0.043131 | 0.98203 | -0.34423 | 0.98096 | -0.36523 | 11.8491
40 | 0.13366 | 0.033755 | -0.1336 | -0.03372 | 5.5798e-05 | 3.4978e-05 | 0.20261 | 0.20261 | 0.20261 | 0.98203 | -0.34423 | 0.98158 | -0.35295 | 13.9159
41 | 0.046167 | 0.011625 | -0.046158 | -0.01162 | 9.0138e-06 | 4.7691e-06 | 0.069867 | 0.069867 | 0.069867 | 0.98354 | -0.31488 | 0.98333 | -0.31896 | 4.7986
42 | 0.15786 | 0.040029 | -0.15782 | -0.040005 | 3.8e-05 | 2.395e-05 | 0.23736 | 0.23736 | 0.23736 | 0.99033 | -0.18401 | 0.99007 | -0.18902 | 16.3019
43 | 0.0011325 | 0.00028373 | -0.0011325 | -0.00028384 | 9.8245e-09 | -1.1074e-07 | 0.0016994 | 0.0016994 | 0.0016994 | 0.99164 | -0.15893 | 0.99163 | -0.15911 | 0.46688
44 | 0.094431 | 0.023884 | -0.094304 | -0.023803 | 0.00012624 | 8.0578e-05 | 0.14219 | 0.14219 | 0.14219 | 0.98873 | -0.21464 | 0.98728 | -0.24255 | 39.0643
45 | 0.22642 | 0.057573 | -0.22629 | -0.057491 | 0.00012891 | 8.1894e-05 | 0.34106 | 0.34106 | 0.34106 | 0.98873 | -0.21464 | 0.98811 | -0.22647 | 23.4243
46 | 0.015494 | 0.0038857 | -0.01549 | -0.003883 | 4.7708e-06 | 2.7551e-06 | 0.023354 | 0.023354 | 0.023354 | 0.98728 | -0.24255 | 0.98695 | -0.24901 | 6.4159
47 | 0.073012 | 0.018465 | -0.072882 | -0.018382 | 0.00013016 | 8.2937e-05 | 0.1101 | 0.1101 | 0.1101 | 0.98728 | -0.24255 | 0.98536 | -0.27978 | 30.2478
48 | 0.0057979 | 0.0014527 | -0.0057975 | -0.0014527 | 4.0801e-07 | 7.8929e-08 | 0.0087383 | 0.0087384 | 0.0087384 | 0.98728 | -0.24255 | 0.98721 | -0.24403 | 2.4007
49 | 0.012508 | 0.0031356 | -0.012507 | -0.0031352 | 8.2032e-07 | 4.464e-07 | 0.018858 | 0.018858 | 0.018858 | 0.98695 | -0.24901 | 0.98688 | -0.25039 | 5.1807
50 | 0.069834 | 0.017618 | -0.069787 | -0.017588 | 4.7062e-05 | 2.9976e-05 | 0.1055 | 0.1055 | 0.1055 | 0.98536 | -0.27978 | 0.98464 | -0.29387 | 28.9834
51 | 0.0042842 | 0.0010734 | -0.0042842 | -0.0010734 | 7.793e-09 | -1.3847e-09 | 0.0064574 | 0.0064574 | 0.0064574 | 0.98721 | -0.24403 | 0.98721 | -0.24406 | 1.774
52 | 0.00344 | 0.00086182 | -0.0034397 | -0.00086206 | 3.7255e-07 | -2.3397e-07 | 0.005185 | 0.0051852 | 0.0051852 | 0.98721 | -0.24406 | 0.98709 | -0.24634 | 1.4245
53 | 0.011373 | 0.0028509 | -0.01137 | -0.0028495 | 2.7467e-06 | 1.4397e-06 | 0.017148 | 0.017148 | 0.017148 | 0.98688 | -0.25039 | 0.98662 | -0.25546 | 4.711
54 | 0.069787 | 0.017588 | -0.069733 | -0.017553 | 5.4485e-05 | 3.4705e-05 | 0.1055 | 0.1055 | 0.1055 | 0.98464 | -0.29387 | 0.9838 | -0.3102 | 28.9834
55 | 0.14611 | 0.03707 | -0.14609 | -0.037058 | 1.8182e-05 | 1.143e-05 | 0.21975 | 0.21975 | 0.21975 | 0.99007 | -0.18902 | 0.98994 | -0.19161 | 15.093
56 | -0.002753 | -0.00068978 | 0.002753 | 0.00068974 | 3.7618e-08 | -4.759e-08 | 0.0041898 | 0.0041898 | 0.0041898 | 0.97771 | -0.42929 | 0.97772 | -0.429 | 1.151
57 | 0.00073246 | 0.00018339 | -0.00073245 | -0.00018357 | 6.7456e-09 | -1.7723e-07 | 0.0011147 | 0.0011148 | 0.0011148 | 0.97771 | -0.42929 | 0.9777 | -0.42948 | 0.30625
58 | -0.0044565 | -0.0011167 | 0.0044565 | 0.0011167 | 3.9338e-08 | -3.4244e-09 | 0.0067823 | 0.0067823 | 0.0067823 | 0.97772 | -0.429 | 0.97773 | -0.42881 | 1.8633
59 | -0.0052595 | -0.0013179 | 0.0052596 | 0.0013179 | 8.8185e-08 | 1.0405e-08 | 0.0080044 | 0.0080044 | 0.0080044 | 0.97773 | -0.42881 | 0.97775 | -0.42846 | 2.199
60 | -0.0072114 | -0.0018071 | 0.007212 | 0.0018073 | 5.9628e-07 | 2.1603e-07 | 0.010975 | 0.010975 | 0.010975 | 0.97775 | -0.42846 | 0.97784 | -0.42673 | 3.0151
61 | 0.014653 | 0.0036736 | -0.014651 | -0.0036725 | 1.9658e-06 | 1.1226e-06 | 0.022164 | 0.022164 | 0.022164 | 0.9838 | -0.3102 | 0.98365 | -0.31302 | 6.0889
62 | 0.05508 | 0.01388 | -0.055059 | -0.013867 | 2.025e-05 | 1.2861e-05 | 0.083336 | 0.083336 | 0.083336 | 0.9838 | -0.3102 | 0.9834 | -0.31789 | 22.8945
63 | -0.0090656 | -0.0022718 | 0.0090658 | 0.002272 | 2.2484e-07 | 1.0438e-07 | 0.013795 | 0.013795 | 0.013795 | 0.97784 | -0.42673 | 0.97787 | -0.4262 | 3.7899
64 | 0.012656 | 0.0031725 | -0.012655 | -0.003172 | 8.6007e-07 | 4.7103e-07 | 0.019146 | 0.019146 | 0.019146 | 0.98365 | -0.31302 | 0.98358 | -0.31444 | 5.2599
65 | 0.053063 | 0.013367 | -0.053031 | -0.013346 | 3.2086e-05 | 2.0367e-05 | 0.080316 | 0.080316 | 0.080316 | 0.9834 | -0.31789 | 0.98275 | -0.33054 | 22.0648
66 | -0.012039 | -0.0030172 | 0.01204 | 0.0030177 | 7.7736e-07 | 4.2001e-07 | 0.01832 | 0.01832 | 0.01832 | 0.97789 | -0.42565 | 0.97796 | -0.4243 | 5.0328
67 | 0.01011 | 0.0025338 | -0.01011 | -0.0025337 | 2.6529e-07 | 1.3229e-07 | 0.015385 | 0.015385 | 0.015385 | 0.97789 | -0.42565 | 0.97787 | -0.4262 | 4.2265
68 | -0.01325 | -0.0033209 | 0.013251 | 0.0033214 | 9.3493e-07 | 5.2138e-07 | 0.020161 | 0.020161 | 0.020161 | 0.97796 | -0.4243 | 0.97804 | -0.42282 | 5.5386
69 | -0.014456 | -0.0036235 | 0.014459 | 0.0036248 | 2.3251e-06 | 1.3272e-06 | 0.021994 | 0.021994 | 0.021994 | 0.97804 | -0.42282 | 0.97821 | -0.41944 | 6.0424
70 | -0.01569 | -0.0039335 | 0.015691 | 0.0039343 | 1.3445e-06 | 7.8144e-07 | 0.023868 | 0.023868 | 0.023868 | 0.97821 | -0.41944 | 0.9783 | -0.41764 | 6.557
71 | -0.017006 | -0.0042637 | 0.017007 | 0.0042646 | 1.5554e-06 | 9.176e-07 | 0.025867 | 0.025867 | 0.025867 | 0.9783 | -0.41764 | 0.9784 | -0.41572 | 7.1062
72 | -0.018185 | -0.0045598 | 0.018188 | 0.0045617 | 3.1736e-06 | 1.8921e-06 | 0.027658 | 0.027658 | 0.027658 | 0.9784 | -0.41572 | 0.97859 | -0.41206 | 7.5984
73 | -0.019856 | -0.0049797 | 0.019859 | 0.0049811 | 2.392e-06 | 1.4429e-06 | 0.030194 | 0.030194 | 0.030194 | 0.97859 | -0.41206 | 0.97872 | -0.40954 | 8.2951
74 | -0.021072 | -0.0052852 | 0.021074 | 0.0052867 | 2.4976e-06 | 1.5169e-06 | 0.032038 | 0.032038 | 0.032038 | 0.97872 | -0.40954 | 0.97884 | -0.40705 | 8.8018
75 | -0.022616 | -0.005673 | 0.022621 | 0.0056765 | 5.682e-06 | 3.4753e-06 | 0.034382 | 0.034382 | 0.034382 | 0.97884 | -0.40705 | 0.97911 | -0.40178 | 9.4455
76 | -0.023887 | -0.0059937 | 0.02389 | 0.0059955 | 3.0392e-06 | 1.8677e-06 | 0.036305 | 0.036305 | 0.036305 | 0.97911 | -0.40178 | 0.97925 | -0.39911 | 9.9739
77 | -0.025157 | -0.0063131 | 0.025161 | 0.0063152 | 3.3701e-06 | 2.0795e-06 | 0.038231 | 0.038231 | 0.038231 | 0.97925 | -0.39911 | 0.97939 | -0.3963 | 10.5029
78 | -0.026427 | -0.0066325 | 0.02643 | 0.0066348 | 3.7171e-06 | 2.3016e-06 | 0.040154 | 0.040154 | 0.040154 | 0.97939 | -0.3963 | 0.97954 | -0.39336 | 11.0313
79 | -0.027699 | -0.0069527 | 0.027703 | 0.0069552 | 4.0831e-06 | 2.5358e-06 | 0.042081 | 0.042081 | 0.042081 | 0.97954 | -0.39336 | 0.9797 | -0.39026 | 11.5606
80 | -0.028969 | -0.0072727 | 0.028978 | 0.0072781 | 8.7556e-06 | 5.4517e-06 | 0.044005 | 0.044005 | 0.044005 | 0.9797 | -0.39026 | 0.98002 | -0.38393 | 12.0892
81 | 0.038723 | 0.009736 | -0.038707 | -0.009726 | 1.5916e-05 | 1.0031e-05 | 0.058731 | 0.058731 | 0.058731 | 0.98127 | -0.35953 | 0.98083 | -0.36814 | 16.135
82 | -0.040789 | -0.010254 | 0.040798 | 0.010259 | 8.7988e-06 | 5.5537e-06 | 0.061864 | 0.061864 | 0.061864 | 0.98127 | -0.35953 | 0.9815 | -0.35501 | 16.9957
83 | 0.036647 | 0.0092098 | -0.03664 | -0.0092053 | 7.2421e-06 | 4.5561e-06 | 0.055607 | 0.055607 | 0.055607 | 0.98083 | -0.36814 | 0.98062 | -0.37228 | 15.2767
84 | -0.042863 | -0.010777 | 0.042873 | 0.010783 | 9.7179e-06 | 6.1419e-06 | 0.064996 | 0.064996 | 0.064996 | 0.9815 | -0.35501 | 0.98174 | -0.35027 | 17.856
85 | 0.034582 | 0.0086894 | -0.034575 | -0.0086853 | 6.4513e-06 | 4.0501e-06 | 0.052484 | 0.052484 | 0.052484 | 0.98062 | -0.37228 | 0.98042 | -0.37619 | 14.4186
86 | -0.044941 | -0.011302 | 0.044952 | 0.011308 | 1.0678e-05 | 6.7563e-06 | 0.068131 | 0.068131 | 0.068131 | 0.98174 | -0.35027 | 0.982 | -0.34529 | 18.7173
87 | 0.032516 | 0.0081691 | -0.03251 | -0.0081655 | 5.7057e-06 | 3.5729e-06 | 0.049357 | 0.049357 | 0.049357 | 0.98042 | -0.37619 | 0.98023 | -0.37987 | 13.5597
88 | -0.047018 | -0.011826 | 0.047029 | 0.011833 | 1.1675e-05 | 7.3941e-06 | 0.071261 | 0.071261 | 0.071261 | 0.982 | -0.34529 | 0.98226 | -0.3401 | 19.5771
89 | 0.03119 | 0.0078347 | -0.031185 | -0.0078314 | 5.2518e-06 | 3.2825e-06 | 0.047354 | 0.047354 | 0.047354 | 0.98023 | -0.37987 | 0.98005 | -0.3834 | 13.0092
90 | -0.049095 | -0.012351 | 0.049118 | 0.012365 | 2.2427e-05 | 1.4216e-05 | 0.07439 | 0.07439 | 0.07439 | 0.98226 | -0.3401 | 0.98275 | -0.33054 | 20.4369
91 | 0.010659 | 0.0026717 | -0.010658 | -0.0026714 | 6.1024e-07 | 3.1114e-07 | 0.016126 | 0.016126 | 0.016126 | 0.98358 | -0.31444 | 0.98352 | -0.31565 | 4.4302
92 | 0.0086608 | 0.0021707 | -0.0086601 | -0.0021704 | 7.9091e-07 | 3.5032e-07 | 0.013103 | 0.013104 | 0.013104 | 0.98352 | -0.31565 | 0.98342 | -0.31756 | 3.5999
93 | 0.029864 | 0.0075004 | -0.029863 | -0.0074999 | 7.6124e-07 | 4.7475e-07 | 0.045348 | 0.045348 | 0.045348 | 0.98005 | -0.3834 | 0.98002 | -0.38393 | 12.4583
94 | 0.1447 | 0.03671 | -0.14465 | -0.03668 | 4.7297e-05 | 2.9723e-05 | 0.21766 | 0.21766 | 0.21766 | 0.98994 | -0.19161 | 0.98958 | -0.19841 | 14.9495
95 | 0.0022953 | 0.00057494 | -0.0022953 | -0.00057511 | 8.1999e-08 | -1.7342e-07 | 0.0034886 | 0.0034887 | 0.0034887 | 0.979 | -0.40354 | 0.97896 | -0.40429 | 0.95844
96 | -0.0038046 | -0.0009532 | 0.0038048 | 0.00095316 | 1.2494e-07 | -4.5328e-08 | 0.0057827 | 0.0057826 | 0.0057827 | 0.979 | -0.40354 | 0.97904 | -0.40285 | 1.5886
97 | 0.0011999 | 0.00030059 | -0.0011999 | -0.00030072 | 1.382e-08 | -1.3046e-07 | 0.0018238 | 0.0018239 | 0.0018239 | 0.97896 | -0.40429 | 0.97895 | -0.40453 | 0.50106
98 | -0.0063303 | -0.0015859 | 0.0063308 | 0.0015861 | 5.2344e-07 | 1.4535e-07 | 0.009621 | 0.0096209 | 0.009621 | 0.97904 | -0.40285 | 0.97913 | -0.40112 | 2.6431
99 | 0.0025255 | 0.00063278 | -0.0025255 | -0.00063286 | 4.8293e-08 | -7.9007e-08 | 0.0038384 | 0.0038384 | 0.0038384 | 0.97904 | -0.40285 | 0.97902 | -0.40325 | 1.0545
100 | -0.0074529 | -0.0018673 | 0.0074532 | 0.0018674 | 3.655e-07 | 1.3835e-07 | 0.011326 | 0.011326 | 0.011326 | 0.97913 | -0.40112 | 0.97918 | -0.40009 | 3.1116
101 | 0.0012626 | 0.00031636 | -0.0012626 | -0.00031644 | 9.3779e-09 | -7.9385e-08 | 0.001919 | 0.0019191 | 0.0019191 | 0.97902 | -0.40325 | 0.97901 | -0.40341 | 0.52722
102 | -0.0085766 | -0.002149 | 0.008577 | 0.0021492 | 4.9446e-07 | 2.1881e-07 | 0.013033 | 0.013033 | 0.013033 | 0.97918 | -0.40009 | 0.97924 | -0.39888 | 3.5806
103 | 0.00046292 | 0.00011584 | -0.00046292 | -0.00011602 | 2.6354e-09 | -1.7799e-07 | 0.0007024 | 0.00070247 | 0.00070247 | 0.98059 | -0.37244 | 0.98059 | -0.37256 | 0.19299
104 | 0.0016713 | 0.00041768 | -0.0016711 | -0.00041881 | 2.4496e-07 | -1.1244e-06 | 0.0025357 | 0.0025362 | 0.0025362 | 0.98059 | -0.37244 | 0.98044 | -0.37552 | 0.69676
105 | -0.0024279 | -0.00060712 | 0.0024291 | 0.00060489 | 1.213e-06 | -2.2333e-06 | 0.0036838 | 0.0036827 | 0.0036838 | 0.98059 | -0.37244 | 0.98113 | -0.36192 | 1.012
106 | -0.029341 | -0.0073907 | 0.029355 | 0.0073958 | 1.3868e-05 | 5.1021e-06 | 0.044513 | 0.044512 | 0.044513 | 0.98113 | -0.36192 | 0.98164 | -0.35204 | 3.0572
107 | 0.026912 | 0.0067858 | -0.026848 | -0.0067503 | 6.3485e-05 | 3.5514e-05 | 0.04083 | 0.040832 | 0.040832 | 0.98113 | -0.36192 | 0.9786 | -0.41132 | 5.6088
108 | -0.030614 | -0.0077113 | 0.030616 | 0.0077122 | 2.1635e-06 | 8.4303e-07 | 0.04642 | 0.04642 | 0.04642 | 0.98164 | -0.35204 | 0.98171 | -0.35056 | 3.1882
109 | 0.026187 | 0.0065846 | -0.026179 | -0.0065797 | 7.9351e-06 | 4.9109e-06 | 0.039827 | 0.039827 | 0.039827 | 0.9786 | -0.41132 | 0.97828 | -0.41766 | 10.9415
110 | 0.0044714 | 0.00112 | -0.0044712 | -0.00112 | 1.8787e-07 | -1.1898e-08 | 0.00685 | 0.0068501 | 0.0068501 | 0.97128 | -0.55545 | 0.97123 | -0.55633 | 1.8819
111 | -0.0050434 | -0.0012633 | 0.0050442 | 0.0012634 | 7.918e-07 | 6.8902e-08 | 0.0077263 | 0.0077261 | 0.0077263 | 0.97128 | -0.55545 | 0.97145 | -0.55215 | 2.1226
112 | 0.0028004 | 0.00070124 | -0.0028004 | -0.00070133 | 7.8786e-08 | -9.0825e-08 | 0.0042903 | 0.0042904 | 0.0042904 | 0.97123 | -0.55633 | 0.9712 | -0.55692 | 1.1787
113 | 0.0028082 | 0.00070343 | -0.002808 | -0.00070356 | 1.1484e-07 | -1.3142e-07 | 0.0043013 | 0.0043014 | 0.0043014 | 0.97145 | -0.55215 | 0.9714 | -0.55301 | 1.1817
114 | -0.0078523 | -0.0019668 | 0.0078561 | 0.0019683 | 3.7499e-06 | 1.5436e-06 | 0.012027 | 0.012027 | 0.012027 | 0.97145 | -0.55215 | 0.97195 | -0.54213 | 3.3042
115 | 0.0024179 | 0.00060548 | -0.0024179 | -0.00060555 | 3.4912e-08 | -6.1606e-08 | 0.0037044 | 0.0037045 | 0.0037045 | 0.9712 | -0.55692 | 0.97119 | -0.55723 | 1.0177
116 | 0.0020355 | 0.0005097 | -0.0020354 | -0.00050993 | 8.1658e-08 | -2.2478e-07 | 0.0031185 | 0.0031186 | 0.0031186 | 0.97119 | -0.55723 | 0.97115 | -0.55807 | 0.85677
117 | 0.0020354 | 0.00050993 | -0.0020353 | -0.0005101 | 6.4677e-08 | -1.7801e-07 | 0.0031186 | 0.0031187 | 0.0031187 | 0.97115 | -0.55807 | 0.97111 | -0.55874 | 0.85679
118 | 0.0038638 | 0.00096822 | -0.0038637 | -0.00096825 | 1.0046e-07 | -3.3469e-08 | 0.0058712 | 0.0058712 | 0.0058712 | 0.97924 | -0.39888 | 0.97921 | -0.39942 | 1.613
119 | -0.012441 | -0.0031174 | 0.012444 | 0.0031193 | 3.4578e-06 | 1.8883e-06 | 0.018904 | 0.018904 | 0.018904 | 0.97924 | -0.39888 | 0.97954 | -0.39304 | 5.1935
120 | -0.0083175 | -0.0020834 | 0.0083179 | 0.0020836 | 4.2195e-07 | 1.8137e-07 | 0.012637 | 0.012636 | 0.012637 | 0.9794 | -0.39576 | 0.97945 | -0.3947 | 3.4716
121 | 0.0070166 | 0.0017574 | -0.0070163 | -0.0017573 | 3.3326e-07 | 1.1488e-07 | 0.01066 | 0.01066 | 0.01066 | 0.9794 | -0.39576 | 0.97935 | -0.39676 | 2.9286
122 | -0.0096196 | -0.0024098 | 0.0096204 | 0.0024102 | 7.59e-07 | 3.6647e-07 | 0.014614 | 0.014614 | 0.014614 | 0.97945 | -0.3947 | 0.97954 | -0.39304 | 4.0148
123 | 0.0044913 | 0.0011247 | -0.004491 | -0.0011247 | 3.1425e-07 | -2.5319e-08 | 0.0068237 | 0.0068238 | 0.0068238 | 0.97935 | -0.39676 | 0.97927 | -0.39823 | 1.8747
124 | 0.002525 | 0.00063258 | -0.0025249 | -0.00063273 | 8.8732e-08 | -1.4549e-07 | 0.0038364 | 0.0038365 | 0.0038365 | 0.97935 | -0.39676 | 0.97931 | -0.3975 | 1.054
125 | 0.0021739 | 0.00054468 | -0.0021739 | -0.00054473 | 2.2875e-08 | -5.577e-08 | 0.0033023 | 0.0033023 | 0.0033023 | 0.97954 | -0.39304 | 0.97953 | -0.39326 | 0.90723
126 | -0.024239 | -0.0060742 | 0.024254 | 0.0060838 | 1.562e-05 | 9.6095e-06 | 0.036821 | 0.03682 | 0.036821 | 0.97954 | -0.39304 | 0.98023 | -0.37952 | 10.1156
127 | 0.0037472 | 0.00093852 | -0.0037471 | -0.00093855 | 9.3703e-08 | -3.7002e-08 | 0.0056936 | 0.0056937 | 0.0056937 | 0.97927 | -0.39823 | 0.97925 | -0.39876 | 1.5642
128 | 0.0007438 | 0.00018622 | -0.00074379 | -0.00018632 | 3.8434e-09 | -9.8493e-08 | 0.0011301 | 0.0011302 | 0.0011302 | 0.97927 | -0.39823 | 0.97927 | -0.39834 | 0.31049
129 | 0.0012628 | 0.00031642 | -0.0012628 | -0.0003165 | 9.3765e-09 | -7.9445e-08 | 0.0019188 | 0.0019188 | 0.0019188 | 0.97931 | -0.3975 | 0.9793 | -0.39765 | 0.52715
130 | 0.0010346 | 0.00025921 | -0.0010346 | -0.0002593 | 6.625e-09 | -8.5785e-08 | 0.0015717 | 0.0015717 | 0.0015717 | 0.97953 | -0.39326 | 0.97952 | -0.3934 | 0.43179
131 | -0.026728 | -0.0067036 | 0.026732 | 0.0067059 | 3.6912e-06 | 2.287e-06 | 0.040576 | 0.040576 | 0.040576 | 0.98023 | -0.37952 | 0.98037 | -0.37663 | 11.1472
132 | 0.0024739 | 0.00061982 | -0.0024739 | -0.00061992 | 5.5245e-08 | -9.6316e-08 | 0.0037554 | 0.0037555 | 0.0037555 | 0.98023 | -0.37952 | 0.9802 | -0.37999 | 1.0317
133 | 0.0024835 | 0.00062205 | -0.0024835 | -0.00062212 | 4.1126e-08 | -7.056e-08 | 0.0037737 | 0.0037737 | 0.0037737 | 0.97925 | -0.39876 | 0.97923 | -0.3991 | 1.0367
134 | 0.0012636 | 0.00031651 | -0.0012635 | -0.00031667 | 1.9757e-08 | -1.6714e-07 | 0.00192 | 0.00192 | 0.00192 | 0.97925 | -0.39876 | 0.97923 | -0.39908 | 0.52749
135 | 0.0003717 | 9.3063e-05 | -0.0003717 | -9.3157e-05 | 8.9919e-10 | -9.3996e-08 | 0.00056477 | 0.00056481 | 0.00056481 | 0.97927 | -0.39834 | 0.97926 | -0.39839 | 0.15517
136 | 0.0026833 | 0.00067243 | -0.0026833 | -0.00067246 | 2.6992e-08 | -3.7182e-08 | 0.0040776 | 0.0040776 | 0.0040776 | 0.97921 | -0.39942 | 0.9792 | -0.39963 | 1.1202
137 | -0.028415 | -0.0071278 | 0.028431 | 0.0071374 | 1.544e-05 | 9.6023e-06 | 0.043131 | 0.043131 | 0.043131 | 0.98037 | -0.37663 | 0.98096 | -0.36523 | 11.8492
138 | 0.0012365 | 0.00030981 | -0.0012365 | -0.00030989 | 9.6206e-09 | -8.5622e-08 | 0.0018771 | 0.0018771 | 0.0018771 | 0.9802 | -0.37999 | 0.98019 | -0.38016 | 0.51569
139 | 0.0020671 | 0.00051776 | -0.002067 | -0.00051786 | 3.8032e-08 | -1.0498e-07 | 0.003141 | 0.003141 | 0.003141 | 0.97923 | -0.3991 | 0.97921 | -0.39949 | 0.86291
140 | 0.002067 | 0.00051786 | -0.002067 | -0.00051795 | 3.326e-08 | -9.1797e-08 | 0.003141 | 0.003141 | 0.003141 | 0.97921 | -0.39949 | 0.97919 | -0.39983 | 0.86293
141 | 0.0011749 | 0.00029443 | -0.0011749 | -0.00029447 | 3.1663e-09 | -3.1292e-08 | 0.0017854 | 0.0017855 | 0.0017855 | 0.9792 | -0.39963 | 0.9792 | -0.39969 | 0.49051
142 | 0.00038362 | 9.606e-05 | -0.00038362 | -9.6144e-05 | 8.5302e-10 | -8.3654e-08 | 0.00058293 | 0.00058296 | 0.00058296 | 0.97919 | -0.39983 | 0.97919 | -0.39987 | 0.16015
143 | -0.030941 | -0.0077936 | 0.030948 | 0.0077965 | 7.2202e-06 | 2.8506e-06 | 0.046912 | 0.046912 | 0.046912 | 0.98171 | -0.35056 | 0.98196 | -0.34568 | 3.222
144 | 0.012956 | 0.0032624 | -0.012954 | -0.0032614 | 1.8322e-06 | 1.0148e-06 | 0.019715 | 0.019715 | 0.019715 | 0.97813 | -0.42052 | 0.97798 | -0.42347 | 5.4163
145 | -0.025666 | -0.0064498 | 0.02567 | 0.006452 | 3.494e-06 | 2.1595e-06 | 0.039051 | 0.039051 | 0.039051 | 0.97813 | -0.42052 | 0.97828 | -0.41766 | 10.7284
146 | 0.01271 | 0.0031874 | -0.012704 | -0.0031838 | 6.4894e-06 | 3.5726e-06 | 0.019336 | 0.019337 | 0.019337 | 0.97813 | -0.42052 | 0.97759 | -0.43123 | 5.3122
147 | 0.012355 | 0.0031113 | -0.012352 | -0.0031098 | 2.7562e-06 | 1.5032e-06 | 0.018804 | 0.018804 | 0.018804 | 0.97798 | -0.42347 | 0.97774 | -0.42814 | 5.1659
148 | 0.010791 | 0.0027184 | -0.010788 | -0.0027171 | 2.6129e-06 | 1.3485e-06 | 0.016428 | 0.016428 | 0.016428 | 0.97774 | -0.42814 | 0.97748 | -0.4332 | 4.5131
149 | 0.010445 | 0.002631 | -0.010441 | -0.0026293 | 3.4544e-06 | 1.7545e-06 | 0.015905 | 0.015905 | 0.015905 | 0.97748 | -0.4332 | 0.97713 | -0.44012 | 4.3695
150 | 0.010441 | 0.0026293 | -0.010395 | -0.0026058 | 4.605e-05 | 2.3422e-05 | 0.015905 | 0.015907 | 0.015907 | 0.97713 | -0.44012 | 0.97243 | -0.53273 | 4.3701
151 | 0.0098345 | 0.0024653 | -0.0098301 | -0.0024631 | 4.4022e-06 | 2.1747e-06 | 0.015049 | 0.015049 | 0.015049 | 0.97243 | -0.53273 | 0.97195 | -0.54213 | 4.1344
152 | -0.031454 | -0.0079232 | 0.031454 | 0.0079233 | 1.2836e-07 | 5.1673e-08 | 0.047678 | 0.047678 | 0.047678 | 0.98196 | -0.34568 | 0.98197 | -0.3456 | 3.2746
153 | 0.038311 | 0.0096467 | -0.038288 | -0.009636 | 2.2455e-05 | 1.0769e-05 | 0.058028 | 0.058029 | 0.058029 | 0.98269 | -0.33152 | 0.98206 | -0.34379 | 3.9855
154 | -0.040192 | -0.010118 | 0.040196 | 0.01012 | 3.641e-06 | 1.7991e-06 | 0.060876 | 0.060876 | 0.060876 | 0.98269 | -0.33152 | 0.98278 | -0.32963 | 4.1811
155 | 0.00043384 | 0.00010867 | -0.00043384 | -0.00010873 | 7.5861e-10 | -5.8749e-08 | 0.00065733 | 0.00065735 | 0.00065735 | 0.98206 | -0.34379 | 0.98206 | -0.34382 | 0.18059
156 | 0.036923 | 0.0092939 | -0.03692 | -0.0092924 | 3.189e-06 | 1.4913e-06 | 0.055961 | 0.055961 | 0.055961 | 0.98206 | -0.34379 | 0.98197 | -0.3456 | 3.8435
157 | -0.040594 | -0.01022 | 0.040594 | 0.01022 | 3.0788e-07 | 1.53e-07 | 0.061479 | 0.061479 | 0.061479 | 0.98278 | -0.32963 | 0.98279 | -0.32947 | 4.2225
158 | -0.0012239 | -0.00030673 | 0.0012239 | 0.00030646 | 3.0177e-08 | -2.6908e-07 | 0.0018667 | 0.0018666 | 0.0018667 | 0.9756 | -0.47079 | 0.97563 | -0.47027 | 0.51283
159 | -0.0024639 | -0.00061724 | 0.002464 | 0.00061701 | 1.3136e-07 | -2.2572e-07 | 0.0037578 | 0.0037577 | 0.0037578 | 0.97563 | -0.47027 | 0.97568 | -0.46915 | 1.0324
160 | -0.0034739 | -0.0008701 | 0.0034741 | 0.00086995 | 2.7672e-07 | -1.5129e-07 | 0.0052978 | 0.0052977 | 0.0052978 | 0.97568 | -0.46915 | 0.97577 | -0.46748 | 1.4554
161 | -0.0034741 | -0.00086995 | 0.0034742 | 0.00086991 | 6.361e-08 | -3.4788e-08 | 0.0052977 | 0.0052977 | 0.0052977 | 0.97577 | -0.46748 | 0.97579 | -0.46709 | 1.4554
162 | 0.010547 | 0.002644 | -0.010544 | -0.0026425 | 3.0465e-06 | 1.5576e-06 | 0.016083 | 0.016084 | 0.016084 | 0.97579 | -0.46709 | 0.97548 | -0.47316 | 4.4186
163 | -0.014021 | -0.0035139 | 0.014021 | 0.0035142 | 3.9085e-07 | 2.2166e-07 | 0.021381 | 0.021381 | 0.021381 | 0.97579 | -0.46709 | 0.97582 | -0.46651 | 5.8739
164 | 0.0064114 | 0.0016068 | -0.0064106 | -0.0016066 | 7.6802e-07 | 2.2426e-07 | 0.00978 | 0.0097801 | 0.0097801 | 0.97548 | -0.47316 | 0.97535 | -0.47567 | 2.6868
165 | -0.015963 | -0.0040008 | 0.015966 | 0.0040023 | 2.5804e-06 | 1.5063e-06 | 0.024342 | 0.024342 | 0.024342 | 0.97582 | -0.46651 | 0.97599 | -0.46312 | 6.6874
166 | -0.0013994 | -0.00035072 | 0.0013995 | 0.0003503 | 6.2305e-08 | -4.1777e-07 | 0.0021318 | 0.0021317 | 0.0021318 | 0.97677 | -0.44779 | 0.97682 | -0.44686 | 0.58567
167 | 0.020544 | 0.0051547 | -0.020537 | -0.0051505 | 7.0735e-06 | 4.2861e-06 | 0.031297 | 0.031297 | 0.031297 | 0.97682 | -0.44686 | 0.97645 | -0.45408 | 8.5982
168 | -0.021943 | -0.005505 | 0.021952 | 0.0055103 | 8.6721e-06 | 5.291e-06 | 0.033429 | 0.033429 | 0.033429 | 0.97682 | -0.44686 | 0.97724 | -0.43857 | 9.1838
169 | 0.017139 | 0.0042988 | -0.017131 | -0.0042945 | 7.3779e-06 | 4.3613e-06 | 0.026119 | 0.026119 | 0.026119 | 0.97645 | -0.45408 | 0.97599 | -0.46312 | 7.1756
170 | -0.028084 | -0.0070471 | 0.028108 | 0.007062 | 2.4085e-05 | 1.4974e-05 | 0.042765 | 0.042765 | 0.042765 | 0.97724 | -0.43857 | 0.97815 | -0.4206 | 11.7487
171 | -0.028108 | -0.007062 | 0.028144 | 0.0070844 | 3.5886e-05 | 2.2309e-05 | 0.042765 | 0.042765 | 0.042765 | 0.97815 | -0.4206 | 0.97952 | -0.39389 | 11.7487
172 | -0.033616 | -0.0084558 | 0.03365 | 0.0084772 | 3.3992e-05 | 2.1317e-05 | 0.051078 | 0.051078 | 0.051078 | 0.97952 | -0.39389 | 0.9806 | -0.37275 | 14.0325
173 | 0.0019905 | 0.0004988 | -0.0019905 | -0.00049887 | 2.1303e-08 | -6.3247e-08 | 0.0030367 | 0.0030368 | 0.0030368 | 0.97535 | -0.47567 | 0.97534 | -0.4759 | 0.83428
174 | -0.0047395 | -0.0011878 | 0.0047395 | 0.0011878 | 1.1014e-09 | -7.2084e-12 | 0.007198 | 0.007198 | 0.007198 | 0.97978 | -0.38877 | 0.97978 | -0.38876 | 1.9775
175 | 0.0025445 | 0.00063769 | -0.0025445 | -0.00063772 | 1.5314e-08 | -2.4637e-08 | 0.0038644 | 0.0038645 | 0.0038645 | 0.97978 | -0.38877 | 0.97977 | -0.38889 | 1.0617
176 | -0.0060803 | -0.0015238 | 0.006081 | 0.001524 | 6.498e-07 | 1.5992e-07 | 0.0092343 | 0.0092342 | 0.0092343 | 0.97978 | -0.38876 | 0.9799 | -0.38652 | 2.5369
177 | -0.016216 | -0.0040643 | 0.016218 | 0.0040654 | 1.7776e-06 | 1.0392e-06 | 0.024625 | 0.024625 | 0.024625 | 0.9799 | -0.38652 | 0.98001 | -0.38422 | 6.7652
178 | 0.010135 | 0.0025403 | -0.010135 | -0.00254 | 6.0925e-07 | 3.0353e-07 | 0.015391 | 0.015391 | 0.015391 | 0.9799 | -0.38652 | 0.97983 | -0.38778 | 4.2283
179 | -0.017574 | -0.0044053 | 0.017575 | 0.0044058 | 8.7462e-07 | 5.1848e-07 | 0.026685 | 0.026685 | 0.026685 | 0.98001 | -0.38422 | 0.98007 | -0.38317 | 7.331
180 | 0.008568 | 0.0021473 | -0.0085675 | -0.0021471 | 4.8588e-07 | 2.1458e-07 | 0.013012 | 0.013012 | 0.013012 | 0.97983 | -0.38778 | 0.97977 | -0.38897 | 3.5747
181 | -0.023734 | -0.0059495 | 0.023743 | 0.0059546 | 8.3877e-06 | 5.151e-06 | 0.036036 | 0.036036 | 0.036036 | 0.98007 | -0.38317 | 0.98044 | -0.37576 | 9.9
182 | 0.006445 | 0.0016152 | -0.0064446 | -0.0016151 | 4.6983e-07 | 1.3602e-07 | 0.0097883 | 0.0097884 | 0.0097884 | 0.97977 | -0.38897 | 0.97969 | -0.3905 | 2.6891
183 | 0.0043211 | 0.0010829 | -0.0043209 | -0.0010829 | 2.4078e-07 | -3.3582e-08 | 0.0065632 | 0.0065632 | 0.0065632 | 0.97969 | -0.3905 | 0.97963 | -0.39167 | 1.8031
184 | -0.026396 | -0.0066195 | 0.026404 | 0.0066245 | 8.1344e-06 | 5.0355e-06 | 0.040062 | 0.040062 | 0.040062 | 0.98044 | -0.37576 | 0.98077 | -0.36929 | 11.0061
185 | -0.060059 | -0.015105 | 0.060123 | 0.015145 | 6.3057e-05 | 4.0101e-05 | 0.09114 | 0.09114 | 0.09114 | 0.98077 | -0.36929 | 0.9819 | -0.34734 | 25.0385
186 | 0.033655 | 0.0084806 | -0.03365 | -0.0084772 | 5.5571e-06 | 3.4849e-06 | 0.051078 | 0.051078 | 0.051078 | 0.98077 | -0.36929 | 0.9806 | -0.37275 | 14.0324
187 | -0.061895 | -0.01559 | 0.061971 | 0.015638 | 7.5922e-05 | 4.8299e-05 | 0.093827 | 0.093827 | 0.093827 | 0.9819 | -0.34734 | 0.98321 | -0.32172 | 25.7766
188 | -0.065182 | -0.016443 | 0.065238 | 0.016478 | 5.5614e-05 | 3.54e-05 | 0.098686 | 0.098686 | 0.098686 | 0.98321 | -0.32172 | 0.98413 | -0.30392 | 27.1115
189 | -0.067706 | -0.017097 | 0.067776 | 0.017141 | 7.0041e-05 | 4.46e-05 | 0.10242 | 0.10242 | 0.10242 | 0.98413 | -0.30392 | 0.98524 | -0.28235 | 28.1367
190 | 0.02119 | 0.005315 | -0.021177 | -0.0053076 | 1.2217e-05 | 7.4192e-06 | 0.032109 | 0.032109 | 0.032109 | 0.98204 | -0.34489 | 0.98142 | -0.357 | 8.8211
191 | -0.02119 | -0.005315 | 0.021194 | 0.0053177 | 4.3732e-06 | 2.6557e-06 | 0.032109 | 0.032109 | 0.032109 | 0.98204 | -0.34489 | 0.98226 | -0.34057 | 8.8211
192 | 0.0083259 | 0.0020867 | -0.0083256 | -0.0020866 | 3.3906e-07 | 1.4531e-07 | 0.012624 | 0.012624 | 0.012624 | 0.98142 | -0.357 | 0.98137 | -0.35785 | 3.468
193 | -0.029558 | -0.0074139 | 0.029575 | 0.0074248 | 1.7452e-05 | 1.0875e-05 | 0.044779 | 0.044779 | 0.044779 | 0.98226 | -0.34057 | 0.98289 | -0.32819 | 12.302
194 | 0.14313 | 0.036299 | -0.14311 | -0.036283 | 2.5017e-05 | 1.5716e-05 | 0.21538 | 0.21538 | 0.21538 | 0.98958 | -0.19841 | 0.9894 | -0.20205 | 14.7923
195 | 0.14144 | 0.035865 | -0.1414 | -0.03584 | 3.893e-05 | 2.4798e-05 | 0.21287 | 0.21287 | 0.21287 | 0.9894 | -0.20205 | 0.9891 | -0.20778 | 29.2397
196 | 0.13954 | 0.035374 | -0.13947 | -0.035332 | 6.6038e-05 | 4.2213e-05 | 0.21007 | 0.21007 | 0.21007 | 0.9891 | -0.20778 | 0.98859 | -0.21763 | 57.7116
197 | 0.13762 | 0.034866 | -0.13761 | -0.034863 | 5.4081e-06 | 3.4569e-06 | 0.20727 | 0.20727 | 0.20727 | 0.98859 | -0.21763 | 0.98854 | -0.21845 | 56.9432
198 | 0.13602 | 0.034464 | -0.13593 | -0.03441 | 8.3896e-05 | 5.3625e-05 | 0.20488 | 0.20488 | 0.20488 | 0.98854 | -0.21845 | 0.98788 | -0.23129 | 56.2848
199 | 0.13408 | 0.033944 | -0.13392 | -0.033844 | 0.00015772 | 0.00010081 | 0.20208 | 0.20208 | 0.20208 | 0.98788 | -0.23129 | 0.98661 | -0.25583 | 55.5159
200 | 0.063117 | 0.015879 | -0.063053 | -0.015839 | 6.3568e-05 | 4.0446e-05 | 0.095348 | 0.095348 | 0.095348 | 0.98524 | -0.28235 | 0.98416 | -0.30345 | 26.1944
201 | -0.13089 | -0.033021 | 0.13106 | 0.033127 | 0.00016646 | 0.00010639 | 0.19776 | 0.19776 | 0.19776 | 0.98524 | -0.28235 | 0.98661 | -0.25583 | 54.331
202 | 0.045386 | 0.011409 | -0.045333 | -0.011375 | 5.3531e-05 | 3.3876e-05 | 0.068635 | 0.068635 | 0.068635 | 0.98416 | -0.30345 | 0.98289 | -0.32819 | 18.8558
203 | 0.017667 | 0.00443 | -0.01766 | -0.0044261 | 6.5289e-06 | 3.8686e-06 | 0.026713 | 0.026713 | 0.026713 | 0.98416 | -0.30345 | 0.98376 | -0.31121 | 7.3387
204 | 0.015758 | 0.0039504 | -0.015755 | -0.0039486 | 2.9896e-06 | 1.7359e-06 | 0.023856 | 0.023856 | 0.023856 | 0.98289 | -0.32819 | 0.98269 | -0.33217 | 6.5539
205 | 0.007788 | 0.0019521 | -0.0077868 | -0.0019515 | 1.2732e-06 | 5.0562e-07 | 0.011793 | 0.011793 | 0.011793 | 0.98269 | -0.33217 | 0.98251 | -0.3356 | 3.2399
206 | 0.0091334 | 0.0022889 | -0.0091328 | -0.0022887 | 5.318e-07 | 2.4491e-07 | 0.013775 | 0.013775 | 0.013775 | 0.98662 | -0.25546 | 0.98656 | -0.25668 | 3.7843
207 | 0.0067608 | 0.0016942 | -0.0067607 | -0.0016942 | 1.4758e-07 | 4.6125e-08 | 0.010197 | 0.010197 | 0.010197 | 0.98656 | -0.25668 | 0.98653 | -0.25714 | 2.8014
208 | 0.0045187 | 0.0011323 | -0.0045186 | -0.0011323 | 1.6349e-07 | -1.5195e-08 | 0.0068156 | 0.0068157 | 0.0068157 | 0.98653 | -0.25714 | 0.9865 | -0.2579 | 1.8724
209 | 0.0021343 | 0.00053476 | -0.0021343 | -0.00053489 | 5.0436e-08 | -1.334e-07 | 0.0032193 | 0.0032194 | 0.0032194 | 0.9865 | -0.2579 | 0.98647 | -0.25839 | 0.88445
210 | 0.0011485 | 0.00028783 | -0.0011485 | -0.00028785 | 1.1952e-09 | -1.2792e-08 | 0.0017325 | 0.0017325 | 0.0017325 | 0.98647 | -0.25839 | 0.98647 | -0.25842 | 0.47595
211 | -0.0039394 | -0.0009873 | 0.0039398 | 0.00098717 | 4.3293e-07 | -1.2768e-07 | 0.0059883 | 0.0059882 | 0.0059883 | 0.97887 | -0.40582 | 0.97899 | -0.40352 | 1.6452
212 | 0.0020564 | 0.00051516 | -0.0020563 | -0.00051535 | 7.0334e-08 | -1.9639e-07 | 0.0031255 | 0.0031256 | 0.0031256 | 0.97899 | -0.40352 | 0.97895 | -0.40423 | 0.85867
213 | -0.0059962 | -0.0015023 | 0.0059967 | 0.0015025 | 5.269e-07 | 1.2449e-07 | 0.0091137 | 0.0091136 | 0.0091137 | 0.97899 | -0.40352 | 0.97908 | -0.40167 | 2.5038
214 | -0.01501 | -0.0037614 | 0.015015 | 0.0037641 | 4.6149e-06 | 2.6561e-06 | 0.022812 | 0.022812 | 0.022812 | 0.97908 | -0.40167 | 0.97941 | -0.39522 | 6.2671
215 | -0.083332 | -0.021033 | 0.083474 | 0.021122 | 0.00014212 | 8.9767e-05 | 0.12666 | 0.12666 | 0.12666 | 0.97941 | -0.39522 | 0.98124 | -0.35968 | 17.3982
216 | 0.068317 | 0.017268 | -0.068285 | -0.017248 | 3.2097e-05 | 2.0442e-05 | 0.10385 | 0.10385 | 0.10385 | 0.97941 | -0.39522 | 0.97891 | -0.40502 | 28.5294
217 | -0.10792 | -0.027263 | 0.10796 | 0.027284 | 3.4819e-05 | 2.1584e-05 | 0.16374 | 0.16374 | 0.16374 | 0.98124 | -0.35968 | 0.98158 | -0.35295 | 11.2458
218 | 0.024449 | 0.0061402 | -0.024441 | -0.0061353 | 7.8746e-06 | 4.8469e-06 | 0.03708 | 0.03708 | 0.03708 | 0.98124 | -0.35968 | 0.98089 | -0.36643 | 10.1869
219 | 0.066661 | 0.016841 | -0.066563 | -0.016779 | 9.7696e-05 | 6.2207e-05 | 0.10138 | 0.10138 | 0.10138 | 0.97891 | -0.40502 | 0.97734 | -0.43565 | 27.8511
220 | -0.027291 | -0.0068397 | 0.027295 | 0.0068421 | 3.7955e-06 | 2.3572e-06 | 0.041776 | 0.041776 | 0.041776 | 0.97207 | -0.53935 | 0.97222 | -0.53643 | 11.4769
221 | -0.036531 | -0.0091568 | 0.036558 | 0.0091739 | 2.7104e-05 | 1.706e-05 | 0.055912 | 0.055912 | 0.055912 | 0.97222 | -0.53643 | 0.97301 | -0.52087 | 15.3604
222 | -0.049381 | -0.012389 | 0.049455 | 0.012436 | 7.3891e-05 | 4.6861e-05 | 0.075522 | 0.075522 | 0.075522 | 0.97301 | -0.52087 | 0.9746 | -0.48954 | 20.7479
223 | 0.012823 | 0.0032152 | -0.012818 | -0.0032125 | 4.9228e-06 | 2.7268e-06 | 0.019611 | 0.019611 | 0.019611 | 0.97301 | -0.52087 | 0.9726 | -0.52893 | 5.3876
224 | -0.049455 | -0.012436 | 0.049522 | 0.012479 | 6.779e-05 | 4.299e-05 | 0.075522 | 0.075522 | 0.075522 | 0.9746 | -0.48954 | 0.97606 | -0.46088 | 20.7479
225 | -0.051895 | -0.013074 | 0.051922 | 0.01309 | 2.6486e-05 | 1.681e-05 | 0.079139 | 0.079139 | 0.079139 | 0.97606 | -0.46088 | 0.9766 | -0.45021 | 21.7416
226 | -0.064669 | -0.016286 | 0.064714 | 0.016315 | 4.5078e-05 | 2.8695e-05 | 0.098562 | 0.098562 | 0.098562 | 0.9766 | -0.45021 | 0.97734 | -0.43565 | 27.0775
227 | 0.012747 | 0.003196 | -0.012743 | -0.003194 | 3.7067e-06 | 2.0445e-06 | 0.019423 | 0.019423 | 0.019423 | 0.9766 | -0.45021 | 0.97629 | -0.45632 | 5.3359
228 | 0.01142 | 0.0028624 | -0.01142 | -0.0028621 | 4.5851e-07 | 2.4298e-07 | 0.017406 | 0.017406 | 0.017406 | 0.97629 | -0.45632 | 0.97625 | -0.45716 | 4.7819
229 | 0.0096451 | 0.0024174 | -0.0096442 | -0.0024169 | 9.119e-07 | 4.4295e-07 | 0.014701 | 0.014701 | 0.014701 | 0.97625 | -0.45716 | 0.97615 | -0.45914 | 4.0388
230 | 0.0071011 | 0.0017796 | -0.0071007 | -0.0017794 | 4.8546e-07 | 1.726e-07 | 0.010825 | 0.010825 | 0.010825 | 0.97615 | -0.45914 | 0.97607 | -0.46058 | 2.9739
231 | 0.025643 | 0.0064358 | -0.025626 | -0.0064251 | 1.7294e-05 | 1.0683e-05 | 0.038876 | 0.038876 | 0.038876 | 0.98158 | -0.35295 | 0.98086 | -0.3671 | 10.6803
232 | 0.023643 | 0.0059354 | -0.023636 | -0.005931 | 7.0345e-06 | 4.3181e-06 | 0.03587 | 0.03587 | 0.03587 | 0.98089 | -0.36643 | 0.98057 | -0.37267 | 9.8544
233 | 0.024174 | 0.0060612 | -0.024173 | -0.0060606 | 9.4202e-07 | 5.7932e-07 | 0.036674 | 0.036674 | 0.036674 | 0.98086 | -0.3671 | 0.98082 | -0.36792 | 10.0753
234 | 0.02208 | 0.0055412 | -0.022076 | -0.0055387 | 4.0694e-06 | 2.4825e-06 | 0.03351 | 0.03351 | 0.03351 | 0.98057 | -0.37267 | 0.98038 | -0.37653 | 9.206
235 | 0.017993 | 0.0045119 | -0.017987 | -0.004508 | 6.5648e-06 | 3.9051e-06 | 0.027299 | 0.027299 | 0.027299 | 0.98082 | -0.36792 | 0.98043 | -0.37557 | 7.4997
236 | 0.01655 | 0.004148 | -0.016549 | -0.0041473 | 1.1635e-06 | 6.8261e-07 | 0.025119 | 0.025119 | 0.025119 | 0.98043 | -0.37557 | 0.98035 | -0.37705 | 6.9008
237 | 0.0052433 | 0.0013138 | -0.0052433 | -0.0013138 | 2.2559e-08 | 2.4619e-09 | 0.0079584 | 0.0079584 | 0.0079584 | 0.98035 | -0.37705 | 0.98035 | -0.37714 | 2.1864
238 | 0.0037736 | 0.00094545 | -0.0037733 | -0.0009456 | 3.7679e-07 | -1.4497e-07 | 0.0057277 | 0.0057278 | 0.0057278 | 0.98035 | -0.37714 | 0.98024 | -0.37924 | 1.5736
239 | 0.0023349 | 0.0005851 | -0.0023348 | -0.00058516 | 2.651e-08 | -5.3972e-08 | 0.0035443 | 0.0035444 | 0.0035444 | 0.98024 | -0.37924 | 0.98023 | -0.37948 | 0.97372
240 | 0.0010105 | 0.00025324 | -0.0010105 | -0.00025325 | 8.169e-10 | -1.1147e-08 | 0.0015339 | 0.0015339 | 0.0015339 | 0.98023 | -0.37948 | 0.98023 | -0.37949 | 0.42141
241 | 0.020327 | 0.0051002 | -0.020326 | -0.0050996 | 1.124e-06 | 6.7969e-07 | 0.030854 | 0.030854 | 0.030854 | 0.98038 | -0.37653 | 0.98032 | -0.37769 | 8.4764
242 | 0.018748 | 0.0047041 | -0.01874 | -0.0046998 | 7.1218e-06 | 4.2624e-06 | 0.028459 | 0.028459 | 0.028459 | 0.98032 | -0.37769 | 0.97991 | -0.38566 | 7.8184
243 | 0.017785 | 0.0044604 | -0.017782 | -0.0044586 | 3.097e-06 | 1.8395e-06 | 0.027008 | 0.027008 | 0.027008 | 0.97991 | -0.38566 | 0.97972 | -0.38932 | 7.4199
244 | 0.01582 | 0.0039668 | -0.015819 | -0.0039664 | 7.5395e-07 | 4.3868e-07 | 0.024028 | 0.024028 | 0.024028 | 0.97972 | -0.38932 | 0.97967 | -0.39032 | 6.6012
245 | 0.014699 | 0.0036856 | -0.014695 | -0.0036835 | 3.6621e-06 | 2.0971e-06 | 0.022327 | 0.022327 | 0.022327 | 0.97967 | -0.39032 | 0.97941 | -0.39555 | 6.1338
246 | 0.011997 | 0.0030071 | -0.011996 | -0.0030067 | 9.0072e-07 | 4.8548e-07 | 0.018227 | 0.018227 | 0.018227 | 0.97941 | -0.39555 | 0.97933 | -0.39712 | 5.0073
247 | 0.009016 | 0.0022599 | -0.0090141 | -0.002259 | 1.8379e-06 | 8.4772e-07 | 0.013699 | 0.013699 | 0.013699 | 0.97933 | -0.39712 | 0.97911 | -0.4014 | 3.7636
248 | 0.0067049 | 0.0016803 | -0.0067048 | -0.0016802 | 7.1827e-08 | 2.2769e-08 | 0.01019 | 0.01019 | 0.01019 | 0.97911 | -0.4014 | 0.9791 | -0.40163 | 2.7994
249 | 0.0036826 | 0.00092281 | -0.0036825 | -0.00092285 | 9.1997e-08 | -3.9619e-08 | 0.0055967 | 0.0055967 | 0.0055967 | 0.9791 | -0.40163 | 0.97907 | -0.40215 | 1.5376
250 | 0.0052455 | 0.0013145 | -0.0052455 | -0.0013145 | 7.2464e-09 | 8.6085e-10 | 0.0079966 | 0.0079966 | 0.0079966 | 0.97607 | -0.46058 | 0.97607 | -0.46061 | 2.1969
251 | 0.0031642 | 0.00079285 | -0.003164 | -0.00079298 | 1.6273e-07 | -1.2894e-07 | 0.0048237 | 0.0048238 | 0.0048238 | 0.97607 | -0.46061 | 0.97602 | -0.46169 | 1.3252
252 | 0.0023038 | 0.00057732 | -0.0023038 | -0.00057738 | 3.0186e-08 | -6.3252e-08 | 0.0035014 | 0.0035014 | 0.0035014 | 0.97907 | -0.40215 | 0.97906 | -0.40243 | 0.96193
253 | -0.042383 | -0.010668 | 0.042387 | 0.010671 | 4.4666e-06 | 2.2724e-06 | 0.064187 | 0.064187 | 0.064187 | 0.98279 | -0.32947 | 0.98291 | -0.32726 | 4.4084
254 | -0.042889 | -0.010796 | 0.042892 | 0.010798 | 2.4482e-06 | 1.253e-06 | 0.064947 | 0.064947 | 0.064947 | 0.98291 | -0.32726 | 0.98297 | -0.32607 | 4.4606
255 | -0.044236 | -0.011134 | 0.044239 | 0.011136 | 3.0669e-06 | 1.5931e-06 | 0.066982 | 0.066981 | 0.066982 | 0.98297 | -0.32607 | 0.98304 | -0.32462 | 4.6004
256 | -0.045586 | -0.011474 | 0.045595 | 0.011479 | 9.1142e-06 | 4.798e-06 | 0.069021 | 0.06902 | 0.069021 | 0.98304 | -0.32462 | 0.98326 | -0.32044 | 4.7404
257 | -0.045875 | -0.011549 | 0.045878 | 0.01155 | 3.232e-06 | 1.7058e-06 | 0.069444 | 0.069443 | 0.069444 | 0.98326 | -0.32044 | 0.98333 | -0.31896 | 4.7695
258 | 0.005466 | 0.0013691 | -0.0054645 | -0.0013689 | 1.5203e-06 | 2.2566e-07 | 0.0082826 | 0.0082829 | 0.0082829 | 0.98197 | -0.3456 | 0.98167 | -0.35144 | 2.2755
259 | 0.005282 | 0.0013232 | -0.0052815 | -0.0013231 | 5.1144e-07 | 5.8359e-08 | 0.0080063 | 0.0080064 | 0.0080064 | 0.98167 | -0.35144 | 0.98156 | -0.35347 | 2.1996
260 | 0.0014516 | 0.00036361 | -0.0014516 | -0.0003638 | 3.1973e-08 | -1.9301e-07 | 0.0022235 | 0.0022236 | 0.0022236 | 0.9714 | -0.55301 | 0.97138 | -0.55348 | 0.61089
261 | 0.0052815 | 0.0013231 | -0.0052804 | -0.001323 | 1.0516e-06 | 1.2019e-07 | 0.0080064 | 0.0080066 | 0.0080066 | 0.98156 | -0.35347 | 0.98135 | -0.35765 | 2.1996
262 | 0.0021954 | 0.0005498 | -0.0021953 | -0.00055006 | 1.0481e-07 | -2.5159e-07 | 0.0033288 | 0.0033289 | 0.0033289 | 0.98135 | -0.35765 | 0.9813 | -0.35865 | 0.91453
263 | 0.007954 | 0.0019936 | -0.0079528 | -0.0019932 | 1.2284e-06 | 4.9289e-07 | 0.011969 | 0.011969 | 0.011969 | 0.98887 | -0.21281 | 0.9887 | -0.21605 | 3.2882
264 | 0.0021953 | 0.00055006 | -0.0021953 | -0.00055019 | 5.5495e-08 | -1.3318e-07 | 0.0033289 | 0.003329 | 0.003329 | 0.9813 | -0.35865 | 0.98127 | -0.35918 | 0.91455
265 | 0.006148 | 0.0015408 | -0.0061478 | -0.0015408 | 2.2658e-07 | 5.6428e-08 | 0.0093026 | 0.0093026 | 0.0093026 | 0.98342 | -0.31756 | 0.98338 | -0.31834 | 2.5557
266 | 0.0037266 | 0.00093395 | -0.0037265 | -0.00093396 | 2.5909e-08 | -1.0985e-08 | 0.0056389 | 0.0056389 | 0.0056389 | 0.98338 | -0.31834 | 0.98337 | -0.31848 | 1.5492

## res_trafo
| p_hv_mw | q_hv_mvar | p_lv_mw | q_lv_mvar | pl_mw | ql_mvar | i_hv_ka | i_lv_ka | vm_hv_pu | va_hv_degree | vm_lv_pu | va_lv_degree | loading_percent
0 | -1.2729e-15 | -1.3162e-15 | 0.00165 | 1.2699e-07 | 0.00165 | 1.2699e-07 | 5.2857e-17 | 0.0023815 | 0.99998 | 149.9956 | 1 | 0 | 0.2619

## res_ext_grid
| p_mw | q_mvar
0 | 0.54037 | 0.13853

## res_load
| p_mw | q_mvar
0 | 0.0025986 | 0.00065126
1 | 0.0016831 | 0.00042181
2 | 0.0017321 | 0.0004341
3 | 0.0016229 | 0.00040673
4 | 0.0013838 | 0.00034681
5 | 0.0013862 | 0.00034741
6 | 0.0017944 | 0.00044972
7 | 0.0026494 | 0.000664
8 | 0.0083597 | 0.0020951
9 | 0.00081361 | 0.00020391
10 | 0.0012725 | 0.00031893
11 | 0.0014148 | 0.00035459
12 | 0.0036915 | 0.00092519
13 | 0.00087609 | 0.00021957
14 | 0.0015604 | 0.00039108
15 | 0.0012021 | 0.00030126
16 | 0.00091082 | 0.00022827
17 | 0.0013366 | 0.00033498
18 | 0.0015338 | 0.00038441
19 | 0.0014005 | 0.00035099
20 | 0.00075385 | 0.00018893
21 | 0.0014432 | 0.00036171
22 | 0.0016125 | 0.00040412
23 | 0.00027974 | 7.0109e-05
24 | 0.0030609 | 0.00076715
25 | 0.0026078 | 0.00065359
26 | 0.00083542 | 0.00020938
27 | 0.00099356 | 0.00024901
28 | 0.0029821 | 0.00074737
29 | 0.0030477 | 0.00076383
30 | 0.0015133 | 0.00037927
31 | 0.00084414 | 0.00021156
32 | 0.0034397 | 0.00086206
33 | 0.0011341 | 0.00028424
34 | 0.0011325 | 0.00028384
35 | 0.011712 | 0.0029353
36 | 0.0020205 | 0.00050639
37 | 0.0017034 | 0.00042692
38 | 0.00073245 | 0.00018357
39 | 0.000803 | 0.00020125
40 | 0.0019518 | 0.00048918
41 | 0.0018535 | 0.00046453
42 | 0.001995 | 0.00049999
43 | 0.001996 | 0.00050025
44 | 0.0019288 | 0.0004834
45 | 0.00121 | 0.00030325
46 | 0.0010444 | 0.00026176
47 | 0.0012053 | 0.00030207
48 | 0.0012316 | 0.00030866
49 | 0.0013143 | 0.0003294
50 | 0.0011778 | 0.00029519
51 | 0.0016679 | 0.00041802
52 | 0.0012131 | 0.00030404
53 | 0.0015414 | 0.00038631
54 | 0.0012656 | 0.0003172
55 | 0.0012672 | 0.00031758
56 | 0.001266 | 0.00031728
57 | 0.0012683 | 0.00031787
58 | 0.0012668 | 0.00031749
59 | 0.0020661 | 0.0005178
60 | 0.0020595 | 0.00051616
61 | 0.0020654 | 0.00051764
62 | 0.0020584 | 0.00051588
63 | 0.0020686 | 0.00051843
64 | 0.0020597 | 0.00051622
65 | 0.0020654 | 0.00051764
66 | 0.0013201 | 0.00033084
67 | 0.0020661 | 0.0005178
68 | 0.0039135 | 0.00098081
69 | 0.0019963 | 0.00050032
70 | 0.0019976 | 0.00050065
71 | 0.0013208 | 0.00033102
72 | 0.00088493 | 0.00022179
73 | 0.0013902 | 0.00034842
74 | 0.0015093 | 0.00037826
75 | 0.0010953 | 0.00027452
76 | 0.0011999 | 0.00030072
77 | 0.0011221 | 0.00028122
78 | 0.0012628 | 0.0003165
79 | 0.0011233 | 0.00028153
80 | 0.0012626 | 0.00031644
81 | 0.00029367 | 7.36e-05
82 | 0.00046292 | 0.00011602
83 | 0.0016711 | 0.00041881
84 | 0.0012588 | 0.00031548
85 | 0.00066112 | 0.00016569
86 | 0.00057196 | 0.00014335
87 | 0.0016708 | 0.00041874
88 | 0.00038242 | 9.5844e-05
89 | 0.00038242 | 9.5844e-05
90 | 0.0020353 | 0.0005101
91 | 0.0013009 | 0.00032603
92 | 0.0013017 | 0.00032623
93 | 0.0012621 | 0.00031631
94 | 0.0011392 | 0.00028552
95 | 0.00037209 | 9.3255e-05
96 | 0.0012628 | 0.0003165
97 | 0.0011804 | 0.00029583
98 | 0.0010346 | 0.0002593
99 | 0.0016834 | 0.00042191
100 | 0.0012374 | 0.00031011
101 | 0.0004164 | 0.00010436
102 | 0.0012635 | 0.00031667
103 | 0.0003717 | 9.3157e-05
104 | 0.0015084 | 0.00037803
105 | 0.0016834 | 0.00042189
106 | 0.0011749 | 0.00029447
107 | 0.0012365 | 0.00030989
108 | 0.00032502 | 8.1458e-05
109 | 0.00059895 | 0.00015011
110 | 0.00050985 | 0.00012778
111 | 0.012704 | 0.0031838
112 | 0.0015615 | 0.00039135
113 | 0.00034337 | 8.6057e-05
114 | 0.00056091 | 0.00014058
115 | 0.00050582 | 0.00012677
116 | 0.0018813 | 0.00047149
117 | 0.00093121 | 0.00023338
118 | 0.00039821 | 9.9802e-05
119 | 0.0012239 | 0.00030673
120 | 0.00124 | 0.00031077
121 | 0.0010098 | 0.00025309
122 | 0.001974 | 0.00049474
123 | 0.0041323 | 0.0010357
124 | 0.0019419 | 0.00048668
125 | 0.0013994 | 0.00035072
126 | 0.003398 | 0.00085161
127 | 0.0061316 | 0.0015367
128 | 0.0011657 | 0.00029214
129 | 0.0054723 | 0.0013715
130 | 0.0044201 | 0.0011078
131 | 0.0019905 | 0.00049887
132 | 0.002195 | 0.00055011
133 | 0.0013408 | 0.00033604
134 | 0.0025445 | 0.00063772
135 | 0.0013564 | 0.00033995
136 | 0.0015668 | 0.00039267
137 | 0.0061591 | 0.0015436
138 | 0.0021224 | 0.00053193
139 | 0.0021234 | 0.00053218
140 | 0.0043209 | 0.0010829
141 | 0.002653 | 0.0006649
142 | 0.0017728 | 0.00044431
143 | 0.0032108 | 0.0008047
144 | 0.002468 | 0.00061854
145 | 0.012851 | 0.0032209
146 | 0.0083639 | 0.0020962
147 | 0.0015223 | 0.00038152
148 | 0.0016689 | 0.00041826
149 | 0.0018581 | 0.00046567
150 | 0.0018581 | 0.00046567
151 | 0.0015923 | 0.00039908
152 | 0.0018581 | 0.00046567
153 | 0.0028596 | 0.00071669
154 | 0.01766 | 0.0044261
155 | 0.0079665 | 0.0019966
156 | 0.0077868 | 0.0019515
157 | 0.0083256 | 0.0020866
158 | 0.0022365 | 0.00056053
159 | 0.002372 | 0.00059448
160 | 0.0022419 | 0.00056188
161 | 0.0023842 | 0.00059754
162 | 0.00098576 | 0.00024706
163 | 0.0011485 | 0.00028785
164 | 0.0039394 | 0.0009873
165 | 0.0020563 | 0.00051535
166 | 0.0090135 | 0.002259
167 | 0.0016243 | 0.00040709
168 | 0.027291 | 0.0068397
169 | 0.009236 | 0.0023148
170 | 0.012818 | 0.0032125
171 | 0.0023727 | 0.00059466
172 | 0.0018495 | 0.00046354
173 | 0.0013232 | 0.00033162
174 | 0.0017745 | 0.00044473
175 | 0.0025431 | 0.00063736
176 | 0.00079788 | 0.00019997
177 | 0.0014519 | 0.00036387
178 | 0.0015554 | 0.00038982
179 | 0.0061796 | 0.0015488
180 | 0.0014363 | 0.00035997
181 | 0.011306 | 0.0028335
182 | 0.0014697 | 0.00036834
183 | 0.0014384 | 0.0003605
184 | 0.0013244 | 0.00033192
185 | 0.0010105 | 0.00025325
186 | 0.0017496 | 0.0004385
187 | 0.001578 | 0.00039549
188 | 0.00095527 | 0.00023941
189 | 0.0019621 | 0.00049174
190 | 0.0011203 | 0.00028076
191 | 0.0026988 | 0.00067637
192 | 0.0029797 | 0.00074678
193 | 0.0023093 | 0.00057876
194 | 0.0030222 | 0.00075744
195 | 0.0018552 | 0.00046495
196 | 0.0020813 | 0.00052162
197 | 0.0013787 | 0.00034553
198 | 0.003164 | 0.00079298
199 | 0.0023038 | 0.00057738
200 | 0.0017886 | 0.00044827
201 | 0.00050208 | 0.00012583
202 | 0.0013442 | 0.00033688
203 | 0.0013472 | 0.00033763
204 | 0.00027974 | 7.0109e-05
205 | 0.00018249 | 4.5737e-05
206 | 0.00043384 | 0.00010873
207 | 0.0013564 | 0.00033995
208 | 0.0014516 | 0.0003638
209 | 0.00027993 | 7.0158e-05
210 | 0.003085 | 0.00077318
211 | 0.0080471 | 0.0020168
212 | 0.0037273 | 0.00093414
213 | 0.0079528 | 0.0019932
214 | 0.0021953 | 0.00055019
215 | 0.00038362 | 9.6144e-05
216 | 0.002512 | 0.00062958
217 | 0.0024212 | 0.00060681
218 | 0.0037265 | 0.00093396

## dtypes
| element | column | dtype
0 | bus | name | object
1 | bus | vn_kv | float64
2 | bus | type | object
3 | bus | zone | object
4 | bus | in_service | bool
5 | load | name | object
6 | load | bus | uint32
7 | load | p_mw | float64
8 | load | q_mvar | float64
9 | load | const_z_percent | float64
10 | load | const_i_percent | float64
11 | load | sn_mva | float64
12 | load | scaling | float64
13 | load | in_service | bool
14 | load | type | object
15 | ext_grid | name | object
16 | ext_grid | bus | uint32
17 | ext_grid | vm_pu | float64
18 | ext_grid | va_degree | float64
19 | ext_grid | slack_weight | float64
20 | ext_grid | in_service | bool
21 | line | name | object
22 | line | std_type | object
23 | line | from_bus | uint32
24 | line | to_bus | uint32
25 | line | length_km | float64
26 | line | r_ohm_per_km | float64
27 | line | x_ohm_per_km | float64
28 | line | c_nf_per_km | float64
29 | line | g_us_per_km | float64
30 | line | max_i_ka | float64
31 | line | df | float64
32 | line | parallel | uint32
33 | line | type | object
34 | line | in_service | bool
35 | trafo | name | object
36 | trafo | std_type | object
37 | trafo | hv_bus | uint32
38 | trafo | lv_bus | uint32
39 | trafo | sn_mva | float64
40 | trafo | vn_hv_kv | float64
41 | trafo | vn_lv_kv | float64
42 | trafo | vk_percent | float64
43 | trafo | vkr_percent | float64
44 | trafo | pfe_kw | float64
45 | trafo | i0_percent | float64
46 | trafo | shift_degree | float64
47 | trafo | tap_side | object
48 | trafo | tap_neutral | int32
49 | trafo | tap_min | int32
50 | trafo | tap_max | int32
51 | trafo | tap_step_percent | float64
52 | trafo | tap_step_degree | float64
53 | trafo | tap_pos | int32
54 | trafo | tap_phase_shifter | bool
55 | trafo | parallel | uint32
56 | trafo | df | float64
57 | trafo | in_service | bool
58 | line_geodata | coords | object
59 | bus_geodata | x | float64
60 | bus_geodata | y | float64
61 | bus_geodata | coords | object
62 | res_bus | vm_pu | float64
63 | res_bus | va_degree | float64
64 | res_bus | p_mw | float64
65 | res_bus | q_mvar | float64
66 | res_line | p_from_mw | float64
67 | res_line | q_from_mvar | float64
68 | res_line | p_to_mw | float64
69 | res_line | q_to_mvar | float64
70 | res_line | pl_mw | float64
71 | res_line | ql_mvar | float64
72 | res_line | i_from_ka | float64
73 | res_line | i_to_ka | float64
74 | res_line | i_ka | float64
75 | res_line | vm_from_pu | float64
76 | res_line | va_from_degree | float64
77 | res_line | vm_to_pu | float64
78 | res_line | va_to_degree | float64
79 | res_line | loading_percent | float64
80 | res_trafo | p_hv_mw | float64
81 | res_trafo | q_hv_mvar | float64
82 | res_trafo | p_lv_mw | float64
83 | res_trafo | q_lv_mvar | float64
84 | res_trafo | pl_mw | float64
85 | res_trafo | ql_mvar | float64
86 | res_trafo | i_hv_ka | float64
87 | res_trafo | i_lv_ka | float64
88 | res_trafo | vm_hv_pu | float64
89 | res_trafo | va_hv_degree | float64
90 | res_trafo | vm_lv_pu | float64
91 | res_trafo | va_lv_degree | float64
92 | res_trafo | loading_percent | float64
93 | res_ext_grid | p_mw | float64
94 | res_ext_grid | q_mvar | float64
95 | res_load | p_mw | float64
96 | res_load | q_mvar | float64

## parameters
| version | format_version | converged | OPF_converged | name | f_hz | sn_mva
0 | 2.14.6 | 2.14.0 | TRUE | FALSE |  | 50 | 1