## bus
| name | vn_kv | type | zone | in_service
0 | bus_LV_118-12_0_6_node_0 | 0.4 | n |  | TRUE
1 | bus_LV_118-12_0_6_node_1 | 0.4 | n |  | TRUE
2 | bus_LV_118-12_0_6_node_2 | 0.4 | n |  | TRUE
3 | bus_LV_118-12_0_6_node_4 | 0.4 | n |  | TRUE
4 | bus_LV_118-12_0_6_node_26 | 0.4 | n |  | TRUE
5 | bus_LV_118-12_0_6_node_27 | 0.4 | n |  | TRUE
6 | bus_LV_118-12_0_6_node_29 | 0.4 | n |  | TRUE
7 | bus_LV_118-12_0_6_node_153 | 0.4 | n |  | TRUE
8 | bus_LV_118-12_0_6_node_6 | 0.4 | n |  | TRUE
9 | bus_LV_118-12_0_6_node_7 | 0.4 | n |  | TRUE
10 | bus_LV_118-12_0_6_node_8 | 0.4 | n |  | TRUE
11 | bus_LV_118-12_0_6_node_10 | 0.4 | n |  | TRUE
12 | bus_LV_118-12_0_6_node_11 | 0.4 | n |  | TRUE
13 | bus_LV_118-12_0_6_node_28 | 0.4 | n |  | TRUE
14 | bus_LV_118-12_0_6_node_73 | 0.4 | n |  | TRUE
15 | bus_LV_118-12_0_6_node_78 | 0.4 | n |  | TRUE
16 | bus_LV_118-12_0_6_node_13 | 0.4 | n |  | TRUE
17 | bus_LV_118-12_0_6_node_15 | 0.4 | n |  | TRUE
18 | bus_LV_118-12_0_6_node_154 | 0.4 | n |  | TRUE
19 | bus_LV_118-12_0_6_node_14 | 0.4 | n |  | TRUE
20 | bus_LV_118-12_0_6_node_32 | 0.4 | n |  | TRUE
21 | bus_LV_118-12_0_6_node_33 | 0.4 | n |  | TRUE
22 | bus_LV_118-12_0_6_node_30 | 0.4 | n |  | TRUE
23 | bus_LV_118-12_0_6_node_157 | 0.4 | n |  | TRUE
24 | bus_LV_118-12_0_6_node_16 | 0.4 | n |  | TRUE
25 | bus_LV_118-12_0_6_node_81 | 0.4 | n |  | TRUE
26 | bus_LV_118-12_0_6_node_17 | 0.4 | n |  | TRUE
27 | bus_LV_118-12_0_6_node_41 | 0.4 | n |  | TRUE
28 | bus_LV_118-12_0_6_node_31 | 0.4 | n |  | TRUE
29 | bus_LV_118-12_0_6_node_75 | 0.4 | n |  | TRUE
30 | bus_LV_118-12_0_6_node_79 | 0.4 | n |  | TRUE
31 | bus_LV_118-12_0_6_node_80 | 0.4 | n |  | TRUE
32 | bus_LV_118-12_0_6_node_39 | 0.4 | n |  | TRUE
33 | bus_LV_118-12_0_6_node_36 | 0.4 | n |  | TRUE
34 | bus_LV_118-12_0_6_node_18 | 0.4 | n |  | TRUE
35 | bus_LV_118-12_0_6_node_19 | 0.4 | n |  | TRUE
36 | bus_LV_118-12_0_6_node_20 | 0.4 | n |  | TRUE
37 | bus_LV_118-12_0_6_node_152 | 0.4 | n |  | TRUE
38 | bus_LV_118-12_0_6_node_21 | 0.4 | n |  | TRUE
39 | bus_LV_118-12_0_6_node_158 | 0.4 | n |  | TRUE
40 | bus_LV_118-12_0_6_node_24 | 0.4 | n |  | TRUE
41 | bus_LV_118-12_0_6_node_23 | 0.4 | n |  | TRUE
42 | bus_LV_118-12_0_6_node_105 | 0.4 | n |  | TRUE
43 | bus_LV_118-12_0_6_node_106 | 0.4 | n |  | TRUE
44 | bus_LV_118-12_0_6_node_151 | 0.4 | n |  | TRUE
45 | bus_LV_118-12_0_6_node_159 | 0.4 | n |  | TRUE
46 | bus_LV_118-12_0_6_node_25 | 0.4 | n |  | TRUE
47 | bus_LV_118-12_0_6_node_109 | 0.4 | n |  | TRUE
48 | bus_LV_118-12_0_6_node_149 | 0.4 | n |  | TRUE
49 | bus_LV_118-12_0_6_node_56 | 0.4 | n |  | TRUE
50 | bus_LV_118-12_0_6_node_142 | 0.4 | n |  | TRUE
51 | bus_LV_118-12_0_6_node_143 | 0.4 | n |  | TRUE
52 | bus_LV_118-12_0_6_node_107 | 0.4 | n |  | TRUE
53 | bus_LV_118-12_0_6_node_108 | 0.4 | n |  | TRUE
54 | bus_LV_118-12_0_6_node_86 | 0.4 | n |  | TRUE
55 | bus_LV_118-12_0_6_node_103 | 0.4 | n |  | TRUE
56 | bus_LV_118-12_0_6_node_150 | 0.4 | n |  | TRUE
57 | bus_LV_118-12_0_6_node_92 | 0.4 | n |  | TRUE
58 | bus_LV_118-12_0_6_node_87 | 0.4 | n |  | TRUE
59 | bus_LV_118-12_0_6_node_68 | 0.4 | n |  | TRUE
60 | bus_LV_118-12_0_6_node_94 | 0.4 | n |  | TRUE
61 | bus_LV_118-12_0_6_node_74 | 0.4 | n |  | TRUE
62 | bus_LV_118-12_0_6_node_89 | 0.4 | n |  | TRUE
63 | bus_LV_118-12_0_6_node_63 | 0.4 | n |  | TRUE
64 | bus_LV_118-12_0_6_node_156 | 0.4 | n |  | TRUE
65 | bus_LV_118-12_0_6_node_62 | 0.4 | n |  | TRUE
66 | bus_LV_118-12_0_6_node_61 | 0.4 | n |  | TRUE
67 | bus_LV_118-12_0_6_node_155 | 0.4 | n |  | TRUE
68 | bus_LV_118-12_0_6_node_65 | 0.4 | n |  | TRUE
69 | bus_LV_118-12_0_6_node_60 | 0.4 | n |  | TRUE
70 | bus_LV_118-12_0_6_node_37 | 0.4 | n |  | TRUE
71 | bus_LV_118-12_0_6_node_88 | 0.4 | n |  | TRUE
72 | bus_LV_118-12_0_6_node_35 | 0.4 | n |  | TRUE
73 | bus_LV_118-12_0_6_node_50 | 0.4 | n |  | TRUE
74 | bus_LV_118-12_0_6_node_57 | 0.4 | n |  | TRUE
75 | bus_LV_118-12_0_6_node_59 | 0.4 | n |  | TRUE
76 | bus_LV_118-12_0_6_node_145 | 0.4 | n |  | TRUE
77 | bus_LV_118-12_0_6_node_51 | 0.4 | n |  | TRUE
78 | bus_LV_118-12_0_6_node_53 | 0.4 | n |  | TRUE
79 | bus_LV_118-12_0_6_node_147 | 0.4 | n |  | TRUE
80 | bus_LV_118-12_0_6_node_52 | 0.4 | n |  | TRUE
81 | bus_LV_118-12_0_6_node_116 | 0.4 | n |  | TRUE
82 | bus_LV_118-12_0_6_node_117 | 0.4 | n |  | TRUE
83 | bus_LV_118-12_0_6_node_113 | 0.4 | n |  | TRUE
84 | bus_LV_118-12_0_6_node_146 | 0.4 | n |  | TRUE
85 | bus_LV_118-12_0_6_node_55 | 0.4 | n |  | TRUE
86 | bus_LV_118-12_0_6_node_54 | 0.4 | n |  | TRUE
87 | bus_LV_118-12_0_6_node_124 | 0.4 | n |  | TRUE
88 | bus_LV_118-12_0_6_node_115 | 0.4 | n |  | TRUE
89 | bus_LV_118-12_0_6_node_85 | 0.4 | n |  | TRUE
90 | bus_LV_118-12_0_6_node_49 | 0.4 | n |  | TRUE
91 | bus_LV_118-12_0_6_node_132 | 0.4 | n |  | TRUE
92 | bus_LV_118-12_0_6_node_97 | 0.4 | n |  | TRUE
93 | bus_LV_118-12_0_6_node_139 | 0.4 | n |  | TRUE
94 | bus_LV_118-12_0_6_node_93 | 0.4 | n |  | TRUE
95 | bus_LV_118-12_0_6_node_140 | 0.4 | n |  | TRUE
96 | bus_LV_118-12_0_6_node_34 | 0.4 | n |  | TRUE
97 | bus_LV_118-12_0_6_node_40 | 0.4 | n |  | TRUE
98 | bus_LV_118-12_0_6_node_47 | 0.4 | n |  | TRUE
99 | bus_LV_118-12_0_6_node_48 | 0.4 | n |  | TRUE
100 | bus_LV_118-12_0_6_node_42 | 0.4 | n |  | TRUE
101 | bus_LV_118-12_0_6_node_43 | 0.4 | n |  | TRUE
102 | bus_LV_118-12_0_6_node_44 | 0.4 | n |  | TRUE
103 | bus_LV_118-12_0_6_node_45 | 0.4 | n |  | TRUE
104 | bus_LV_118-12_0_6_node_46 | 0.4 | n |  | TRUE
105 | bus_LV_118-12_0_6_node_76 | 0.4 | n |  | TRUE
106 | bus_LV_118-12_0_6_node_69 | 0.4 | n |  | TRUE
107 | bus_LV_118-12_0_6_node_77 | 0.4 | n |  | TRUE
108 | bus_LV_118-12_0_6_node_70 | 0.4 | n |  | TRUE
109 | bus_LV_118-12_0_6_node_148 | 0.4 | n |  | TRUE
110 | bus_LV_118-12_0_6_node_118 | 0.4 | n |  | TRUE
111 | bus_LV_118-12_0_6_node_114 | 0.4 | n |  | TRUE
112 | bus_LV_118-12_0_6_node_122 | 0.4 | n |  | TRUE
113 | bus_LV_118-12_0_6_node_111 | 0.4 | n |  | TRUE
114 | bus_LV_118-12_0_6_node_135 | 0.4 | n |  | TRUE
115 | bus_LV_118-12_0_6_node_136 | 0.4 | n |  | TRUE
116 | bus_LV_118-12_0_6_node_133 | 0.4 | n |  | TRUE
117 | bus_LV_118-12_0_6_node_96 | 0.4 | n |  | TRUE
118 | bus_LV_118-12_0_6_node_137 | 0.4 | n |  | TRUE
119 | bus_LV_118-12_0_6_node_101 | 0.4 | n |  | TRUE
120 | bus_LV_118-12_0_6_node_100 | 0.4 | n |  | TRUE
121 | bus_LV_118-12_0_6_node_90 | 0.4 | n |  | TRUE
122 | bus_LV_118-12_0_6_node_112 | 0.4 | n |  | TRUE
123 | bus_LV_118-12_0_6_node_110 | 0.4 | n |  | TRUE
124 | bus_LV_118-12_0_6_node_71 | 0.4 | n |  | TRUE
125 | bus_LV_118-12_0_6_node_72 | 0.4 | n |  | TRUE
126 | bus_LV_118-12_0_6_node_83 | 0.4 | n |  | TRUE
127 | bus_LV_118-12_0_6_node_82 | 0.4 | n |  | TRUE
128 | bus_LV_118-12_0_6_node_84 | 0.4 | n |  | TRUE
129 | bus_LV_118-12_0_6_node_141 | 0.4 | n |  | TRUE
130 | bus_LV_118-12_0_6_node_91 | 0.4 | n |  | TRUE
131 | bus_LV_118-12_0_6_node_98 | 0.4 | n |  | TRUE
132 | bus_LV_118-12_0_6_node_95 | 0.4 | n |  | TRUE
133 | bus_LV_118-12_0_6_node_102 | 0.4 | n |  | TRUE
134 | bus_LV_118-12_0_6_node_99 | 0.4 | n |  | TRUE
135 | bus_LV_118-12_0_6_node_130 | 0.4 | n |  | TRUE
136 | bus_LV_118-12_0_6_node_131 | 0.4 | n |  | TRUE
137 | bus_LV_118-12_0_6_node_104 | 0.4 | n |  | TRUE
138 | bus_LV_118-12_0_6_node_119 | 0.4 | n |  | TRUE
139 | bus_LV_118-12_0_6_node_120 | 0.4 | n |  | TRUE
140 | bus_LV_118-12_0_6_node_121 | 0.4 | n |  | TRUE
141 | bus_LV_118-12_0_6_node_123 | 0.4 | n |  | TRUE
142 | bus_LV_118-12_0_6_node_138 | 0.4 | n |  | TRUE
143 | bus_LV_118-12_0_6_node_128 | 0.4 | n |  | TRUE
144 | bus_LV_118-12_0_6_node_125 | 0.4 | n |  | TRUE
145 | bus_LV_118-12_0_6_node_126 | 0.4 | n |  | TRUE
146 | bus_LV_118-12_0_6_node_127 | 0.4 | n |  | TRUE
147 | bus_LV_118-12_0_6_node_129 | 0.4 | n |  | TRUE
148 | bus_LV_118-12_0_6_node_134 | 0.4 | n |  | TRUE
149 | bus_MV_9_2_node_55 | 20 | n |  | TRUE

## load
| name | bus | p_mw | q_mvar | const_z_percent | const_i_percent | sn_mva | scaling | in_service | type
0 | LV_118-12_0_6_load_0 | 0 | 0.0014972 | 0.00037524 | 0 | 0 |  | 1 | TRUE | wye
1 | LV_118-12_0_6_load_1 | 1 | 0.001725 | 0.00043232 | 0 | 0 |  | 1 | TRUE | wye
2 | LV_118-12_0_6_load_4 | 3 | 0.0030553 | 0.00076573 | 0 | 0 |  | 1 | TRUE | wye
3 | LV_118-12_0_6_load_153 | 7 | 0.0065901 | 0.0016516 | 0 | 0 |  | 1 | TRUE | wye
4 | LV_118-12_0_6_load_6 | 8 | 0.0014034 | 0.00035172 | 0 | 0 |  | 1 | TRUE | wye
5 | LV_118-12_0_6_load_7 | 9 | 0.0014476 | 0.0003628 | 0 | 0 |  | 1 | TRUE | wye
6 | LV_118-12_0_6_load_28 | 13 | 0.0017984 | 0.00045073 | 0 | 0 |  | 1 | TRUE | wye
7 | LV_118-12_0_6_load_78 | 15 | 0.0013515 | 0.00033873 | 0 | 0 |  | 1 | TRUE | wye
8 | LV_118-12_0_6_load_154 | 18 | 0.026262 | 0.0065819 | 0 | 0 |  | 1 | TRUE | wye
9 | LV_118-12_0_6_load_33 | 21 | 0.0002074 | 5.1979e-05 | 0 | 0 |  | 1 | TRUE | wye
10 | LV_118-12_0_6_load_30 | 22 | 0.00085584 | 0.00021449 | 0 | 0 |  | 1 | TRUE | wye
11 | LV_118-12_0_6_load_157 | 23 | 0.0010628 | 0.00026637 | 0 | 0 |  | 1 | TRUE | wye
12 | LV_118-12_0_6_load_81 | 25 | 0.005835 | 0.0014624 | 0 | 0 |  | 1 | TRUE | wye
13 | LV_118-12_0_6_load_41 | 27 | 0.0097945 | 0.0024547 | 0 | 0 |  | 1 | TRUE | wye
14 | LV_118-12_0_6_load_31 | 28 | 0.0041222 | 0.0010331 | 0 | 0 |  | 1 | TRUE | wye
15 | LV_118-12_0_6_load_79 | 30 | 0.0020011 | 0.00050151 | 0 | 0 |  | 1 | TRUE | wye
16 | LV_118-12_0_6_load_80 | 31 | 0.0095345 | 0.0023896 | 0 | 0 |  | 1 | TRUE | wye
17 | LV_118-12_0_6_load_18 | 34 | 0.0018106 | 0.00045379 | 0 | 0 |  | 1 | TRUE | wye
18 | LV_118-12_0_6_load_152 | 37 | 0.00020287 | 5.0845e-05 | 0 | 0 |  | 1 | TRUE | wye
19 | LV_118-12_0_6_load_158 | 39 | 0.038101 | 0.009549 | 0 | 0 |  | 1 | TRUE | wye
20 | LV_118-12_0_6_load_151 | 44 | 0.0011894 | 0.00029808 | 0 | 0 |  | 1 | TRUE | wye
21 | LV_118-12_0_6_load_159 | 45 | 0.010766 | 0.0026982 | 0 | 0 |  | 1 | TRUE | wye
22 | LV_118-12_0_6_load_109 | 47 | 0.0033415 | 0.00083747 | 0 | 0 |  | 1 | TRUE | wye
23 | LV_118-12_0_6_load_142 | 50 | 0.004132 | 0.0010356 | 0 | 0 |  | 1 | TRUE | wye
24 | LV_118-12_0_6_load_107 | 52 | 0.0091297 | 0.0022881 | 0 | 0 |  | 1 | TRUE | wye
25 | LV_118-12_0_6_load_103 | 55 | 0.036958 | 0.0092626 | 0 | 0 |  | 1 | TRUE | wye
26 | LV_118-12_0_6_load_150 | 56 | 0.0024416 | 0.00061193 | 0 | 0 |  | 1 | TRUE | wye
27 | LV_118-12_0_6_load_92 | 57 | 0.0041947 | 0.0010513 | 0 | 0 |  | 1 | TRUE | wye
28 | LV_118-12_0_6_load_87 | 58 | 0.0034804 | 0.00087227 | 0 | 0 |  | 1 | TRUE | wye
29 | LV_118-12_0_6_load_94 | 60 | 0.0045711 | 0.0011456 | 0 | 0 |  | 1 | TRUE | wye
30 | LV_118-12_0_6_load_74 | 61 | 0.0032256 | 0.0008084 | 0 | 0 |  | 1 | TRUE | wye
31 | LV_118-12_0_6_load_89 | 62 | 0.0032833 | 0.00082287 | 0 | 0 |  | 1 | TRUE | wye
32 | LV_118-12_0_6_load_156 | 64 | 0.03736 | 0.0093634 | 0 | 0 |  | 1 | TRUE | wye
33 | LV_118-12_0_6_load_155 | 67 | 0.0024587 | 0.00061621 | 0 | 0 |  | 1 | TRUE | wye
34 | LV_118-12_0_6_load_88 | 71 | 0.022062 | 0.0055293 | 0 | 0 |  | 1 | TRUE | wye
35 | LV_118-12_0_6_load_145 | 76 | 0.0072733 | 0.0018229 | 0 | 0 |  | 1 | TRUE | wye
36 | LV_118-12_0_6_load_147 | 79 | 0.0021891 | 0.00054863 | 0 | 0 |  | 1 | TRUE | wye
37 | LV_118-12_0_6_load_116 | 81 | 0.00303 | 0.00075939 | 0 | 0 |  | 1 | TRUE | wye
38 | LV_118-12_0_6_load_117 | 82 | 0.0067079 | 0.0016812 | 0 | 0 |  | 1 | TRUE | wye
39 | LV_118-12_0_6_load_113 | 83 | 0.013515 | 0.0033872 | 0 | 0 |  | 1 | TRUE | wye
40 | LV_118-12_0_6_load_146 | 84 | 0.0024867 | 0.00062324 | 0 | 0 |  | 1 | TRUE | wye
41 | LV_118-12_0_6_load_115 | 88 | 0.0043116 | 0.0010806 | 0 | 0 |  | 1 | TRUE | wye
42 | LV_118-12_0_6_load_49 | 90 | 0.010096 | 0.0025303 | 0 | 0 |  | 1 | TRUE | wye
43 | LV_118-12_0_6_load_132 | 91 | 0.0081958 | 0.0020541 | 0 | 0 |  | 1 | TRUE | wye
44 | LV_118-12_0_6_load_97 | 92 | 0.003092 | 0.00077493 | 0 | 0 |  | 1 | TRUE | wye
45 | LV_118-12_0_6_load_139 | 93 | 0.0022855 | 0.00057281 | 0 | 0 |  | 1 | TRUE | wye
46 | LV_118-12_0_6_load_93 | 94 | 0.0042641 | 0.0010687 | 0 | 0 |  | 1 | TRUE | wye
47 | LV_118-12_0_6_load_140 | 95 | 0.0045423 | 0.0011384 | 0 | 0 |  | 1 | TRUE | wye
48 | LV_118-12_0_6_load_34 | 96 | 0.072975 | 0.018289 | 0 | 0 |  | 1 | TRUE | wye
49 | LV_118-12_0_6_load_40 | 97 | 0.0023062 | 0.00057798 | 0 | 0 |  | 1 | TRUE | wye
50 | LV_118-12_0_6_load_47 | 98 | 0.0025558 | 0.00064055 | 0 | 0 |  | 1 | TRUE | wye
51 | LV_118-12_0_6_load_48 | 99 | 0.0018806 | 0.00047133 | 0 | 0 |  | 1 | TRUE | wye
52 | LV_118-12_0_6_load_42 | 100 | 0.0019498 | 0.00048867 | 0 | 0 |  | 1 | TRUE | wye
53 | LV_118-12_0_6_load_43 | 101 | 0.0034497 | 0.00086457 | 0 | 0 |  | 1 | TRUE | wye
54 | LV_118-12_0_6_load_44 | 102 | 0.002044 | 0.00051227 | 0 | 0 |  | 1 | TRUE | wye
55 | LV_118-12_0_6_load_45 | 103 | 0.0024936 | 0.00062496 | 0 | 0 |  | 1 | TRUE | wye
56 | LV_118-12_0_6_load_46 | 104 | 0.0021812 | 0.00054666 | 0 | 0 |  | 1 | TRUE | wye
57 | LV_118-12_0_6_load_76 | 105 | 0.0011162 | 0.00027975 | 0 | 0 |  | 1 | TRUE | wye
58 | LV_118-12_0_6_load_69 | 106 | 0.0019165 | 0.00048032 | 0 | 0 |  | 1 | TRUE | wye
59 | LV_118-12_0_6_load_77 | 107 | 0.0029978 | 0.00075131 | 0 | 0 |  | 1 | TRUE | wye
60 | LV_118-12_0_6_load_70 | 108 | 0.003482 | 0.00087267 | 0 | 0 |  | 1 | TRUE | wye
61 | LV_118-12_0_6_load_148 | 109 | 0.0064495 | 0.0016164 | 0 | 0 |  | 1 | TRUE | wye
62 | LV_118-12_0_6_load_118 | 110 | 0.0082046 | 0.0020563 | 0 | 0 |  | 1 | TRUE | wye
63 | LV_118-12_0_6_load_114 | 111 | 0.0042565 | 0.0010668 | 0 | 0 |  | 1 | TRUE | wye
64 | LV_118-12_0_6_load_122 | 112 | 0.0062608 | 0.0015691 | 0 | 0 |  | 1 | TRUE | wye
65 | LV_118-12_0_6_load_111 | 113 | 0.0023208 | 0.00058165 | 0 | 0 |  | 1 | TRUE | wye
66 | LV_118-12_0_6_load_135 | 114 | 0.010018 | 0.0025108 | 0 | 0 |  | 1 | TRUE | wye
67 | LV_118-12_0_6_load_136 | 115 | 0.01049 | 0.0026291 | 0 | 0 |  | 1 | TRUE | wye
68 | LV_118-12_0_6_load_133 | 116 | 0.0058519 | 0.0014666 | 0 | 0 |  | 1 | TRUE | wye
69 | LV_118-12_0_6_load_96 | 117 | 0.0042664 | 0.0010693 | 0 | 0 |  | 1 | TRUE | wye
70 | LV_118-12_0_6_load_137 | 118 | 0.0055845 | 0.0013996 | 0 | 0 |  | 1 | TRUE | wye
71 | LV_118-12_0_6_load_101 | 119 | 0.0035272 | 0.00088401 | 0 | 0 |  | 1 | TRUE | wye
72 | LV_118-12_0_6_load_100 | 120 | 0.001903 | 0.00047693 | 0 | 0 |  | 1 | TRUE | wye
73 | LV_118-12_0_6_load_90 | 121 | 0.0022115 | 0.00055425 | 0 | 0 |  | 1 | TRUE | wye
74 | LV_118-12_0_6_load_112 | 122 | 0.0017069 | 0.0004278 | 0 | 0 |  | 1 | TRUE | wye
75 | LV_118-12_0_6_load_110 | 123 | 0.0020497 | 0.0005137 | 0 | 0 |  | 1 | TRUE | wye
76 | LV_118-12_0_6_load_71 | 124 | 0.0017038 | 0.00042702 | 0 | 0 |  | 1 | TRUE | wye
77 | LV_118-12_0_6_load_72 | 125 | 0.0035385 | 0.00088684 | 0 | 0 |  | 1 | TRUE | wye
78 | LV_118-12_0_6_load_82 | 127 | 0.0081825 | 0.0020507 | 0 | 0 |  | 1 | TRUE | wye
79 | LV_118-12_0_6_load_84 | 128 | 0.0021725 | 0.00054449 | 0 | 0 |  | 1 | TRUE | wye
80 | LV_118-12_0_6_load_91 | 130 | 0.0021945 | 0.00054999 | 0 | 0 |  | 1 | TRUE | wye
81 | LV_118-12_0_6_load_102 | 133 | 0.0025642 | 0.00064266 | 0 | 0 |  | 1 | TRUE | wye
82 | LV_118-12_0_6_load_99 | 134 | 0.0019027 | 0.00047686 | 0 | 0 |  | 1 | TRUE | wye
83 | LV_118-12_0_6_load_130 | 135 | 0.0025465 | 0.00063821 | 0 | 0 |  | 1 | TRUE | wye
84 | LV_118-12_0_6_load_131 | 136 | 0.0038094 | 0.00095474 | 0 | 0 |  | 1 | TRUE | wye
85 | LV_118-12_0_6_load_104 | 137 | 0.0074841 | 0.0018757 | 0 | 0 |  | 1 | TRUE | wye
86 | LV_118-12_0_6_load_119 | 138 | 0.0076367 | 0.0019139 | 0 | 0 |  | 1 | TRUE | wye
87 | LV_118-12_0_6_load_120 | 139 | 0.0036598 | 0.00091724 | 0 | 0 |  | 1 | TRUE | wye
88 | LV_118-12_0_6_load_121 | 140 | 0.0027139 | 0.00068017 | 0 | 0 |  | 1 | TRUE | wye
89 | LV_118-12_0_6_load_123 | 141 | 0.007619 | 0.0019095 | 0 | 0 |  | 1 | TRUE | wye
90 | LV_118-12_0_6_load_138 | 142 | 0.0051183 | 0.0012828 | 0 | 0 |  | 1 | TRUE | wye
91 | LV_118-12_0_6_load_128 | 143 | 0.0033884 | 0.00084922 | 0 | 0 |  | 1 | TRUE | wye
92 | LV_118-12_0_6_load_125 | 144 | 0.0026659 | 0.00066813 | 0 | 0 |  | 1 | TRUE | wye
93 | LV_118-12_0_6_load_126 | 145 | 0.0046321 | 0.0011609 | 0 | 0 |  | 1 | TRUE | wye
94 | LV_118-12_0_6_load_127 | 146 | 0.0029719 | 0.00074484 | 0 | 0 |  | 1 | TRUE | wye
95 | LV_118-12_0_6_load_129 | 147 | 0.0015252 | 0.00038226 | 0 | 0 |  | 1 | TRUE | wye
96 | LV_118-12_0_6_load_134 | 148 | 0.012221 | 0.0030628 | 0 | 0 |  | 1 | TRUE | wye

## ext_grid
| name | bus | vm_pu | va_degree | slack_weight | in_service
0 |  | 99 | 1 | 0 | 1 | TRUE

## line
| name | std_type | from_bus | to_bus | length_km | r_ohm_per_km | x_ohm_per_km | c_nf_per_km | g_us_per_km | max_i_ka | df | parallel | type | in_service
0 | LV_118-12_0_6_line_0 |  | 0 | 1 | 0.017142 | 0.125 | 0.08 | 261 | 0 | 0.364 | 1 | 1 | cs | TRUE
1 | LV_118-12_0_6_line_1 |  | 0 | 2 | 0.040816 | 0.125 | 0.08 | 261 | 0 | 0.364 | 1 | 1 | cs | TRUE
2 | LV_118-12_0_6_line_2 |  | 2 | 3 | 0.086764 | 0.125 | 0.08 | 261 | 0 | 0.364 | 1 | 1 | cs | TRUE
3 | LV_118-12_0_6_line_3 |  | 3 | 4 | 0.024513 | 0.125 | 0.08 | 261 | 0 | 0.364 | 1 | 1 | cs | TRUE
4 | LV_118-12_0_6_line_4 |  | 4 | 5 | 0.011558 | 0.125 | 0.08 | 261 | 0 | 0.364 | 1 | 1 | cs | TRUE
5 | LV_118-12_0_6_line_5 |  | 4 | 6 | 0.002512 | 0.125 | 0.08 | 261 | 0 | 0.364 | 1 | 1 | cs | TRUE
6 | LV_118-12_0_6_line_6 |  | 5 | 57 | 0.010627 | 0.125 | 0.08 | 261 | 0 | 0.364 | 1 | 1 | cs | TRUE
7 | LV_118-12_0_6_line_7 |  | 5 | 58 | 0.024826 | 0.125 | 0.08 | 261 | 0 | 0.364 | 1 | 1 | cs | TRUE
8 | LV_118-12_0_6_line_8 |  | 6 | 59 | 0.022153 | 0.125 | 0.08 | 261 | 0 | 0.364 | 1 | 1 | cs | TRUE
9 | LV_118-12_0_6_line_9 |  | 6 | 7 | 0.011796 | 0.125 | 0.08 | 261 | 0 | 0.364 | 1 | 1 | cs | TRUE
10 | LV_118-12_0_6_line_10 |  | 8 | 9 | 0.020685 | 0.125 | 0.08 | 261 | 0 | 0.364 | 1 | 1 | cs | TRUE
11 | LV_118-12_0_6_line_11 |  | 8 | 10 | 0.017146 | 0.125 | 0.08 | 261 | 0 | 0.364 | 1 | 1 | cs | TRUE
12 | LV_118-12_0_6_line_12 |  | 10 | 11 | 0.063947 | 0.125 | 0.08 | 261 | 0 | 0.364 | 1 | 1 | cs | TRUE
13 | LV_118-12_0_6_line_13 |  | 10 | 12 | 0.003118 | 0.125 | 0.08 | 261 | 0 | 0.364 | 1 | 1 | cs | TRUE
14 | LV_118-12_0_6_line_14 |  | 11 | 13 | 0.042732 | 0.125 | 0.08 | 261 | 0 | 0.364 | 1 | 1 | cs | TRUE
15 | LV_118-12_0_6_line_15 |  | 11 | 14 | 0.003251 | 0.125 | 0.08 | 261 | 0 | 0.364 | 1 | 1 | cs | TRUE
16 | LV_118-12_0_6_line_16 |  | 12 | 15 | 0.008721 | 0.125 | 0.08 | 261 | 0 | 0.364 | 1 | 1 | cs | TRUE
17 | LV_118-12_0_6_line_17 |  | 14 | 29 | 0.031223 | 0.125 | 0.08 | 261 | 0 | 0.364 | 1 | 1 | cs | TRUE
18 | LV_118-12_0_6_line_18 |  | 15 | 30 | 0.032887 | 0.125 | 0.08 | 261 | 0 | 0.364 | 1 | 1 | cs | TRUE
19 | LV_118-12_0_6_line_19 |  | 16 | 17 | 0.081072 | 0.125 | 0.08 | 261 | 0 | 0.364 | 1 | 1 | cs | TRUE
20 | LV_118-12_0_6_line_20 |  | 16 | 18 | 0.064454 | 0.125 | 0.08 | 261 | 0 | 0.364 | 1 | 1 | cs | TRUE
21 | LV_118-12_0_6_line_21 |  | 17 | 23 | 0.01229 | 0.125 | 0.08 | 261 | 0 | 0.364 | 1 | 1 | cs | TRUE
22 | LV_118-12_0_6_line_22 |  | 17 | 24 | 0.079883 | 0.125 | 0.08 | 261 | 0 | 0.364 | 1 | 1 | cs | TRUE
23 | LV_118-12_0_6_line_23 |  | 18 | 20 | 0.021874 | 0.125 | 0.08 | 261 | 0 | 0.364 | 1 | 1 | cs | TRUE
24 | LV_118-12_0_6_line_24 |  | 19 | 20 | 0.00506 | 0.125 | 0.08 | 261 | 0 | 0.364 | 1 | 1 | cs | TRUE
25 | LV_118-12_0_6_line_25 |  | 19 | 21 | 0.020402 | 0.125 | 0.08 | 261 | 0 | 0.364 | 1 | 5 | cs | TRUE
26 | LV_118-12_0_6_line_26 |  | 19 | 22 | 0.044245 | 0.125 | 0.08 | 261 | 0 | 0.364 | 1 | 5 | cs | TRUE
27 | LV_118-12_0_6_line_27 |  | 21 | 32 | 0.025488 | 0.125 | 0.08 | 261 | 0 | 0.364 | 1 | 5 | cs | TRUE
28 | LV_118-12_0_6_line_28 |  | 22 | 28 | 0.011627 | 0.125 | 0.08 | 261 | 0 | 0.364 | 1 | 5 | cs | TRUE
29 | LV_118-12_0_6_line_29 |  | 24 | 25 | 0.032934 | 0.125 | 0.08 | 261 | 0 | 0.364 | 1 | 1 | cs | TRUE
30 | LV_118-12_0_6_line_30 |  | 26 | 27 | 0.019737 | 0.125 | 0.08 | 261 | 0 | 0.364 | 1 | 2 | cs | TRUE
31 | LV_118-12_0_6_line_31 |  | 26 | 28 | 0.018825 | 0.125 | 0.08 | 261 | 0 | 0.364 | 1 | 5 | cs | TRUE
32 | LV_118-12_0_6_line_32 |  | 27 | 33 | 0.033779 | 0.125 | 0.08 | 261 | 0 | 0.364 | 1 | 1 | cs | TRUE
33 | LV_118-12_0_6_line_33 |  | 29 | 107 | 0.029742 | 0.125 | 0.08 | 261 | 0 | 0.364 | 1 | 1 | cs | TRUE
34 | LV_118-12_0_6_line_34 |  | 29 | 126 | 0.013515 | 0.125 | 0.08 | 261 | 0 | 0.364 | 1 | 1 | cs | TRUE
35 | LV_118-12_0_6_line_35 |  | 30 | 31 | 0.029797 | 0.125 | 0.08 | 261 | 0 | 0.364 | 1 | 1 | cs | TRUE
36 | LV_118-12_0_6_line_36 |  | 31 | 128 | 0.0010347 | 0.125 | 0.08 | 261 | 0 | 0.364 | 1 | 1 | cs | TRUE
37 | LV_118-12_0_6_line_37 |  | 32 | 49 | 0.034707 | 0.125 | 0.08 | 261 | 0 | 0.364 | 1 | 5 | cs | TRUE
38 | LV_118-12_0_6_line_38 |  | 33 | 97 | 0.018544 | 0.125 | 0.08 | 261 | 0 | 0.364 | 1 | 1 | cs | TRUE
39 | LV_118-12_0_6_line_39 |  | 34 | 35 | 0.030975 | 0.125 | 0.08 | 261 | 0 | 0.364 | 1 | 1 | cs | TRUE
40 | LV_118-12_0_6_line_40 |  | 35 | 36 | 0.10576 | 0.125 | 0.08 | 261 | 0 | 0.364 | 1 | 1 | cs | TRUE
41 | LV_118-12_0_6_line_41 |  | 36 | 37 | 0.02567 | 0.125 | 0.08 | 261 | 0 | 0.364 | 1 | 1 | cs | TRUE
42 | LV_118-12_0_6_line_42 |  | 37 | 51 | 0.016919 | 0.125 | 0.08 | 261 | 0 | 0.364 | 1 | 1 | cs | TRUE
43 | LV_118-12_0_6_line_43 |  | 38 | 39 | 0.002809 | 0.125 | 0.08 | 261 | 0 | 0.364 | 1 | 1 | cs | TRUE
44 | LV_118-12_0_6_line_44 |  | 38 | 40 | 0.14667 | 0.125 | 0.08 | 261 | 0 | 0.364 | 1 | 1 | cs | TRUE
45 | LV_118-12_0_6_line_45 |  | 38 | 41 | 0.097171 | 0.125 | 0.08 | 261 | 0 | 0.364 | 1 | 1 | cs | TRUE
46 | LV_118-12_0_6_line_46 |  | 40 | 45 | 0.002449 | 0.125 | 0.08 | 261 | 0 | 0.364 | 1 | 1 | cs | TRUE
47 | LV_118-12_0_6_line_47 |  | 40 | 46 | 0.024518 | 0.125 | 0.08 | 261 | 0 | 0.364 | 1 | 1 | cs | TRUE
48 | LV_118-12_0_6_line_48 |  | 41 | 42 | 0.076907 | 0.125 | 0.08 | 261 | 0 | 0.364 | 1 | 1 | cs | TRUE
49 | LV_118-12_0_6_line_49 |  | 41 | 43 | 0.032763 | 0.125 | 0.08 | 261 | 0 | 0.364 | 1 | 1 | cs | TRUE
50 | LV_118-12_0_6_line_50 |  | 41 | 44 | 0.010644 | 0.125 | 0.08 | 261 | 0 | 0.364 | 1 | 1 | cs | TRUE
51 | LV_118-12_0_6_line_51 |  | 42 | 54 | 0.019508 | 0.125 | 0.08 | 261 | 0 | 0.364 | 1 | 1 | cs | TRUE
52 | LV_118-12_0_6_line_52 |  | 42 | 55 | 0.0049846 | 0.125 | 0.08 | 261 | 0 | 0.364 | 1 | 1 | cs | TRUE
53 | LV_118-12_0_6_line_53 |  | 43 | 56 | 0.01248 | 0.125 | 0.08 | 261 | 0 | 0.364 | 1 | 1 | cs | TRUE
54 | LV_118-12_0_6_line_54 |  | 46 | 47 | 0.038749 | 0.125 | 0.08 | 261 | 0 | 0.364 | 1 | 1 | cs | TRUE
55 | LV_118-12_0_6_line_55 |  | 47 | 53 | 0.026149 | 0.125 | 0.08 | 261 | 0 | 0.364 | 1 | 1 | cs | TRUE
56 | LV_118-12_0_6_line_56 |  | 48 | 49 | 0.023076 | 0.125 | 0.08 | 261 | 0 | 0.364 | 1 | 5 | cs | TRUE
57 | LV_118-12_0_6_line_57 |  | 48 | 50 | 0.045184 | 0.125 | 0.08 | 261 | 0 | 0.364 | 1 | 5 | cs | TRUE
58 | LV_118-12_0_6_line_58 |  | 48 | 51 | 0.015641 | 0.125 | 0.08 | 261 | 0 | 0.364 | 1 | 1 | cs | TRUE
59 | LV_118-12_0_6_line_59 |  | 50 | 129 | 0.017132 | 0.125 | 0.08 | 261 | 0 | 0.364 | 1 | 5 | cs | TRUE
60 | LV_118-12_0_6_line_60 |  | 52 | 53 | 0.020746 | 0.125 | 0.08 | 261 | 0 | 0.364 | 1 | 1 | cs | TRUE
61 | LV_118-12_0_6_line_61 |  | 54 | 95 | 0.036238 | 0.125 | 0.08 | 261 | 0 | 0.364 | 1 | 5 | cs | TRUE
62 | LV_118-12_0_6_line_62 |  | 54 | 77 | 0.048727 | 0.125 | 0.08 | 261 | 0 | 0.364 | 1 | 5 | cs | TRUE
63 | LV_118-12_0_6_line_63 |  | 55 | 137 | 0.018268 | 0.125 | 0.08 | 261 | 0 | 0.364 | 1 | 1 | cs | TRUE
64 | LV_118-12_0_6_line_64 |  | 57 | 60 | 0.0075881 | 0.125 | 0.08 | 261 | 0 | 0.364 | 1 | 1 | cs | TRUE
65 | LV_118-12_0_6_line_65 |  | 58 | 61 | 0.012588 | 0.125 | 0.08 | 261 | 0 | 0.364 | 1 | 1 | cs | TRUE
66 | LV_118-12_0_6_line_66 |  | 59 | 62 | 0.021313 | 0.125 | 0.08 | 261 | 0 | 0.364 | 1 | 1 | cs | TRUE
67 | LV_118-12_0_6_line_67 |  | 61 | 125 | 0.0058326 | 0.125 | 0.08 | 261 | 0 | 0.364 | 1 | 1 | cs | TRUE
68 | LV_118-12_0_6_line_68 |  | 62 | 121 | 0.0075798 | 0.125 | 0.08 | 261 | 0 | 0.364 | 1 | 1 | cs | TRUE
69 | LV_118-12_0_6_line_69 |  | 63 | 64 | 0.01083 | 0.125 | 0.08 | 261 | 0 | 0.364 | 1 | 1 | cs | TRUE
70 | LV_118-12_0_6_line_70 |  | 63 | 65 | 0.037818 | 0.125 | 0.08 | 261 | 0 | 0.364 | 1 | 1 | cs | TRUE
71 | LV_118-12_0_6_line_71 |  | 65 | 93 | 0.018396 | 0.125 | 0.08 | 261 | 0 | 0.364 | 1 | 1 | cs | TRUE
72 | LV_118-12_0_6_line_72 |  | 65 | 84 | 0.017246 | 0.125 | 0.08 | 261 | 0 | 0.364 | 1 | 1 | cs | TRUE
73 | LV_118-12_0_6_line_73 |  | 66 | 67 | 0.013949 | 0.125 | 0.08 | 261 | 0 | 0.364 | 1 | 1 | cs | TRUE
74 | LV_118-12_0_6_line_74 |  | 66 | 68 | 0.048342 | 0.125 | 0.08 | 261 | 0 | 0.364 | 1 | 1 | cs | TRUE
75 | LV_118-12_0_6_line_75 |  | 66 | 69 | 0.066317 | 0.125 | 0.08 | 261 | 0 | 0.364 | 1 | 1 | cs | TRUE
76 | LV_118-12_0_6_line_76 |  | 68 | 94 | 0.032214 | 0.125 | 0.08 | 261 | 0 | 0.364 | 1 | 1 | cs | TRUE
77 | LV_118-12_0_6_line_77 |  | 69 | 92 | 0.02131 | 0.125 | 0.08 | 261 | 0 | 0.364 | 1 | 1 | cs | TRUE
78 | LV_118-12_0_6_line_78 |  | 70 | 71 | 0.019387 | 0.125 | 0.08 | 261 | 0 | 0.364 | 1 | 1 | cs | TRUE
79 | LV_118-12_0_6_line_79 |  | 70 | 72 | 0.020622 | 0.125 | 0.08 | 261 | 0 | 0.364 | 1 | 1 | cs | TRUE
80 | LV_118-12_0_6_line_80 |  | 71 | 97 | 0.0078722 | 0.125 | 0.08 | 261 | 0 | 0.364 | 1 | 1 | cs | TRUE
81 | LV_118-12_0_6_line_81 |  | 72 | 96 | 0.0010238 | 0.125 | 0.08 | 261 | 0 | 0.364 | 1 | 1 | cs | TRUE
82 | LV_118-12_0_6_line_82 |  | 73 | 74 | 0.013727 | 0.125 | 0.08 | 261 | 0 | 0.364 | 1 | 1 | cs | TRUE
83 | LV_118-12_0_6_line_83 |  | 73 | 75 | 0.075404 | 0.125 | 0.08 | 261 | 0 | 0.364 | 1 | 1 | cs | TRUE
84 | LV_118-12_0_6_line_84 |  | 73 | 76 | 0.066755 | 0.125 | 0.08 | 261 | 0 | 0.364 | 1 | 1 | cs | TRUE
85 | LV_118-12_0_6_line_85 |  | 74 | 82 | 0.0023869 | 0.125 | 0.08 | 261 | 0 | 0.364 | 1 | 1 | cs | TRUE
86 | LV_118-12_0_6_line_86 |  | 75 | 91 | 0.0068386 | 0.125 | 0.08 | 261 | 0 | 0.364 | 1 | 1 | cs | TRUE
87 | LV_118-12_0_6_line_87 |  | 77 | 78 | 0.058213 | 0.125 | 0.08 | 261 | 0 | 0.364 | 1 | 5 | cs | TRUE
88 | LV_118-12_0_6_line_88 |  | 77 | 79 | 0.016799 | 0.125 | 0.08 | 261 | 0 | 0.364 | 1 | 1 | cs | TRUE
89 | LV_118-12_0_6_line_89 |  | 78 | 84 | 0.02428 | 0.125 | 0.08 | 261 | 0 | 0.364 | 1 | 1 | cs | TRUE
90 | LV_118-12_0_6_line_90 |  | 78 | 85 | 0.0097797 | 0.125 | 0.08 | 261 | 0 | 0.364 | 1 | 5 | cs | TRUE
91 | LV_118-12_0_6_line_91 |  | 79 | 109 | 0.030081 | 0.125 | 0.08 | 261 | 0 | 0.364 | 1 | 1 | cs | TRUE
92 | LV_118-12_0_6_line_92 |  | 80 | 81 | 0.028949 | 0.125 | 0.08 | 261 | 0 | 0.364 | 1 | 1 | cs | TRUE
93 | LV_118-12_0_6_line_93 |  | 80 | 82 | 0.017673 | 0.125 | 0.08 | 261 | 0 | 0.364 | 1 | 1 | cs | TRUE
94 | LV_118-12_0_6_line_94 |  | 80 | 83 | 0.024386 | 0.125 | 0.08 | 261 | 0 | 0.364 | 1 | 1 | cs | TRUE
95 | LV_118-12_0_6_line_95 |  | 81 | 110 | 0.007548 | 0.125 | 0.08 | 261 | 0 | 0.364 | 1 | 1 | cs | TRUE
96 | LV_118-12_0_6_line_96 |  | 83 | 111 | 0.035006 | 0.125 | 0.08 | 261 | 0 | 0.364 | 1 | 1 | cs | TRUE
97 | LV_118-12_0_6_line_97 |  | 85 | 89 | 0.00739 | 0.125 | 0.08 | 261 | 0 | 0.364 | 1 | 5 | cs | TRUE
98 | LV_118-12_0_6_line_98 |  | 85 | 90 | 0.026456 | 0.125 | 0.08 | 261 | 0 | 0.364 | 1 | 5 | cs | TRUE
99 | LV_118-12_0_6_line_99 |  | 86 | 87 | 0.010171 | 0.125 | 0.08 | 261 | 0 | 0.364 | 1 | 1 | cs | TRUE
100 | LV_118-12_0_6_line_100 |  | 86 | 88 | 0.014111 | 0.125 | 0.08 | 261 | 0 | 0.364 | 1 | 1 | cs | TRUE
101 | LV_118-12_0_6_line_101 |  | 87 | 89 | 0.015121 | 0.125 | 0.08 | 261 | 0 | 0.364 | 1 | 2 | cs | TRUE
102 | LV_118-12_0_6_line_102 |  | 87 | 112 | 0.020126 | 0.125 | 0.08 | 261 | 0 | 0.364 | 1 | 1 | cs | TRUE
103 | LV_118-12_0_6_line_103 |  | 88 | 111 | 0.02459 | 0.125 | 0.08 | 261 | 0 | 0.364 | 1 | 1 | cs | TRUE
104 | LV_118-12_0_6_line_104 |  | 89 | 113 | 0.0043119 | 0.125 | 0.08 | 261 | 0 | 0.364 | 1 | 1 | cs | TRUE
105 | LV_118-12_0_6_line_105 |  | 90 | 99 | 0.022173 | 0.125 | 0.08 | 261 | 0 | 0.364 | 1 | 5 | cs | TRUE
106 | LV_118-12_0_6_line_106 |  | 91 | 116 | 0.019413 | 0.125 | 0.08 | 261 | 0 | 0.364 | 1 | 1 | cs | TRUE
107 | LV_118-12_0_6_line_107 |  | 92 | 117 | 0.017277 | 0.125 | 0.08 | 261 | 0 | 0.364 | 1 | 1 | cs | TRUE
108 | LV_118-12_0_6_line_108 |  | 93 | 118 | 0.012487 | 0.125 | 0.08 | 261 | 0 | 0.364 | 1 | 1 | cs | TRUE
109 | LV_118-12_0_6_line_109 |  | 95 | 129 | 0.022645 | 0.125 | 0.08 | 261 | 0 | 0.364 | 1 | 5 | cs | TRUE
110 | LV_118-12_0_6_line_110 |  | 98 | 99 | 0.019416 | 0.125 | 0.08 | 261 | 0 | 0.364 | 1 | 1 | cs | TRUE
111 | LV_118-12_0_6_line_111 |  | 100 | 101 | 0.017507 | 0.125 | 0.08 | 261 | 0 | 0.364 | 1 | 1 | cs | TRUE
112 | LV_118-12_0_6_line_112 |  | 100 | 102 | 0.005749 | 0.125 | 0.08 | 261 | 0 | 0.364 | 1 | 1 | cs | TRUE
113 | LV_118-12_0_6_line_113 |  | 101 | 103 | 0.043147 | 0.125 | 0.08 | 261 | 0 | 0.364 | 1 | 1 | cs | TRUE
114 | LV_118-12_0_6_line_114 |  | 102 | 104 | 0.013174 | 0.125 | 0.08 | 261 | 0 | 0.364 | 1 | 1 | cs | TRUE
115 | LV_118-12_0_6_line_115 |  | 103 | 105 | 0.0004722 | 0.125 | 0.08 | 261 | 0 | 0.364 | 1 | 1 | cs | TRUE
116 | LV_118-12_0_6_line_116 |  | 104 | 106 | 0.0048942 | 0.125 | 0.08 | 261 | 0 | 0.364 | 1 | 1 | cs | TRUE
117 | LV_118-12_0_6_line_117 |  | 105 | 107 | 0.011131 | 0.125 | 0.08 | 261 | 0 | 0.364 | 1 | 1 | cs | TRUE
118 | LV_118-12_0_6_line_118 |  | 106 | 108 | 0.0026424 | 0.125 | 0.08 | 261 | 0 | 0.364 | 1 | 1 | cs | TRUE
119 | LV_118-12_0_6_line_119 |  | 108 | 122 | 0.015093 | 0.125 | 0.08 | 261 | 0 | 0.364 | 1 | 1 | cs | TRUE
120 | LV_118-12_0_6_line_120 |  | 110 | 138 | 0.011718 | 0.125 | 0.08 | 261 | 0 | 0.364 | 1 | 1 | cs | TRUE
121 | LV_118-12_0_6_line_121 |  | 112 | 139 | 0.0074204 | 0.125 | 0.08 | 261 | 0 | 0.364 | 1 | 1 | cs | TRUE
122 | LV_118-12_0_6_line_122 |  | 113 | 123 | 0.02449 | 0.125 | 0.08 | 261 | 0 | 0.364 | 1 | 1 | cs | TRUE
123 | LV_118-12_0_6_line_123 |  | 114 | 115 | 0.032783 | 0.125 | 0.08 | 261 | 0 | 0.364 | 1 | 1 | cs | TRUE
124 | LV_118-12_0_6_line_124 |  | 115 | 118 | 0.027266 | 0.125 | 0.08 | 261 | 0 | 0.364 | 1 | 1 | cs | TRUE
125 | LV_118-12_0_6_line_125 |  | 116 | 148 | 0.010905 | 0.125 | 0.08 | 261 | 0 | 0.364 | 1 | 1 | cs | TRUE
126 | LV_118-12_0_6_line_126 |  | 117 | 131 | 0.0033215 | 0.125 | 0.08 | 261 | 0 | 0.364 | 1 | 1 | cs | TRUE
127 | LV_118-12_0_6_line_127 |  | 119 | 120 | 0.019993 | 0.125 | 0.08 | 261 | 0 | 0.364 | 1 | 1 | cs | TRUE
128 | LV_118-12_0_6_line_128 |  | 120 | 134 | 0.0089067 | 0.125 | 0.08 | 261 | 0 | 0.364 | 1 | 1 | cs | TRUE
129 | LV_118-12_0_6_line_129 |  | 121 | 130 | 0.0063968 | 0.125 | 0.08 | 261 | 0 | 0.364 | 1 | 1 | cs | TRUE
130 | LV_118-12_0_6_line_130 |  | 122 | 123 | 0.0013108 | 0.125 | 0.08 | 261 | 0 | 0.364 | 1 | 1 | cs | TRUE
131 | LV_118-12_0_6_line_131 |  | 124 | 125 | 0.0090829 | 0.125 | 0.08 | 261 | 0 | 0.364 | 1 | 1 | cs | TRUE
132 | LV_118-12_0_6_line_132 |  | 126 | 127 | 0.011777 | 0.125 | 0.08 | 261 | 0 | 0.364 | 1 | 1 | cs | TRUE
133 | LV_118-12_0_6_line_133 |  | 130 | 131 | 0.015099 | 0.125 | 0.08 | 261 | 0 | 0.364 | 1 | 1 | cs | TRUE
134 | LV_118-12_0_6_line_134 |  | 131 | 132 | 0.002766 | 0.125 | 0.08 | 261 | 0 | 0.364 | 1 | 1 | cs | TRUE
135 | LV_118-12_0_6_line_135 |  | 132 | 133 | 0.014241 | 0.125 | 0.08 | 261 | 0 | 0.364 | 1 | 1 | cs | TRUE
136 | LV_118-12_0_6_line_136 |  | 132 | 134 | 0.020283 | 0.125 | 0.08 | 261 | 0 | 0.364 | 1 | 1 | cs | TRUE
137 | LV_118-12_0_6_line_137 |  | 133 | 135 | 0.0063459 | 0.125 | 0.08 | 261 | 0 | 0.364 | 1 | 1 | cs | TRUE
138 | LV_118-12_0_6_line_138 |  | 135 | 136 | 0.012812 | 0.125 | 0.08 | 261 | 0 | 0.364 | 1 | 1 | cs | TRUE
139 | LV_118-12_0_6_line_139 |  | 136 | 147 | 0.0084901 | 0.125 | 0.08 | 261 | 0 | 0.364 | 1 | 1 | cs | TRUE
140 | LV_118-12_0_6_line_140 |  | 139 | 140 | 0.010622 | 0.125 | 0.08 | 261 | 0 | 0.364 | 1 | 1 | cs | TRUE
141 | LV_118-12_0_6_line_141 |  | 140 | 141 | 0.015569 | 0.125 | 0.08 | 261 | 0 | 0.364 | 1 | 1 | cs | TRUE
142 | LV_118-12_0_6_line_142 |  | 141 | 142 | 0.0029032 | 0.125 | 0.08 | 261 | 0 | 0.364 | 1 | 1 | cs | TRUE
143 | LV_118-12_0_6_line_143 |  | 142 | 143 | 0.0028202 | 0.125 | 0.08 | 261 | 0 | 0.364 | 1 | 1 | cs | TRUE
144 | LV_118-12_0_6_line_144 |  | 143 | 145 | 0.015013 | 0.125 | 0.08 | 261 | 0 | 0.364 | 1 | 1 | cs | TRUE
145 | LV_118-12_0_6_line_145 |  | 144 | 145 | 0.0017471 | 0.125 | 0.08 | 261 | 0 | 0.364 | 1 | 1 | cs | TRUE
146 | LV_118-12_0_6_line_146 |  | 144 | 146 | 0.0065426 | 0.125 | 0.08 | 261 | 0 | 0.364 | 1 | 1 | cs | TRUE
147 | LV_118-12_0_6_line_147 |  | 146 | 147 | 0.015177 | 0.125 | 0.08 | 261 | 0 | 0.364 | 1 | 1 | cs | TRUE

## trafo
| name | std_type | hv_bus | lv_bus | sn_mva | vn_hv_kv | vn_lv_kv | vk_percent | vkr_percent | pfe_kw | i0_percent | shift_degree | tap_side | tap_neutral | tap_min | tap_max | tap_step_percent | tap_step_degree | tap_pos | tap_phase_shifter | parallel | df | in_service
0 | LV_118-12_0_6_trafo_48 | 0.63 MVA 20/0.4 kV | 149 | 99 | 0.63 | 20 | 0.4 | 6 | 1.206 | 1.65 | 0.2619 | 150 | hv | 0 | -2 | 2 | 2.5 | 0 | 0 | FALSE | 1 | 1 | TRUE

## line_geodata
| x0 | y0 | x1 | y1 | x2 | y2 | x3 | y3 | x4 | y4 | x5 | y5 | x6 | y6 | x7 | y7 | x8 | y8 | x9 | y9 | x10 | y10 | x11 | y11 | x12 | y12 | x13 | y13 | x14 | y14
0 | 2706424.6126 | 1235023.609 | 2706410.9562 | 1235031.2616 | 2706410.2393 | 1235029.9585
1 | 2706460.2193 | 1235003.6562 | 2706424.6126 | 1235023.609
2 | 2706460.2193 | 1235003.6562 | 2706486.9922 | 1235048.1811 | 2706504.6403 | 1235078.1859
3 | 2706517.0678 | 1235099.3149 | 2706504.6403 | 1235078.1859
4 | 2706517.0678 | 1235099.3149 | 2706523.8798 | 1235108.6664
5 | 2706519.4806 | 1235098.5909 | 2706517.0678 | 1235099.3149
6 | 2706523.8798 | 1235108.6664 | 2706533.5434 | 1235113.0875
7 | 2706523.8798 | 1235108.6664 | 2706506.4881 | 1235104.6071 | 2706499.6604 | 1235103.2196
8 | 2706519.4806 | 1235098.5909 | 2706526.5105 | 1235105.9226 | 2706537.4266 | 1235110.9999
9 | 2706519.4806 | 1235098.5909 | 2706513.4663 | 1235088.4432
10 | 2706349.0794 | 1235077.6589 | 2706328.7974 | 1235073.5966
11 | 2706365.8917 | 1235081.0262 | 2706349.0794 | 1235077.6589
12 | 2706365.8917 | 1235081.0262 | 2706388.7948 | 1235084.6612 | 2706405.8083 | 1235090.4036 | 2706428.5507 | 1235093.7134
13 | 2706365.8917 | 1235081.0262 | 2706364.8173 | 1235083.9537
14 | 2706428.5507 | 1235093.7134 | 2706471.1835 | 1235096.6156
15 | 2706427.8729 | 1235096.8926 | 2706428.5507 | 1235093.7134
16 | 2706364.8173 | 1235083.9537 | 2706361.7992 | 1235092.1358
17 | 2706421.3301 | 1235127.421 | 2706427.8729 | 1235096.8926
18 | 2706350.4234 | 1235122.9926 | 2706358.253 | 1235101.7498 | 2706361.7992 | 1235092.1358
19 | 2706132.7668 | 1235293.5204 | 2706132.1929 | 1235289.6294 | 2706130.9919 | 1235280.5899 | 2706131.9996 | 1235262.3273 | 2706136.8201 | 1235243.3655 | 2706144.8709 | 1235244.8438 | 2706166.3303 | 1235249.5975
20 | 2706132.7668 | 1235293.5204 | 2706152.8121 | 1235291.8327 | 2706196.8971 | 1235287.1036
21 | 2706166.3303 | 1235249.5975 | 2706174.3292 | 1235251.4418 | 2706173.5757 | 1235255.4759
22 | 2706149.5067 | 1235193.4429 | 2706178.5337 | 1235201.3119 | 2706177.3402 | 1235205.8274 | 2706172.0212 | 1235225.9922 | 2706166.7198 | 1235247.7141 | 2706166.3303 | 1235249.5975
23 | 2706218.6461 | 1235284.7705 | 2706196.8971 | 1235287.1036
24 | 2706218.3883 | 1235279.7176 | 2706218.6461 | 1235284.7705
25 | 2706218.3883 | 1235279.7176 | 2706238.7193 | 1235278.0199
26 | 2706218.3883 | 1235279.7176 | 2706216.6327 | 1235245.8269 | 2706221.1899 | 1235236.5806
27 | 2706264.119 | 1235275.899 | 2706238.7193 | 1235278.0199
28 | 2706221.1899 | 1235236.5806 | 2706226.3302 | 1235226.1512
29 | 2706149.5067 | 1235193.4429 | 2706159.7206 | 1235162.1329
30 | 2706234.6526 | 1235209.2655 | 2706248.7329 | 1235211.3855 | 2706253.7473 | 1235213.6414
31 | 2706234.6526 | 1235209.2655 | 2706226.3302 | 1235226.1512
32 | 2706284.0755 | 1235228.4307 | 2706275.0918 | 1235223.2438 | 2706253.7473 | 1235213.6414
33 | 2706421.3301 | 1235127.421 | 2706415.1867 | 1235156.5219
34 | 2706421.3301 | 1235127.421 | 2706407.955 | 1235125.2243
35 | 2706350.4234 | 1235122.9926 | 2706340.532 | 1235151.1001
36 | 2706340.532 | 1235151.1001 | 2706340.1885 | 1235152.0762
37 | 2706264.119 | 1235275.899 | 2706280.5439 | 1235274.7474 | 2706280.7377 | 1235279.1431 | 2706288.9798 | 1235278.39 | 2706288.3132 | 1235283.9156
38 | 2706284.0755 | 1235228.4307 | 2706293.6787 | 1235234.1068 | 2706300.6335 | 1235236.6001
39 | 2706281.0866 | 1235398.7854 | 2706260.3069 | 1235412.7689 | 2706254.6773 | 1235414.6259
40 | 2706280.7676 | 1235343.0259 | 2706279.8538 | 1235350.0927 | 2706281.1453 | 1235355.331 | 2706283.6634 | 1235359.2901 | 2706290.5389 | 1235365.0954 | 2706298.0648 | 1235367.1315 | 2706308.4094 | 1235368.173 | 2706306.6759 | 1235373.6684 | 2706295.4038 | 1235375.8128 | 2706288.7808 | 1235376.6172 | 2706285.4709 | 1235379.26 | 2706275.2491 | 1235386.1602 | 2706276.7647 | 1235388.6114 | 2706286.3241 | 1235395.8769 | 2706281.0866 | 1235398.7854
41 | 2706280.7676 | 1235343.0259 | 2706287.4151 | 1235344.2346 | 2706290.7245 | 1235344.583 | 2706293.5467 | 1235343.8106 | 2706295.9812 | 1235337.6383 | 2706295.5285 | 1235331.6304
42 | 2706297.9786 | 1235316.1354 | 2706297.7666 | 1235323.7485 | 2706295.076 | 1235325.6241 | 2706295.5285 | 1235331.6304
43 | 2706402.4985 | 1235419.9857 | 2706405.3018 | 1235420.2694
44 | 2706402.4985 | 1235419.9857 | 2706404.9563 | 1235399.0025 | 2706401.6457 | 1235398.7208 | 2706401.8554 | 1235397.1567 | 2706402.1619 | 1235393.5705 | 2706401.7581 | 1235391.1837 | 2706417.8238 | 1235386.4011 | 2706419.6651 | 1235385.8781 | 2706425.1012 | 1235384.9859 | 2706435.5327 | 1235383.2825 | 2706461.8278 | 1235387.2344 | 2706466.4898 | 1235389.831 | 2706485.6975 | 1235402.3292 | 2706485.0432 | 1235408.4222 | 2706482.7915 | 1235427.1851
45 | 2706402.4985 | 1235419.9857 | 2706399.4259 | 1235419.0966 | 2706382.9144 | 1235409.4714 | 2706380.0265 | 1235406.7287 | 2706382.9594 | 1235404.4239 | 2706384.3728 | 1235401.1689 | 2706383.9536 | 1235397.1027 | 2706387.4589 | 1235395.809 | 2706386.0034 | 1235391.2794 | 2706387.8983 | 1235387.7662 | 2706388.6194 | 1235385.1215 | 2706397.7589 | 1235381.1711 | 2706409.9165 | 1235376.93 | 2706420.9684 | 1235371.8685 | 2706428.2705 | 1235366.1171
46 | 2706480.5144 | 1235426.2658 | 2706482.7915 | 1235427.1851
47 | 2706506.9769 | 1235430.5767 | 2706487.0906 | 1235428.9079 | 2706482.7915 | 1235427.1851
48 | 2706404.5736 | 1235318.1337 | 2706413.757 | 1235321.0337 | 2706419.123 | 1235321.9416 | 2706424.6748 | 1235323.0419 | 2706429.6291 | 1235324.1092 | 2706436.6072 | 1235326.3025 | 2706438.2582 | 1235330.0572 | 2706439.3202 | 1235333.7346 | 2706438.8317 | 1235338.1848 | 2706437.2036 | 1235344.1269 | 2706436.5934 | 1235349.8759 | 2706437.0312 | 1235353.3197 | 2706434.2561 | 1235360.7535 | 2706428.2705 | 1235366.1171
49 | 2706428.2705 | 1235366.1171 | 2706434.2561 | 1235360.7535 | 2706437.0312 | 1235353.3197 | 2706452.8498 | 1235358.9519
50 | 2706428.2705 | 1235366.1171 | 2706418.8085 | 1235367.7822 | 2706417.7727 | 1235367.7317
51 | 2706404.5736 | 1235318.1337 | 2706405.85 | 1235304.7796 | 2706406.2844 | 1235298.705
52 | 2706404.5736 | 1235318.1337 | 2706399.5893 | 1235318.1836
53 | 2706452.8498 | 1235358.9519 | 2706464.6036 | 1235363.1483
54 | 2706506.9769 | 1235430.5767 | 2706533.3583 | 1235446.1616 | 2706541.4662 | 1235446.1229
55 | 2706567.6147 | 1235445.998 | 2706541.4662 | 1235446.1229
56 | 2706285.3902 | 1235306.8031 | 2706288.3132 | 1235283.9156
57 | 2706285.3902 | 1235306.8031 | 2706330.461 | 1235303.6111
58 | 2706285.3902 | 1235306.8031 | 2706297.9786 | 1235316.1354
59 | 2706347.5506 | 1235302.4008 | 2706330.461 | 1235303.6111
60 | 2706567.6147 | 1235445.998 | 2706549.471 | 1235456.0581
61 | 2706406.2844 | 1235298.705 | 2706403.2153 | 1235298.4609 | 2706370.1422 | 1235300.8543
62 | 2706406.2844 | 1235298.705 | 2706419.8931 | 1235297.9815 | 2706426.4904 | 1235297.3436 | 2706429.1327 | 1235294.789 | 2706430.8248 | 1235285.2786 | 2706431.9961 | 1235270.1881
63 | 2706399.5893 | 1235318.1836 | 2706389.8473 | 1235318.2812 | 2706381.3812 | 1235319.2847
64 | 2706533.5434 | 1235113.0875 | 2706533.5434 | 1235113.0875 | 2706540.8461 | 1235115.1494
65 | 2706499.6604 | 1235103.2196 | 2706493.9444 | 1235102.0581 | 2706487.2129 | 1235101.4988
66 | 2706537.4266 | 1235110.9999 | 2706557.9028 | 1235116.9125
67 | 2706481.4003 | 1235101.0158 | 2706487.2129 | 1235101.4988
68 | 2706557.9028 | 1235116.9125 | 2706565.185 | 1235119.0153
69 | 2706491.5559 | 1235347.9259 | 2706492.6343 | 1235345.1987 | 2706493.9268 | 1235341.9304 | 2706497.6256 | 1235339.5616
70 | 2706493.732 | 1235306.7889 | 2706495.0338 | 1235309.3364 | 2706499.4935 | 1235317.3002 | 2706503.0967 | 1235323.2138 | 2706504.734 | 1235328.158 | 2706501.9754 | 1235335.0806 | 2706497.6256 | 1235339.5616
71 | 2706493.732 | 1235306.7889 | 2706511.8337 | 1235303.5114
72 | 2706493.732 | 1235306.7889 | 2706492.9488 | 1235304.0283 | 2706491.9436 | 1235289.6873
73 | 2706622.4561 | 1235096.2248 | 2706634.8951 | 1235089.8431
74 | 2706612.7973 | 1235046.847 | 2706632.7084 | 1235085.5673 | 2706634.8951 | 1235089.8431
75 | 2706625.1319 | 1235139.0279 | 2706628.0749 | 1235135.3334 | 2706650.677 | 1235120.7278 | 2706634.8951 | 1235089.8431
76 | 2706612.7973 | 1235046.847 | 2706599.8449 | 1235054.8319 | 2706595.4169 | 1235071.2428
77 | 2706625.1319 | 1235139.0279 | 2706611.5524 | 1235132.2012 | 2706605.6685 | 1235130.5486
78 | 2706326.2933 | 1235245.7992 | 2706308.0439 | 1235239.2568
79 | 2706332.8208 | 1235226.2344 | 2706326.2933 | 1235245.7992
80 | 2706308.0439 | 1235239.2568 | 2706300.6335 | 1235236.6001
81 | 2706332.8208 | 1235226.2344 | 2706331.8551 | 1235225.8944
82 | 2706624.2466 | 1235220.7857 | 2706626.1432 | 1235228.1476 | 2706627.7479 | 1235234.0587
83 | 2706630.5112 | 1235253.8568 | 2706633.8799 | 1235253.0166 | 2706637.3397 | 1235252.1559 | 2706636.6737 | 1235249.6197 | 2706639.1666 | 1235249.064 | 2706646.2556 | 1235247.6124 | 2706651.1063 | 1235243.4963 | 2706658.1141 | 1235236.45 | 2706654.4435 | 1235225.4423 | 2706627.7479 | 1235234.0587
84 | 2706627.7479 | 1235234.0587 | 2706578.4345 | 1235247.2286 | 2706563.2276 | 1235251.1839
85 | 2706624.2466 | 1235220.7857 | 2706621.9684 | 1235221.4977
86 | 2706630.5112 | 1235253.8568 | 2706623.8963 | 1235255.5913
87 | 2706490.1884 | 1235265.4715 | 2706464.1167 | 1235267.606 | 2706431.9961 | 1235270.1881
88 | 2706431.9961 | 1235270.1881 | 2706415.2665 | 1235271.7129
89 | 2706490.1884 | 1235265.4715 | 2706490.4413 | 1235268.256 | 2706491.9436 | 1235289.6873
90 | 2706489.5231 | 1235255.7188 | 2706490.0266 | 1235260.9874 | 2706490.1884 | 1235265.4715
91 | 2706415.2665 | 1235271.7129 | 2706390.3989 | 1235273.9794 | 2706385.3179 | 1235274.5251
92 | 2706605.1004 | 1235226.769 | 2706601.1013 | 1235204.1132 | 2706601.2801 | 1235198.1731
93 | 2706605.1004 | 1235226.769 | 2706621.9684 | 1235221.4977
94 | 2706605.1004 | 1235226.769 | 2706581.6011 | 1235233.2856
95 | 2706601.2801 | 1235198.1731 | 2706601.4578 | 1235192.2661 | 2706601.8809 | 1235190.6833
96 | 2706581.6011 | 1235233.2856 | 2706562.0925 | 1235238.6956 | 2706547.84 | 1235242.5382
97 | 2706493.7276 | 1235249.6339 | 2706489.5231 | 1235255.7188
98 | 2706489.5231 | 1235255.7188 | 2706466.1237 | 1235257.423 | 2706463.1406 | 1235257.6893
99 | 2706510.3393 | 1235252.0001 | 2706509.0989 | 1235248.9867 | 2706505.8931 | 1235242.8579
100 | 2706510.3393 | 1235252.0001 | 2706516.6946 | 1235250.9355 | 2706524.0975 | 1235248.9395
101 | 2706493.7276 | 1235249.6339 | 2706499.6013 | 1235249.6725 | 2706505.8931 | 1235242.8579
102 | 2706505.8931 | 1235242.8579 | 2706517.3 | 1235226.2769
103 | 2706547.84 | 1235242.5382 | 2706524.0975 | 1235248.9395
104 | 2706493.7276 | 1235249.6339 | 2706490.0131 | 1235247.4442
105 | 2706441.0555 | 1235259.661 | 2706463.1406 | 1235257.6893
106 | 2706623.8963 | 1235255.5913 | 2706605.1182 | 1235260.5147
107 | 2706589.035 | 1235125.8769 | 2706605.6685 | 1235130.5486
108 | 2706524.121 | 1235301.2866 | 2706511.8337 | 1235303.5114
109 | 2706347.5506 | 1235302.4008 | 2706352.6655 | 1235302.1143 | 2706368.6058 | 1235300.9654 | 2706370.1422 | 1235300.8543
110 | 2706421.717 | 1235261.3887 | 2706424.6339 | 1235261.127 | 2706441.0555 | 1235259.661
111 | 2706416.9098 | 1235204.3489 | 2706431.9913 | 1235213.2396
112 | 2706436.9438 | 1235216.1592 | 2706431.9913 | 1235213.2396
113 | 2706412.79 | 1235167.875 | 2706406.3983 | 1235198.1522 | 2706416.9098 | 1235204.3489
114 | 2706448.2929 | 1235222.8496 | 2706436.9438 | 1235216.1592
115 | 2706412.79 | 1235167.875 | 2706412.8875 | 1235167.4129
116 | 2706448.2929 | 1235222.8496 | 2706452.509 | 1235225.3351
117 | 2706412.8875 | 1235167.4129 | 2706415.1867 | 1235156.5219
118 | 2706452.509 | 1235225.3351 | 2706454.7853 | 1235226.677
119 | 2706454.7853 | 1235226.677 | 2706467.7872 | 1235234.3417
120 | 2706604.9068 | 1235179.3625 | 2706601.8809 | 1235190.6833
121 | 2706521.5058 | 1235220.1635 | 2706517.3 | 1235226.2769
122 | 2706468.9164 | 1235235.0074 | 2706490.0131 | 1235247.4442
123 | 2706583.382 | 1235292.4826 | 2706572.58 | 1235292.5138 | 2706550.951 | 1235296.4291
124 | 2706524.121 | 1235301.2866 | 2706541.7304 | 1235298.0982 | 2706550.951 | 1235296.4291
125 | 2706605.1182 | 1235260.5147 | 2706594.5695 | 1235263.2806
126 | 2706585.8373 | 1235124.9788 | 2706589.035 | 1235125.8769
127 | 2706630.7452 | 1235145.655 | 2706623.0721 | 1235142.0154 | 2706612.751 | 1235136.943
128 | 2706604.5743 | 1235133.4813 | 2706607.4788 | 1235134.352 | 2706612.751 | 1235136.943
129 | 2706571.3308 | 1235120.79 | 2706565.185 | 1235119.0153
130 | 2706468.9164 | 1235235.0074 | 2706467.7872 | 1235234.3417
131 | 2706472.3485 | 1235100.2638 | 2706481.4003 | 1235101.0158
132 | 2706407.955 | 1235125.2243 | 2706396.4925 | 1235122.5208
133 | 2706585.8373 | 1235124.9788 | 2706571.3308 | 1235120.79
134 | 2706585.8373 | 1235124.9788 | 2706585.1457 | 1235127.6573
135 | 2706585.1457 | 1235127.6573 | 2706577.0742 | 1235139.39
136 | 2706585.1457 | 1235127.6573 | 2706604.5743 | 1235133.4813
137 | 2706573.4774 | 1235144.6182 | 2706577.0742 | 1235139.39
138 | 2706573.4774 | 1235144.6182 | 2706566.2157 | 1235155.1738
139 | 2706566.2157 | 1235155.1738 | 2706561.4036 | 1235162.1685
140 | 2706521.5058 | 1235220.1635 | 2706527.5264 | 1235211.412
141 | 2706527.5264 | 1235211.412 | 2706536.3504 | 1235198.5855
142 | 2706537.9959 | 1235196.1937 | 2706536.3504 | 1235198.5855
143 | 2706537.9959 | 1235196.1937 | 2706539.5943 | 1235193.8703
144 | 2706539.5943 | 1235193.8703 | 2706548.1032 | 1235181.5019
145 | 2706549.0934 | 1235180.0625 | 2706548.1032 | 1235181.5019
146 | 2706549.0934 | 1235180.0625 | 2706552.8016 | 1235174.6723
147 | 2706552.8016 | 1235174.6723 | 2706561.4036 | 1235162.1685

## bus_geodata
| x | y | coords
0 | 2706424.6126 | 1235023.609
1 | 2706410.2393 | 1235029.9585
2 | 2706460.2193 | 1235003.6562
3 | 2706504.6403 | 1235078.1859
4 | 2706517.0678 | 1235099.3149
5 | 2706523.8798 | 1235108.6664
6 | 2706519.4806 | 1235098.5909
7 | 2706513.4663 | 1235088.4432
8 | 2706349.0794 | 1235077.6589
9 | 2706328.7974 | 1235073.5966
10 | 2706365.8917 | 1235081.0262
11 | 2706428.5507 | 1235093.7134
12 | 2706364.8173 | 1235083.9537
13 | 2706471.1835 | 1235096.6156
14 | 2706427.8729 | 1235096.8926
15 | 2706361.7992 | 1235092.1358
16 | 2706132.7668 | 1235293.5204
17 | 2706166.3303 | 1235249.5975
18 | 2706196.8971 | 1235287.1036
19 | 2706218.3883 | 1235279.7176
20 | 2706218.6461 | 1235284.7705
21 | 2706238.7193 | 1235278.0199
22 | 2706221.1899 | 1235236.5806
23 | 2706173.5757 | 1235255.4759
24 | 2706149.5067 | 1235193.4429
25 | 2706159.7206 | 1235162.1329
26 | 2706234.6526 | 1235209.2655
27 | 2706253.7473 | 1235213.6414
28 | 2706226.3302 | 1235226.1512
29 | 2706421.3301 | 1235127.421
30 | 2706350.4234 | 1235122.9926
31 | 2706340.532 | 1235151.1001
32 | 2706264.119 | 1235275.899
33 | 2706284.0755 | 1235228.4307
34 | 2706254.6773 | 1235414.6259
35 | 2706281.0866 | 1235398.7854
36 | 2706280.7676 | 1235343.0259
37 | 2706295.5285 | 1235331.6304
38 | 2706402.4985 | 1235419.9857
39 | 2706405.3018 | 1235420.2694
40 | 2706482.7915 | 1235427.1851
41 | 2706428.2705 | 1235366.1171
42 | 2706404.5736 | 1235318.1337
43 | 2706452.8498 | 1235358.9519
44 | 2706417.7727 | 1235367.7317
45 | 2706480.5144 | 1235426.2658
46 | 2706506.9769 | 1235430.5767
47 | 2706541.4662 | 1235446.1229
48 | 2706285.3902 | 1235306.8031
49 | 2706288.3132 | 1235283.9156
50 | 2706330.461 | 1235303.6111
51 | 2706297.9786 | 1235316.1354
52 | 2706549.471 | 1235456.0581
53 | 2706567.6147 | 1235445.998
54 | 2706406.2844 | 1235298.705
55 | 2706399.5893 | 1235318.1836
56 | 2706464.6036 | 1235363.1483
57 | 2706533.5434 | 1235113.0875
58 | 2706499.6604 | 1235103.2196
59 | 2706537.4266 | 1235110.9999
60 | 2706540.8461 | 1235115.1493
61 | 2706487.2129 | 1235101.4988
62 | 2706557.9028 | 1235116.9125
63 | 2706497.6256 | 1235339.5616
64 | 2706491.5559 | 1235347.9259
65 | 2706493.732 | 1235306.7889
66 | 2706634.8951 | 1235089.8431
67 | 2706622.4561 | 1235096.2248
68 | 2706612.7973 | 1235046.847
69 | 2706625.1319 | 1235139.0279
70 | 2706326.2933 | 1235245.7992
71 | 2706308.0439 | 1235239.2568
72 | 2706332.8208 | 1235226.2344
73 | 2706627.7479 | 1235234.0587
74 | 2706624.2466 | 1235220.7857
75 | 2706630.5112 | 1235253.8568
76 | 2706563.2276 | 1235251.1839
77 | 2706431.9961 | 1235270.1881
78 | 2706490.1884 | 1235265.4715
79 | 2706415.2665 | 1235271.7129
80 | 2706605.1004 | 1235226.769
81 | 2706601.2801 | 1235198.1731
82 | 2706621.9684 | 1235221.4977
83 | 2706581.6011 | 1235233.2856
84 | 2706491.9436 | 1235289.6873
85 | 2706489.5231 | 1235255.7188
86 | 2706510.3393 | 1235252.0001
87 | 2706505.8931 | 1235242.8579
88 | 2706524.0975 | 1235248.9395
89 | 2706493.7276 | 1235249.6339
90 | 2706463.1406 | 1235257.6893
91 | 2706623.8963 | 1235255.5913
92 | 2706605.6685 | 1235130.5486
93 | 2706511.8337 | 1235303.5114
94 | 2706595.4169 | 1235071.2428
95 | 2706370.1422 | 1235300.8543
96 | 2706331.8551 | 1235225.8944
97 | 2706300.6335 | 1235236.6001
98 | 2706421.717 | 1235261.3887
99 | 2706441.0555 | 1235259.661
100 | 2706431.9913 | 1235213.2396
101 | 2706416.9098 | 1235204.3489
102 | 2706436.9438 | 1235216.1592
103 | 2706412.79 | 1235167.875
104 | 2706448.2929 | 1235222.8496
105 | 2706412.8875 | 1235167.4129
106 | 2706452.509 | 1235225.3351
107 | 2706415.1867 | 1235156.5219
108 | 2706454.7853 | 1235226.677
109 | 2706385.3179 | 1235274.5251
110 | 2706601.8809 | 1235190.6833
111 | 2706547.84 | 1235242.5382
112 | 2706517.3 | 1235226.2769
113 | 2706490.0131 | 1235247.4442
114 | 2706583.382 | 1235292.4826
115 | 2706550.951 | 1235296.4291
116 | 2706605.1182 | 1235260.5147
117 | 2706589.035 | 1235125.8769
118 | 2706524.121 | 1235301.2866
119 | 2706630.7452 | 1235145.655
120 | 2706612.751 | 1235136.943
121 | 2706565.185 | 1235119.0153
122 | 2706467.7872 | 1235234.3417
123 | 2706468.9164 | 1235235.0074
124 | 2706472.3485 | 1235100.2638
125 | 2706481.4003 | 1235101.0158
126 | 2706407.955 | 1235125.2243
127 | 2706396.4925 | 1235122.5208
128 | 2706340.1885 | 1235152.0762
129 | 2706347.5506 | 1235302.4008
130 | 2706571.3308 | 1235120.79
131 | 2706585.8373 | 1235124.9788
132 | 2706585.1457 | 1235127.6573
133 | 2706577.0742 | 1235139.39
134 | 2706604.5743 | 1235133.4813
135 | 2706573.4774 | 1235144.6182
136 | 2706566.2157 | 1235155.1738
137 | 2706381.3812 | 1235319.2847
138 | 2706604.9068 | 1235179.3625
139 | 2706521.5058 | 1235220.1635
140 | 2706527.5264 | 1235211.412
141 | 2706536.3504 | 1235198.5855
142 | 2706537.9959 | 1235196.1937
143 | 2706539.5943 | 1235193.8703
144 | 2706549.0934 | 1235180.0625
145 | 2706548.1032 | 1235181.5019
146 | 2706552.8016 | 1235174.6723
147 | 2706561.4036 | 1235162.1685
148 | 2706594.5695 | 1235263.2806
149 | 2706403.0397 | 1235263.064

## line_std_types
| c_nf_per_km | r_ohm_per_km | x_ohm_per_km | max_i_ka | type | q_mm2 | alpha | voltage_rating
NAYY 4x50 SE | 210 | 0.642 | 0.083 | 0.142 | cs | 50 | 0.00403 | LV
NAYY 4x120 SE | 264 | 0.225 | 0.08 | 0.242 | cs | 120 | 0.00403 | LV
NAYY 4x150 SE | 261 | 0.208 | 0.08 | 0.27 | cs | 150 | 0.00403 | LV
NA2XS2Y 1x95 RM/25 12/20 kV | 216 | 0.313 | 0.132 | 0.252 | cs | 95 | 0.00403 | MV
NA2XS2Y 1x185 RM/25 12/20 kV | 273 | 0.161 | 0.117 | 0.362 | cs | 185 | 0.00403 | MV
NA2XS2Y 1x240 RM/25 12/20 kV | 304 | 0.122 | 0.112 | 0.421 | cs | 240 | 0.00403 | MV
NA2XS2Y 1x95 RM/25 6/10 kV | 315 | 0.313 | 0.123 | 0.249 | cs | 95 | 0.00403 | MV
NA2XS2Y 1x185 RM/25 6/10 kV | 406 | 0.161 | 0.11 | 0.358 | cs | 185 | 0.00403 | MV
NA2XS2Y 1x240 RM/25 6/10 kV | 456 | 0.122 | 0.105 | 0.416 | cs | 240 | 0.00403 | MV
NA2XS2Y 1x150 RM/25 12/20 kV | 250 | 0.206 | 0.116 | 0.319 | cs | 150 | 0.00403 | MV
NA2XS2Y 1x120 RM/25 12/20 kV | 230 | 0.253 | 0.119 | 0.283 | cs | 120 | 0.00403 | MV
NA2XS2Y 1x70 RM/25 12/20 kV | 190 | 0.443 | 0.132 | 0.22 | cs | 70 | 0.00403 | MV
NA2XS2Y 1x150 RM/25 6/10 kV | 360 | 0.206 | 0.11 | 0.315 | cs | 150 | 0.00403 | MV
NA2XS2Y 1x120 RM/25 6/10 kV | 340 | 0.253 | 0.113 | 0.28 | cs | 120 | 0.00403 | MV
NA2XS2Y 1x70 RM/25 6/10 kV | 280 | 0.443 | 0.123 | 0.217 | cs | 70 | 0.00403 | MV
N2XS(FL)2Y 1x120 RM/35 64/110 kV | 112 | 0.153 | 0.166 | 0.366 | cs | 120 | 0.00393 | HV
N2XS(FL)2Y 1x185 RM/35 64/110 kV | 125 | 0.099 | 0.156 | 0.457 | cs | 185 | 0.00393 | HV
N2XS(FL)2Y 1x240 RM/35 64/110 kV | 135 | 0.075 | 0.149 | 0.526 | cs | 240 | 0.00393 | HV
N2XS(FL)2Y 1x300 RM/35 64/110 kV | 144 | 0.06 | 0.144 | 0.588 | cs | 300 | 0.00393 | HV
15-AL1/3-ST1A 0.4 | 11 | 1.8769 | 0.35 | 0.105 | ol | 16 | 0.00403 | LV
24-AL1/4-ST1A 0.4 | 11.25 | 1.2012 | 0.335 | 0.14 | ol | 24 | 0.00403 | LV
48-AL1/8-ST1A 0.4 | 12.2 | 0.5939 | 0.3 | 0.21 | ol | 48 | 0.00403 | LV
94-AL1/15-ST1A 0.4 | 13.2 | 0.306 | 0.29 | 0.35 | ol | 94 | 0.00403 | LV
34-AL1/6-ST1A 10.0 | 9.7 | 0.8342 | 0.36 | 0.17 | ol | 34 | 0.00403 | MV
48-AL1/8-ST1A 10.0 | 10.1 | 0.5939 | 0.35 | 0.21 | ol | 48 | 0.00403 | MV
70-AL1/11-ST1A 10.0 | 10.4 | 0.4132 | 0.339 | 0.29 | ol | 70 | 0.00403 | MV
94-AL1/15-ST1A 10.0 | 10.75 | 0.306 | 0.33 | 0.35 | ol | 94 | 0.00403 | MV
122-AL1/20-ST1A 10.0 | 11.1 | 0.2376 | 0.323 | 0.41 | ol | 122 | 0.00403 | MV
149-AL1/24-ST1A 10.0 | 11.25 | 0.194 | 0.315 | 0.47 | ol | 149 | 0.00403 | MV
34-AL1/6-ST1A 20.0 | 9.15 | 0.8342 | 0.382 | 0.17 | ol | 34 | 0.00403 | MV
48-AL1/8-ST1A 20.0 | 9.5 | 0.5939 | 0.372 | 0.21 | ol | 48 | 0.00403 | MV
70-AL1/11-ST1A 20.0 | 9.7 | 0.4132 | 0.36 | 0.29 | ol | 70 | 0.00403 | MV
94-AL1/15-ST1A 20.0 | 10 | 0.306 | 0.35 | 0.35 | ol | 94 | 0.00403 | MV
122-AL1/20-ST1A 20.0 | 10.3 | 0.2376 | 0.344 | 0.41 | ol | 122 | 0.00403 | MV
149-AL1/24-ST1A 20.0 | 10.5 | 0.194 | 0.337 | 0.47 | ol | 149 | 0.00403 | MV
184-AL1/30-ST1A 20.0 | 10.75 | 0.1571 | 0.33 | 0.535 | ol | 184 | 0.00403 | MV
243-AL1/39-ST1A 20.0 | 11 | 0.1188 | 0.32 | 0.645 | ol | 243 | 0.00403 | MV
48-AL1/8-ST1A 110.0 | 8 | 0.5939 | 0.46 | 0.21 | ol | 48 | 0.00403 | HV
70-AL1/11-ST1A 110.0 | 8.4 | 0.4132 | 0.45 | 0.29 | ol | 70 | 0.00403 | HV
94-AL1/15-ST1A 110.0 | 8.65 | 0.306 | 0.44 | 0.35 | ol | 94 | 0.00403 | HV
122-AL1/20-ST1A 110.0 | 8.5 | 0.2376 | 0.43 | 0.41 | ol | 122 | 0.00403 | HV
149-AL1/24-ST1A 110.0 | 8.75 | 0.194 | 0.41 | 0.47 | ol | 149 | 0.00403 | HV
184-AL1/30-ST1A 110.0 | 8.8 | 0.1571 | 0.4 | 0.535 | ol | 184 | 0.00403 | HV
243-AL1/39-ST1A 110.0 | 9 | 0.1188 | 0.39 | 0.645 | ol | 243 | 0.00403 | HV
305-AL1/39-ST1A 110.0 | 9.2 | 0.0949 | 0.38 | 0.74 | ol | 305 | 0.00403 | HV
490-AL1/64-ST1A 110.0 | 9.75 | 0.059 | 0.37 | 0.96 | ol | 490 | 0.00403 | HV
679-AL1/86-ST1A 110.0 | 9.95 | 0.042 | 0.36 | 1.15 | ol | 679 | 0.00403 | HV
490-AL1/64-ST1A 220.0 | 10 | 0.059 | 0.285 | 0.96 | ol | 490 | 0.00403 | HV
679-AL1/86-ST1A 220.0 | 11.7 | 0.042 | 0.275 | 1.15 | ol | 679 | 0.00403 | HV
490-AL1/64-ST1A 380.0 | 11 | 0.059 | 0.253 | 0.96 | ol | 490 | 0.00403 | HV
679-AL1/86-ST1A 380.0 | 14.6 | 0.042 | 0.25 | 1.15 | ol | 679 | 0.00403 | HV

## trafo_std_types
| i0_percent | pfe_kw | vkr_percent | sn_mva | vn_lv_kv | vn_hv_kv | vk_percent | shift_degree | vector_group | tap_side | tap_neutral | tap_min | tap_max | tap_step_degree | tap_step_percent | tap_phase_shifter
160 MVA 380/110 kV | 0.06 | 60 | 0.25 | 160 | 110 | 380 | 12.2 | 0 | Yy0 | hv | 0 | -9 | 9 | 0 | 1.5 | FALSE
100 MVA 220/110 kV | 0.06 | 55 | 0.26 | 100 | 110 | 220 | 12 | 0 | Yy0 | hv | 0 | -9 | 9 | 0 | 1.5 | FALSE
63 MVA 110/20 kV | 0.04 | 22 | 0.32 | 63 | 20 | 110 | 18 | 150 | YNd5 | hv | 0 | -9 | 9 | 0 | 1.5 | FALSE
40 MVA 110/20 kV | 0.05 | 18 | 0.34 | 40 | 20 | 110 | 16.2 | 150 | YNd5 | hv | 0 | -9 | 9 | 0 | 1.5 | FALSE
25 MVA 110/20 kV | 0.07 | 14 | 0.41 | 25 | 20 | 110 | 12 | 150 | YNd5 | hv | 0 | -9 | 9 | 0 | 1.5 | FALSE
63 MVA 110/10 kV | 0.04 | 22 | 0.32 | 63 | 10 | 110 | 18 | 150 | YNd5 | hv | 0 | -9 | 9 | 0 | 1.5 | FALSE
40 MVA 110/10 kV | 0.05 | 18 | 0.34 | 40 | 10 | 110 | 16.2 | 150 | YNd5 | hv | 0 | -9 | 9 | 0 | 1.5 | FALSE
25 MVA 110/10 kV | 0.07 | 14 | 0.41 | 25 | 10 | 110 | 12 | 150 | YNd5 | hv | 0 | -9 | 9 | 0 | 1.5 | FALSE
0.25 MVA 20/0.4 kV | 0.32 | 0.8 | 1.44 | 0.25 | 0.4 | 20 | 6 | 150 | Yzn5 | hv | 0 | -2 | 2 | 0 | 2.5 | FALSE
0.4 MVA 20/0.4 kV | 0.3375 | 1.35 | 1.425 | 0.4 | 0.4 | 20 | 6 | 150 | Dyn5 | hv | 0 | -2 | 2 | 0 | 2.5 | FALSE
0.63 MVA 20/0.4 kV | 0.2619 | 1.65 | 1.206 | 0.63 | 0.4 | 20 | 6 | 150 | Dyn5 | hv | 0 | -2 | 2 | 0 | 2.5 | FALSE
0.25 MVA 10/0.4 kV | 0.24 | 0.6 | 1.2 | 0.25 | 0.4 | 10 | 4 | 150 | Dyn5 | hv | 0 | -2 | 2 | 0 | 2.5 | FALSE
0.4 MVA 10/0.4 kV | 0.2375 | 0.95 | 1.325 | 0.4 | 0.4 | 10 | 4 | 150 | Dyn5 | hv | 0 | -2 | 2 | 0 | 2.5 | FALSE
0.63 MVA 10/0.4 kV | 0.1873 | 1.18 | 1.0794 | 0.63 | 0.4 | 10 | 4 | 150 | Dyn5 | hv | 0 | -2 | 2 | 0 | 2.5 | FALSE

## trafo3w_std_types
| sn_hv_mva | sn_mv_mva | sn_lv_mva | vn_hv_kv | vn_mv_kv | vn_lv_kv | vk_hv_percent | vk_mv_percent | vk_lv_percent | vkr_hv_percent | vkr_mv_percent | vkr_lv_percent | pfe_kw | i0_percent | shift_mv_degree | shift_lv_degree | vector_group | tap_side | tap_neutral | tap_min | tap_max | tap_step_percent
63/25/38 MVA 110/20/10 kV | 63 | 25 | 38 | 110 | 20 | 10 | 10.4 | 10.4 | 10.4 | 0.28 | 0.32 | 0.35 | 35 | 0.89 | 0 | 0 | YN0yn0yn0 | hv | 0 | -10 | 10 | 1.2
63/25/38 MVA 110/10/10 kV | 63 | 25 | 38 | 110 | 10 | 10 | 10.4 | 10.4 | 10.4 | 0.28 | 0.32 | 0.35 | 35 | 0.89 | 0 | 0 | YN0yn0yn0 | hv | 0 | -10 | 10 | 1.2

## fuse_std_types
| fuse_type | i_rated_a | t_avg | t_min | t_total | x_avg | x_min | x_total
HV 100A | HV 100A | 100 | 0 | [10.0, 3.64, 0.854, 0.281, 0.1, 0.0531, 0.022, 0.01] | [10.0, 4.267, 1.21, 0.403, 0.1, 0.058, 0.022, 0.01] | 0 | [300.0, 350.0, 450.0, 550.0, 700.0, 850.0, 1200.0, 1752.0] | [600.0, 700.0, 900.0, 1150.0, 1665.0, 2000.0, 3000.0, 4313.0]
HV 10A | HV 10A | 10 | 0 | [10.0, 1675.0, 0.344, 0.156, 0.1, 0.0417, 0.0171, 0.01] | [10.0, 1.3, 0.3, 0.155, 0.1, 0.0555, 0.023, 0.01] | 0 | [30.0, 32.0, 35.0, 37.0, 39.0, 50.0, 70.0, 88.0] | [60.0, 70.0, 80.0, 87.0, 94.0, 110.0, 150.0, 216.0]
HV 125A | HV 125A | 125 | 0 | [10.0, 1.82, 0.344, 0.1, 0.0467, 0.0269, 0.01] | [10.0, 2.478, 0.426, 0.1, 0.0427, 0.0211, 0.01] | 0 | [375.0, 500.0, 700.0, 925.0, 1200.0, 1500.0, 2341.0] | [750.0, 1000.0, 1500.0, 2200.0, 3000.0, 4000.0, 5765.0]
HV 160A | HV 160A | 160 | 0 | [10.0, 4.15, 1.03, 0.198, 0.1, 0.051, 0.0172, 0.01] | [10.0, 2.3, 0.734, 0.274, 0.1, 0.046, 0.0177, 0.01] | 0 | [480.0, 550.0, 700.0, 1000.0, 1260.0, 1600.0, 2500.0, 3227.0] | [960.0, 1300.0, 1700.0, 2200.0, 2996.0, 4000.0, 6000.0, 7946.0]
HV 16A | HV 16A | 16 | 0 | [10.0, 0.352, 0.164, 0.1, 0.0649, 0.0342, 0.01] | [10.0, 2.34, 0.722, 0.181, 0.1, 0.055, 0.0296, 0.01] | 0 | [48.0, 60.0, 65.0, 71.0, 80.0, 100.0, 162.0] | [96.0, 110.0, 125.0, 150.0, 168.0, 200.0, 250.0, 398.0]
HV 200A | HV 200A | 200 | 0 | [10.0, 4.267, 1.21, 0.403, 0.1, 0.058, 0.022, 0.01] | [10.0, 3.73, 1.654, 0.328, 0.1, 0.0531, 0.019, 0.01] | 0 | [600.0, 700.0, 900.0, 1150.0, 1665.0, 2000.0, 3000.0, 4313.0] | [1200.0, 1500.0, 1800.0, 2700.0, 3960.0, 5000.0, 7500.0, 10620.0]
HV 20A | HV 20A | 20 | 0 | [10.0, 1.3, 0.3, 0.155, 0.1, 0.0555, 0.023, 0.01] | [10.0, 1.3, 0.161, 0.1, 0.0611, 0.0399, 0.0141, 0.01] | 0 | [60.0, 70.0, 80.0, 87.0, 94.0, 110.0, 150.0, 216.0] | [120.0, 150.0, 200.0, 223.0, 260.0, 300.0, 450.0, 532.0]
HV 25A | HV 25A | 25 | 0 | [10.0, 2.512, 0.833, 0.299, 0.1, 0.0372, 0.0223, 0.01] | [10.0, 3.125, 0.597, 0.198, 0.1, 0.0378, 0.022, 0.01] | 0 | [75.0, 82.0, 90.0, 100.0, 124.0, 170.0, 200.0, 289.0] | [150.0, 170.0, 210.0, 250.0, 294.0, 400.0, 500.0, 711.0]
HV 31.5A | HV 31.5A | 31.5 | 0 | [10.0, 2.34, 0.722, 0.181, 0.1, 0.055, 0.0296, 0.01] | [10.0, 2.84, 0.368, 0.164, 0.1, 0.0621, 0.0378, 0.0195, 0.01] | 0 | [95.0, 110.0, 125.0, 150.0, 165.0, 200.0, 250.0, 390.0] | [189.0, 220.0, 300.0, 350.0, 393.0, 450.0, 530.0, 700.0, 960.0]
HV 40A | HV 40A | 40 | 0 | [10.0, 1.3, 0.161, 0.1, 0.0611, 0.0399, 0.0141, 0.01] | [10.0, 2.05, 0.369, 0.198, 0.1, 0.051, 0.0298, 0.01] | 0 | [120.0, 150.0, 200.0, 223.0, 260.0, 300.0, 450.0, 532.0] | [240.0, 300.0, 400.0, 450.0, 530.0, 650.0, 800.0, 1311.0]
HV 50A | HV 50A | 50 | 0 | [10.0, 3.215, 0.597, 0.198, 0.1, 0.0378, 0.022, 0.01] | [10.0, 3.64, 0.854, 0.281, 0.1, 0.0531, 0.022, 0.01] | 0 | [150.0, 170.0, 210.0, 250.0, 294.0, 400.0, 500.0, 711.0] | [300.0, 350.0, 450.0, 550.0, 700.0, 850.0, 1200.0, 1752.0]
HV 6.3A | HV 6.3A | 6.3 | 0 | [10.0, 1.39, 0.344, 0.168, 0.1, 0.056, 0.0263, 0.01] | [10.0, 1.711, 0.516, 0.198, 0.1, 0.0634, 0.0303, 0.01] | 0 | [19.0, 19.5, 20.4, 20.8, 22.0, 25.0, 32.0, 48.0] | [38.0, 40.0, 43.0, 48.0, 53.0, 60.0, 75.0, 118.0]
HV 63A | HV 63A | 63 | 0 | [10.0, 2.84, 0.368, 0.164, 0.1, 0.0621, 0.0378, 0.0195, 0.01] | [10.0, 1.82, 0.344, 0.1, 0.0467, 0.0269, 0.01] | 0 | [189.0, 220.0, 300.0, 350.0, 393.0, 450.0, 530.0, 700.0, 961.0] | [378.0, 500.0, 700.0, 934.0, 1200.0, 1500.0, 2366.0]
HV 80A | HV 80A | 80 | 0 | [10.0, 2.05, 0.369, 0.198, 0.1, 0.051, 0.0298, 0.01] | [10.0, 4.15, 1.03, 0.198, 0.1, 0.051, 0.0172, 0.01] | 0 | [240.0, 300.0, 400.0, 450.0, 530.0, 650.0, 800.0, 1311.0] | [480.0, 550.0, 700.0, 1000.0, 1260.0, 1600.0, 2500.0, 3227.0]
Siemens NH-1-100 | Siemens NH-1-100 | 100 | [5400.0, 2000.0, 400.0, 20.0, 1.0, 0.2, 0.012, 0.004] | 0 | 0 | [150.0, 190.0, 250.0, 430.0, 900.0, 1250.0, 2700.0, 3600.0] | 0 | 0
Siemens NH-1-125 | Siemens NH-1-125 | 125 | [4800.0, 120.0, 7.0, 0.1, 0.004] | 0 | 0 | [180.0, 400.0, 740.0, 2000.0, 4250.0] | 0 | 0
Siemens NH-1-16 | Siemens NH-1-16 | 16 | [4000.0, 400.0, 2.0, 0.1, 0.04, 0.01] | 0 | 0 | [26.0, 35.0, 75.0, 150.0, 200.0, 300.0] | 0 | 0
Siemens NH-1-160 | Siemens NH-1-160 | 160 | [4800.0, 120.0, 7.0, 0.1, 0.004] | 0 | 0 | [210.0, 500.0, 900.0, 2300.0, 5000.0] | 0 | 0
Siemens NH-1-25 | Siemens NH-1-25 | 25 | [4000.0, 1000.0, 10.0, 0.2, 0.02, 0.01] | 0 | 0 | [40.0, 50.0, 100.0, 210.0, 400.0, 500.0] | 0 | 0
Siemens NH-1-50 | Siemens NH-1-50 | 50 | [4000.0, 40.0, 4.0, 1.0, 0.02, 0.01] | 0 | 0 | [86.0, 200.0, 300.0, 400.0, 1000.0, 1280.0] | 0 | 0
Siemens NH-1-63 | Siemens NH-1-63 | 63 | [4000.0, 100.0, 10.0, 2.0, 0.04, 0.01] | 0 | 0 | [100.0, 200.0, 300.0, 400.0, 1000.0, 1500.0] | 0 | 0
Siemens NH-1-80 | Siemens NH-1-80 | 80 | [4800.0, 120.0, 7.0, 0.1, 0.01] | 0 | 0 | [150.58, 250.0, 450.0, 1150.0, 2470.0] | 0 | 0
Siemens NH-2-1000 | Siemens NH-2-1000 | 1000 | [4800.0, 120.0, 7.0, 0.1, 0.004] | 0 | 0 | [1900.0, 3500.0, 8400.0, 24000.0, 52000.0] | 0 | 0
Siemens NH-2-200 | Siemens NH-2-200 | 200 | [4800.0, 120.0, 7.0, 0.1, 0.004] | 0 | 0 | [280.0, 650.0, 1200.0, 3000.0, 7000.0] | 0 | 0
Siemens NH-2-224 | Siemens NH-2-224 | 224 | [4800.0, 120.0, 7.0, 0.2, 0.04, 0.004] | 0 | 0 | [400.0, 750.0, 1453.0, 3025.0, 4315.0, 7600.0] | 0 | 0
Siemens NH-2-250 | Siemens NH-2-250 | 250 | [4800.0, 120.0, 7.0, 0.1, 0.004] | 0 | 0 | [450.0, 800.0, 1650.0, 4000.0, 8500.0] | 0 | 0
Siemens NH-2-315 | Siemens NH-2-315 | 315 | [4800.0, 120.0, 7.0, 0.1, 0.004] | 0 | 0 | [550.0, 920.0, 1900.0, 5000.0, 11000.0] | 0 | 0
Siemens NH-2-355 | Siemens NH-2-355 | 355 | [4800.0, 120.0, 6.0, 0.1, 0.004] | 0 | 0 | [650.0, 1116.27, 2350.0, 5840.0, 12790.0] | 0 | 0
Siemens NH-2-400 | Siemens NH-2-400 | 400 | [4800.0, 120.0, 7.0, 0.1, 0.004] | 0 | 0 | [720.0, 1350.0, 2800.0, 6500.0, 15000.0] | 0 | 0
Siemens NH-2-425 | Siemens NH-2-425 | 425 | [4800.0, 120.0, 7.0, 0.1, 0.004] | 0 | 0 | [850.0, 1500.0, 3050.0, 7500.0, 16500.0] | 0 | 0
Siemens NH-2-630 | Siemens NH-2-630 | 630 | [4800.0, 120.0, 7.0, 0.1, 0.004] | 0 | 0 | [1200.0, 2000.0, 4800.0, 12000.0, 26000.0] | 0 | 0

## res_bus
| vm_pu | va_degree | p_mw | q_mvar
0 | 0.97875 | -0.40961 | 0.0014972 | 0.00037524
1 | 0.97872 | -0.41015 | 0.001725 | 0.00043232
2 | 0.97887 | -0.40722 | 0 | 0
3 | 0.97913 | -0.40213 | 0.0030553 | 0.00076573
4 | 0.97927 | -0.39933 | 0 | 0
5 | 0.97905 | -0.40368 | 0 | 0
6 | 0.97933 | -0.3981 | 0 | 0
7 | 0.97926 | -0.39951 | 0.0065901 | 0.0016516
8 | 0.98632 | -0.26265 | 0.0014034 | 0.00035172
9 | 0.98629 | -0.26319 | 0.0014476 | 0.0003628
10 | 0.98636 | -0.26177 | 0 | 0
11 | 0.98742 | -0.24127 | 0 | 0
12 | 0.98632 | -0.26261 | 0 | 0
13 | 0.98734 | -0.24265 | 0.0017984 | 0.00045073
14 | 0.98747 | -0.24013 | 0 | 0
15 | 0.9862 | -0.26497 | 0.0013515 | 0.00033873
16 | 0.9812 | -0.36021 | 0 | 0
17 | 0.98068 | -0.37035 | 0 | 0
18 | 0.98161 | -0.35216 | 0.026262 | 0.0065819
19 | 0.98243 | -0.33601 | 0 | 0
20 | 0.98228 | -0.33904 | 0 | 0
21 | 0.98298 | -0.32531 | 0.0002074 | 5.1979e-05
22 | 0.98151 | -0.35395 | 0.00085584 | 0.00021449
23 | 0.98067 | -0.37059 | 0.0010628 | 0.00026637
24 | 0.98025 | -0.3788 | 0 | 0
25 | 0.98007 | -0.38229 | 0.005835 | 0.0014624
26 | 0.98089 | -0.36593 | 0 | 0
27 | 0.97991 | -0.38511 | 0.0097945 | 0.0024547
28 | 0.98127 | -0.35863 | 0.0041222 | 0.0010331
29 | 0.98804 | -0.22913 | 0 | 0
30 | 0.98578 | -0.27305 | 0.0020011 | 0.00050151
31 | 0.98546 | -0.27931 | 0.0095345 | 0.0023896
32 | 0.98367 | -0.31194 | 0 | 0
33 | 0.97684 | -0.44498 | 0 | 0
34 | 0.98491 | -0.28817 | 0.0018106 | 0.00045379
35 | 0.98496 | -0.28716 | 0 | 0
36 | 0.98514 | -0.28371 | 0 | 0
37 | 0.98518 | -0.28288 | 0.00020287 | 5.0845e-05
38 | 0.97649 | -0.45237 | 0 | 0
39 | 0.97639 | -0.45433 | 0.038101 | 0.009549
40 | 0.97331 | -0.51489 | 0 | 0
41 | 0.98203 | -0.34402 | 0 | 0
42 | 0.98668 | -0.25412 | 0 | 0
43 | 0.98196 | -0.34547 | 0 | 0
44 | 0.98202 | -0.34425 | 0.0011894 | 0.00029808
45 | 0.97328 | -0.51538 | 0.010766 | 0.0026982
46 | 0.97302 | -0.52052 | 0 | 0
47 | 0.97257 | -0.52942 | 0.0033415 | 0.00083747
48 | 0.98524 | -0.28169 | 0 | 0
49 | 0.98461 | -0.29376 | 0 | 0
50 | 0.98648 | -0.25778 | 0.004132 | 0.0010356
51 | 0.98521 | -0.28226 | 0 | 0
52 | 0.97217 | -0.53731 | 0.0091297 | 0.0022881
53 | 0.97235 | -0.53382 | 0 | 0
54 | 0.98865 | -0.21598 | 0 | 0
55 | 0.98647 | -0.25809 | 0.036958 | 0.0092626
56 | 0.98193 | -0.34602 | 0.0024416 | 0.00061193
57 | 0.97896 | -0.40538 | 0.0041947 | 0.0010513
58 | 0.97877 | -0.40908 | 0.0034804 | 0.00087227
59 | 0.98002 | -0.38459 | 0 | 0
60 | 0.97893 | -0.40601 | 0.0045711 | 0.0011456
61 | 0.97867 | -0.41102 | 0.0032256 | 0.0008084
62 | 0.98068 | -0.3716 | 0.0032833 | 0.00082287
63 | 0.99017 | -0.18785 | 0 | 0
64 | 0.9898 | -0.19505 | 0.03736 | 0.0093634
65 | 0.99147 | -0.16277 | 0 | 0
66 | 0.98101 | -0.36532 | 0 | 0
67 | 0.98097 | -0.36594 | 0.0024587 | 0.00061621
68 | 0.98082 | -0.36905 | 0 | 0
69 | 0.98142 | -0.35724 | 0 | 0
70 | 0.97314 | -0.51773 | 0 | 0
71 | 0.97446 | -0.49173 | 0.022062 | 0.0055293
72 | 0.97173 | -0.54547 | 0 | 0
73 | 0.98457 | -0.29615 | 0 | 0
74 | 0.98499 | -0.28787 | 0 | 0
75 | 0.98274 | -0.33183 | 0 | 0
76 | 0.98412 | -0.30488 | 0.0072733 | 0.0018229
77 | 0.99106 | -0.16993 | 0 | 0
78 | 0.99402 | -0.11342 | 0 | 0
79 | 0.99093 | -0.1725 | 0.0021891 | 0.00054863
80 | 0.98572 | -0.27366 | 0 | 0
81 | 0.98522 | -0.28347 | 0.00303 | 0.00075939
82 | 0.98507 | -0.28643 | 0.0067079 | 0.0016812
83 | 0.98705 | -0.24783 | 0.013515 | 0.0033872
84 | 0.9925 | -0.14269 | 0.0024867 | 0.00062324
85 | 0.99464 | -0.10161 | 0 | 0
86 | 0.99219 | -0.14852 | 0 | 0
87 | 0.99295 | -0.13391 | 0 | 0
88 | 0.99114 | -0.16883 | 0.0043116 | 0.0010806
89 | 0.9943 | -0.10809 | 0 | 0
90 | 0.99753 | -0.04662 | 0.010096 | 0.0025303
91 | 0.98258 | -0.33507 | 0.0081958 | 0.0020541
92 | 0.98155 | -0.35465 | 0.003092 | 0.00077493
93 | 0.99099 | -0.17203 | 0.0022855 | 0.00057281
94 | 0.98069 | -0.37154 | 0.0042641 | 0.0010687
95 | 0.9876 | -0.23619 | 0.0045423 | 0.0011384
96 | 0.97166 | -0.54685 | 0.072975 | 0.018289
97 | 0.97515 | -0.47801 | 0.0023062 | 0.00057798
98 | 0.99996 | -0.00086504 | 0.0025558 | 0.00064055
99 | 1 | 0 | -0.61548 | -0.15757
100 | 0.99111 | -0.16964 | 0.0019498 | 0.00048867
101 | 0.9905 | -0.18144 | 0.0034497 | 0.00086457
102 | 0.99132 | -0.16557 | 0.002044 | 0.00051227
103 | 0.98913 | -0.20792 | 0.0024936 | 0.00062496
104 | 0.99183 | -0.15577 | 0.0021812 | 0.00054666
105 | 0.98912 | -0.20819 | 0.0011162 | 0.00027975
106 | 0.99203 | -0.15194 | 0.0019165 | 0.00048032
107 | 0.9888 | -0.21432 | 0.0029978 | 0.00075131
108 | 0.99214 | -0.14979 | 0.003482 | 0.00087267
109 | 0.99075 | -0.17595 | 0.0064495 | 0.0016164
110 | 0.98511 | -0.28561 | 0.0082046 | 0.0020563
111 | 0.9894 | -0.20244 | 0.0042565 | 0.0010668
112 | 0.99087 | -0.1739 | 0.0062608 | 0.0015691
113 | 0.99408 | -0.11232 | 0.0023208 | 0.00058165
114 | 0.98988 | -0.19359 | 0.010018 | 0.0025108
115 | 0.99018 | -0.18775 | 0.01049 | 0.0026291
116 | 0.98225 | -0.34141 | 0.0058519 | 0.0014666
117 | 0.98171 | -0.35158 | 0.0042664 | 0.0010693
118 | 0.99069 | -0.17781 | 0.0055845 | 0.0013996
119 | 0.98164 | -0.3528 | 0.0035272 | 0.00088401
120 | 0.98171 | -0.35153 | 0.001903 | 0.00047693
121 | 0.98094 | -0.36654 | 0.0022115 | 0.00055425
122 | 0.99282 | -0.13656 | 0.0017069 | 0.0004278
123 | 0.99289 | -0.13537 | 0.0020497 | 0.0005137
124 | 0.97863 | -0.41186 | 0.0017038 | 0.00042702
125 | 0.97864 | -0.41158 | 0.0035385 | 0.00088684
126 | 0.98794 | -0.2311 | 0 | 0
127 | 0.98785 | -0.23282 | 0.0081825 | 0.0020507
128 | 0.98546 | -0.27935 | 0.0021725 | 0.00054449
129 | 0.98696 | -0.24848 | 0 | 0
130 | 0.98117 | -0.36201 | 0.0021945 | 0.00054999
131 | 0.98175 | -0.35073 | 0 | 0
132 | 0.98189 | -0.34796 | 0 | 0
133 | 0.98272 | -0.33183 | 0.0025642 | 0.00064266
134 | 0.98175 | -0.35065 | 0.0019027 | 0.00047686
135 | 0.9831 | -0.32436 | 0.0025465 | 0.00063821
136 | 0.9839 | -0.3087 | 0.0038094 | 0.00095474
137 | 0.98635 | -0.26054 | 0.0074841 | 0.0018757
138 | 0.98503 | -0.28722 | 0.0076367 | 0.0019139
139 | 0.99015 | -0.18787 | 0.0036598 | 0.00091724
140 | 0.98914 | -0.2072 | 0.0027139 | 0.00068017
141 | 0.98771 | -0.23485 | 0.007619 | 0.0019095
142 | 0.98746 | -0.23962 | 0.0051183 | 0.0012828
143 | 0.98724 | -0.24399 | 0.0033884 | 0.00084922
144 | 0.98595 | -0.26888 | 0.0026659 | 0.00066813
145 | 0.98608 | -0.26642 | 0.0046321 | 0.0011609
146 | 0.98549 | -0.27782 | 0.0029719 | 0.00074484
147 | 0.98447 | -0.29776 | 0.0015252 | 0.00038226
148 | 0.98213 | -0.34382 | 0.012221 | 0.0030628
149 | 0.99998 | 149.9956 | 0 | 0

## res_line
| p_from_mw | q_from_mvar | p_to_mw | q_to_mvar | pl_mw | ql_mvar | i_from_ka | i_to_ka | i_ka | vm_from_pu | va_from_degree | vm_to_pu | va_to_degree | loading_percent
0 | 0.001725 | 0.00043214 | -0.001725 | -0.00043232 | 4.4213e-08 | -1.8713e-07 | 0.0026226 | 0.0026226 | 0.0026226 | 0.97875 | -0.40961 | 0.97872 | -0.41015 | 0.7205
1 | -0.0032223 | -0.00080737 | 0.0032226 | 0.0008071 | 3.6731e-07 | -2.7794e-07 | 0.0048988 | 0.0048986 | 0.0048988 | 0.97875 | -0.40961 | 0.97887 | -0.40722 | 1.3458
2 | -0.0032226 | -0.0008071 | 0.0032234 | 0.0008065 | 7.8071e-07 | -5.9132e-07 | 0.0048986 | 0.0048982 | 0.0048986 | 0.97887 | -0.40722 | 0.97913 | -0.40213 | 1.3458
3 | -0.0062787 | -0.0015722 | 0.0062795 | 0.0015725 | 8.3686e-07 | 2.2724e-07 | 0.0095415 | 0.0095414 | 0.0095415 | 0.97913 | -0.40213 | 0.97927 | -0.39933 | 2.6213
4 | 0.020723 | 0.0051963 | -0.020719 | -0.0051937 | 4.298e-06 | 2.6054e-06 | 0.03149 | 0.03149 | 0.03149 | 0.97927 | -0.39933 | 0.97905 | -0.40368 | 8.6512
5 | -0.027003 | -0.0067687 | 0.027004 | 0.0067697 | 1.5859e-06 | 9.834e-07 | 0.041032 | 0.041032 | 0.041032 | 0.97927 | -0.39933 | 0.97933 | -0.3981 | 11.2724
6 | 0.0087667 | 0.0021972 | -0.008766 | -0.0021969 | 7.0749e-07 | 3.1917e-07 | 0.013324 | 0.013324 | 0.013324 | 0.97905 | -0.40368 | 0.97896 | -0.40538 | 3.6605
7 | 0.011952 | 0.0029964 | -0.011949 | -0.0029948 | 3.0724e-06 | 1.6542e-06 | 0.018166 | 0.018166 | 0.018166 | 0.97905 | -0.40368 | 0.97877 | -0.40908 | 4.9907
8 | -0.033595 | -0.0084215 | 0.033617 | 0.0084351 | 2.1646e-05 | 1.3574e-05 | 0.051045 | 0.051045 | 0.051045 | 0.97933 | -0.3981 | 0.98002 | -0.38459 | 14.0235
9 | 0.0065905 | 0.0016518 | -0.0065901 | -0.0016516 | 4.4357e-07 | 1.3547e-07 | 0.010014 | 0.010014 | 0.010014 | 0.97933 | -0.3981 | 0.97926 | -0.39951 | 2.7511
10 | 0.0014476 | 0.00036256 | -0.0014476 | -0.0003628 | 3.6998e-08 | -2.4031e-07 | 0.0021839 | 0.002184 | 0.002184 | 0.98632 | -0.26265 | 0.98629 | -0.26319 | 0.6
11 | -0.002851 | -0.00071429 | 0.0028512 | 0.00071415 | 1.1895e-07 | -1.4271e-07 | 0.0043012 | 0.0043011 | 0.0043012 | 0.98632 | -0.26265 | 0.98636 | -0.26177 | 1.1816
12 | -0.017922 | -0.0044946 | 0.017939 | 0.004505 | 1.753e-05 | 1.0402e-05 | 0.027038 | 0.027037 | 0.027038 | 0.98636 | -0.26177 | 0.98742 | -0.24127 | 7.4279
13 | 0.015071 | 0.0037804 | -0.01507 | -0.0037801 | 6.0445e-07 | 3.4705e-07 | 0.022737 | 0.022737 | 0.022737 | 0.98636 | -0.26177 | 0.98632 | -0.26261 | 6.2463
14 | 0.0017985 | 0.00045025 | -0.0017984 | -0.00045073 | 1.1771e-07 | -4.7121e-07 | 0.0027102 | 0.0027104 | 0.0027104 | 0.98742 | -0.24127 | 0.98734 | -0.24265 | 0.74461
15 | -0.019738 | -0.0049552 | 0.019739 | 0.0049559 | 1.0788e-06 | 6.4886e-07 | 0.029748 | 0.029748 | 0.029748 | 0.98742 | -0.24127 | 0.98747 | -0.24013 | 8.1724
16 | 0.01507 | 0.0037801 | -0.015068 | -0.0037791 | 1.6906e-06 | 9.7072e-07 | 0.022737 | 0.022737 | 0.022737 | 0.98632 | -0.26261 | 0.9862 | -0.26497 | 6.2463
17 | -0.019739 | -0.0049559 | 0.019749 | 0.0049621 | 1.0361e-05 | 6.2315e-06 | 0.029748 | 0.029747 | 0.029748 | 0.98747 | -0.24013 | 0.98804 | -0.22913 | 8.1724
18 | 0.013717 | 0.0034404 | -0.013712 | -0.0034374 | 5.2831e-06 | 2.9617e-06 | 0.020697 | 0.020698 | 0.020698 | 0.9862 | -0.26497 | 0.98578 | -0.27305 | 5.6861
19 | 0.0069045 | 0.0017304 | -0.0069011 | -0.0017293 | 3.3334e-06 | 1.1099e-06 | 0.010471 | 0.010471 | 0.010471 | 0.9812 | -0.36021 | 0.98068 | -0.37035 | 2.8767
20 | -0.0069045 | -0.0017304 | 0.0069071 | 0.0017313 | 2.6499e-06 | 8.8152e-07 | 0.010471 | 0.010471 | 0.010471 | 0.9812 | -0.36021 | 0.98161 | -0.35216 | 2.8766
21 | 0.0010628 | 0.00026622 | -0.0010628 | -0.00026637 | 1.1986e-08 | -1.4739e-07 | 0.0016126 | 0.0016127 | 0.0016127 | 0.98068 | -0.37035 | 0.98067 | -0.37059 | 0.44304
22 | 0.0058383 | 0.0014631 | -0.005836 | -0.0014626 | 2.3509e-06 | 4.9711e-07 | 0.0088586 | 0.008859 | 0.008859 | 0.98068 | -0.37035 | 0.98025 | -0.3788 | 2.4338
23 | -0.033169 | -0.0083132 | 0.03319 | 0.0083262 | 2.0738e-05 | 1.2995e-05 | 0.050281 | 0.050281 | 0.050281 | 0.98161 | -0.35216 | 0.98228 | -0.33904 | 13.8134
24 | 0.033195 | 0.0083292 | -0.03319 | -0.0083262 | 4.7972e-06 | 3.0061e-06 | 0.050281 | 0.050281 | 0.050281 | 0.98243 | -0.33601 | 0.98228 | -0.33904 | 13.8134
25 | -0.14626 | -0.03703 | 0.14634 | 0.037076 | 7.5182e-05 | 4.6824e-05 | 0.22166 | 0.22166 | 0.22166 | 0.98243 | -0.33601 | 0.98298 | -0.32531 | 12.1793
26 | 0.11307 | 0.0287 | -0.11297 | -0.028641 | 9.7467e-05 | 5.958e-05 | 0.17138 | 0.17138 | 0.17138 | 0.98243 | -0.33601 | 0.98151 | -0.35395 | 9.4167
27 | -0.14654 | -0.037128 | 0.14664 | 0.037187 | 9.4192e-05 | 5.8666e-05 | 0.22198 | 0.22198 | 0.22198 | 0.98298 | -0.32531 | 0.98367 | -0.31194 | 12.1965
28 | 0.11211 | 0.028426 | -0.11209 | -0.028411 | 2.5228e-05 | 1.5411e-05 | 0.17009 | 0.17009 | 0.17009 | 0.98151 | -0.35395 | 0.98127 | -0.35863 | 9.3454
29 | 0.005836 | 0.0014626 | -0.005835 | -0.0014624 | 9.6927e-07 | 2.0524e-07 | 0.008859 | 0.0088591 | 0.0088591 | 0.98025 | -0.3788 | 0.98007 | -0.38229 | 2.4338
30 | 0.10793 | 0.027355 | -0.10783 | -0.027292 | 9.9337e-05 | 6.3078e-05 | 0.16384 | 0.16384 | 0.16384 | 0.98089 | -0.36593 | 0.97991 | -0.38511 | 22.505
31 | -0.10793 | -0.027355 | 0.10797 | 0.027378 | 3.7898e-05 | 2.3066e-05 | 0.16384 | 0.16384 | 0.16384 | 0.98089 | -0.36593 | 0.98127 | -0.35863 | 9.002
32 | 0.098033 | 0.024837 | -0.097752 | -0.024657 | 0.00028108 | 0.00017947 | 0.14896 | 0.14896 | 0.14896 | 0.97991 | -0.38511 | 0.97684 | -0.44498 | 40.9239
33 | -0.027933 | -0.0070134 | 0.027953 | 0.0070257 | 1.9743e-05 | 1.2254e-05 | 0.042073 | 0.042073 | 0.042073 | 0.98804 | -0.22913 | 0.9888 | -0.21432 | 11.5585
34 | 0.008184 | 0.0020513 | -0.0081832 | -0.002051 | 7.6992e-07 | 3.1968e-07 | 0.012325 | 0.012325 | 0.012325 | 0.98804 | -0.22913 | 0.98794 | -0.2311 | 3.3861
35 | 0.01171 | 0.0029359 | -0.011707 | -0.002934 | 3.4916e-06 | 1.8549e-06 | 0.017677 | 0.017677 | 0.017677 | 0.98578 | -0.27305 | 0.98546 | -0.27931 | 4.8564
36 | 0.0021725 | 0.00054448 | -0.0021725 | -0.00054449 | 4.1757e-09 | -1.0511e-08 | 0.0032804 | 0.0032804 | 0.0032804 | 0.98546 | -0.27931 | 0.98546 | -0.27935 | 0.90122
37 | -0.14664 | -0.037187 | 0.14677 | 0.037267 | 0.00012826 | 7.9882e-05 | 0.22198 | 0.22198 | 0.22198 | 0.98367 | -0.31194 | 0.98461 | -0.29376 | 12.1965
38 | 0.097752 | 0.024657 | -0.097598 | -0.024559 | 0.00015431 | 9.8524e-05 | 0.14896 | 0.14896 | 0.14896 | 0.97684 | -0.44498 | 0.97515 | -0.47801 | 40.924
39 | -0.0018106 | -0.00045379 | 0.0018107 | 0.00045345 | 8.6916e-08 | -3.3859e-07 | 0.0027355 | 0.0027354 | 0.0027355 | 0.98491 | -0.28817 | 0.98496 | -0.28716 | 0.75152
40 | -0.0018107 | -0.00045345 | 0.001811 | 0.00045229 | 2.967e-07 | -1.1564e-06 | 0.0027354 | 0.0027349 | 0.0027354 | 0.98496 | -0.28716 | 0.98514 | -0.28371 | 0.75148
41 | -0.001811 | -0.00045229 | 0.0018111 | 0.00045201 | 7.1999e-08 | -2.8077e-07 | 0.0027349 | 0.0027348 | 0.0027349 | 0.98514 | -0.28371 | 0.98518 | -0.28288 | 0.75135
42 | -0.002014 | -0.00050286 | 0.002014 | 0.00050268 | 5.8681e-08 | -1.7789e-07 | 0.0030412 | 0.0030411 | 0.0030412 | 0.98518 | -0.28288 | 0.98521 | -0.28226 | 0.8355
43 | 0.038104 | 0.0095512 | -0.038101 | -0.009549 | 3.5516e-06 | 2.2379e-06 | 0.058066 | 0.058066 | 0.058066 | 0.97649 | -0.45237 | 0.97639 | -0.45433 | 15.9522
44 | 0.023319 | 0.0058729 | -0.02325 | -0.0058303 | 6.9493e-05 | 4.2647e-05 | 0.035545 | 0.035546 | 0.035546 | 0.97649 | -0.45237 | 0.97331 | -0.51489 | 9.7653
45 | -0.061424 | -0.015424 | 0.061743 | 0.015627 | 0.00031931 | 0.00020314 | 0.093611 | 0.093611 | 0.093611 | 0.97649 | -0.45237 | 0.98203 | -0.34402 | 25.7173
46 | 0.010766 | 0.0026983 | -0.010766 | -0.0026982 | 2.4881e-07 | 1.288e-07 | 0.01646 | 0.01646 | 0.01646 | 0.97331 | -0.51489 | 0.97328 | -0.51538 | 4.5219
47 | 0.012483 | 0.003132 | -0.01248 | -0.0031301 | 3.3493e-06 | 1.8389e-06 | 0.019086 | 0.019086 | 0.019086 | 0.97331 | -0.51489 | 0.97302 | -0.52052 | 5.2434
48 | -0.065374 | -0.016537 | 0.065657 | 0.016717 | 0.00028331 | 0.00018034 | 0.099113 | 0.099112 | 0.099113 | 0.98203 | -0.34402 | 0.98668 | -0.25412 | 27.2287
49 | 0.0024419 | 0.00061151 | -0.0024417 | -0.00061181 | 1.6819e-07 | -3.0685e-07 | 0.0036998 | 0.0037 | 0.0037 | 0.98203 | -0.34402 | 0.98196 | -0.34547 | 1.0165
50 | 0.0011894 | 0.00029796 | -0.0011894 | -0.00029808 | 1.2964e-08 | -1.2637e-07 | 0.0018022 | 0.0018022 | 0.0018022 | 0.98203 | -0.34402 | 0.98202 | -0.34425 | 0.49511
51 | -0.11011 | -0.027861 | 0.11031 | 0.02799 | 0.00020195 | 0.000129 | 0.16615 | 0.16615 | 0.16615 | 0.98668 | -0.25412 | 0.98865 | -0.21598 | 45.6458
52 | 0.044451 | 0.011144 | -0.044443 | -0.011139 | 8.4006e-06 | 5.3127e-06 | 0.067039 | 0.067039 | 0.067039 | 0.98668 | -0.25412 | 0.98647 | -0.25809 | 18.4172
53 | 0.0024417 | 0.00061181 | -0.0024416 | -0.00061193 | 6.4072e-08 | -1.1687e-07 | 0.0037 | 0.0037 | 0.0037 | 0.98196 | -0.34547 | 0.98193 | -0.34602 | 1.0165
54 | 0.01248 | 0.0031301 | -0.012475 | -0.0031272 | 5.2933e-06 | 2.9067e-06 | 0.019086 | 0.019086 | 0.019086 | 0.97302 | -0.52052 | 0.97257 | -0.52942 | 5.2435
55 | 0.0091331 | 0.0022897 | -0.0091312 | -0.0022888 | 1.9148e-06 | 9.0103e-07 | 0.013974 | 0.013974 | 0.013974 | 0.97257 | -0.52942 | 0.97235 | -0.53382 | 3.839
56 | 0.14685 | 0.03732 | -0.14677 | -0.037267 | 8.5277e-05 | 5.3109e-05 | 0.22198 | 0.22198 | 0.22198 | 0.98524 | -0.28169 | 0.98461 | -0.29376 | 12.1965
57 | -0.14886 | -0.037823 | 0.14904 | 0.037929 | 0.00017158 | 0.00010693 | 0.22502 | 0.22502 | 0.22502 | 0.98524 | -0.28169 | 0.98648 | -0.25778 | 12.3635
58 | 0.0020141 | 0.00050251 | -0.002014 | -0.00050268 | 5.4245e-08 | -1.6446e-07 | 0.0030411 | 0.0030411 | 0.0030411 | 0.98524 | -0.28169 | 0.98521 | -0.28226 | 0.83548
59 | -0.15317 | -0.038965 | 0.15324 | 0.039008 | 6.8712e-05 | 4.2882e-05 | 0.23125 | 0.23125 | 0.23125 | 0.98648 | -0.25778 | 0.98696 | -0.24848 | 12.7059
60 | -0.0091297 | -0.0022881 | 0.0091312 | 0.0022888 | 1.5192e-06 | 7.1499e-07 | 0.013974 | 0.013974 | 0.013974 | 0.97217 | -0.53731 | 0.97235 | -0.53382 | 3.839
61 | 0.15802 | 0.040299 | -0.15787 | -0.040203 | 0.00015407 | 9.6282e-05 | 0.23809 | 0.23809 | 0.23809 | 0.98865 | -0.21598 | 0.9876 | -0.23619 | 13.0819
62 | -0.26834 | -0.068289 | 0.26893 | 0.068668 | 0.00059718 | 0.00037907 | 0.40424 | 0.40424 | 0.40424 | 0.98865 | -0.21598 | 0.99106 | -0.16993 | 22.211
63 | 0.007485 | 0.001876 | -0.0074841 | -0.0018757 | 8.7327e-07 | 3.257e-07 | 0.011291 | 0.011291 | 0.011291 | 0.98647 | -0.25809 | 0.98635 | -0.26054 | 3.1018
64 | 0.0045713 | 0.0011456 | -0.0045711 | -0.0011456 | 1.3738e-07 | -7.4792e-09 | 0.0069483 | 0.0069483 | 0.0069483 | 0.97896 | -0.40538 | 0.97893 | -0.40601 | 1.9089
65 | 0.0084688 | 0.0021225 | -0.0084681 | -0.0021222 | 7.8248e-07 | 3.426e-07 | 0.012875 | 0.012875 | 0.012875 | 0.97877 | -0.40908 | 0.97867 | -0.41102 | 3.5371
66 | -0.033617 | -0.0084351 | 0.033637 | 0.0084481 | 2.0825e-05 | 1.3059e-05 | 0.051045 | 0.051045 | 0.051045 | 0.98002 | -0.38459 | 0.98068 | -0.3716 | 14.0234
67 | 0.0052425 | 0.0013138 | -0.0052424 | -0.0013138 | 1.3897e-07 | 1.565e-08 | 0.0079709 | 0.0079709 | 0.0079709 | 0.97867 | -0.41102 | 0.97864 | -0.41158 | 2.1898
68 | -0.036921 | -0.009271 | 0.03693 | 0.0092766 | 8.9225e-06 | 5.6147e-06 | 0.056027 | 0.056027 | 0.056027 | 0.98068 | -0.3716 | 0.98094 | -0.36654 | 15.3921
69 | 0.037373 | 0.0093714 | -0.03736 | -0.0093634 | 1.2811e-05 | 8.0601e-06 | 0.056165 | 0.056165 | 0.056165 | 0.99017 | -0.18785 | 0.9898 | -0.19505 | 15.4301
70 | -0.037373 | -0.0093714 | 0.037418 | 0.0093996 | 4.4737e-05 | 2.8145e-05 | 0.056165 | 0.056165 | 0.056165 | 0.99017 | -0.18785 | 0.99147 | -0.16277 | 15.4301
71 | 0.028411 | 0.0071318 | -0.028398 | -0.007124 | 1.2545e-05 | 7.7916e-06 | 0.042644 | 0.042644 | 0.042644 | 0.99147 | -0.16277 | 0.99099 | -0.17203 | 11.7153
72 | -0.065829 | -0.016531 | 0.065892 | 0.016572 | 6.314e-05 | 4.0187e-05 | 0.098809 | 0.098809 | 0.098809 | 0.99147 | -0.16277 | 0.9925 | -0.14269 | 27.1453
73 | 0.0024588 | 0.00061608 | -0.0024587 | -0.00061621 | 7.2759e-08 | -1.2954e-07 | 0.0037295 | 0.0037296 | 0.0037296 | 0.98101 | -0.36532 | 0.98097 | -0.36594 | 1.0246
74 | 0.0042653 | 0.0010685 | -0.0042646 | -0.0010686 | 7.5879e-07 | -1.2461e-07 | 0.0064696 | 0.0064698 | 0.0064698 | 0.98101 | -0.36532 | 0.98082 | -0.36905 | 1.7774
75 | -0.0067241 | -0.0016845 | 0.0067267 | 0.0016854 | 2.5868e-06 | 8.1792e-07 | 0.010199 | 0.010199 | 0.010199 | 0.98101 | -0.36532 | 0.98142 | -0.35724 | 2.8019
76 | 0.0042646 | 0.0010686 | -0.0042641 | -0.0010687 | 5.0566e-07 | -8.2884e-08 | 0.0064698 | 0.0064699 | 0.0064699 | 0.98082 | -0.36905 | 0.98069 | -0.37154 | 1.7775
77 | -0.0067267 | -0.0016854 | 0.0067275 | 0.0016856 | 8.3122e-07 | 2.6266e-07 | 0.010199 | 0.010199 | 0.010199 | 0.98142 | -0.35724 | 0.98155 | -0.35465 | 2.8019
78 | -0.073076 | -0.018354 | 0.073167 | 0.018412 | 9.0796e-05 | 5.7868e-05 | 0.11175 | 0.11175 | 0.11175 | 0.97314 | -0.51773 | 0.97446 | -0.49173 | 30.7018
79 | 0.073076 | 0.018354 | -0.07298 | -0.018292 | 9.6581e-05 | 6.1556e-05 | 0.11175 | 0.11175 | 0.11175 | 0.97314 | -0.51773 | 0.97173 | -0.54547 | 30.7019
80 | -0.095229 | -0.023941 | 0.095292 | 0.023981 | 6.2448e-05 | 3.9869e-05 | 0.14544 | 0.14544 | 0.14544 | 0.97446 | -0.49173 | 0.97515 | -0.47801 | 39.9572
81 | 0.07298 | 0.018292 | -0.072975 | -0.018289 | 4.7949e-06 | 3.0561e-06 | 0.11175 | 0.11175 | 0.11175 | 0.97173 | -0.54547 | 0.97166 | -0.54685 | 30.7019
82 | -0.033601 | -0.0084417 | 0.033614 | 0.00845 | 1.3279e-05 | 8.3238e-06 | 0.050789 | 0.050789 | 0.050789 | 0.98457 | -0.29615 | 0.98499 | -0.28787 | 13.9531
83 | 0.026324 | 0.0066178 | -0.02628 | -0.0065901 | 4.4774e-05 | 2.7698e-05 | 0.039792 | 0.039792 | 0.039792 | 0.98457 | -0.29615 | 0.98274 | -0.33183 | 10.932
84 | 0.0072763 | 0.0018239 | -0.0072733 | -0.0018229 | 3.0275e-06 | 1.089e-06 | 0.010997 | 0.010997 | 0.010997 | 0.98457 | -0.29615 | 0.98412 | -0.30488 | 3.0213
85 | -0.033614 | -0.00845 | 0.033616 | 0.0084515 | 2.3089e-06 | 1.4473e-06 | 0.050789 | 0.050789 | 0.050789 | 0.98499 | -0.28787 | 0.98507 | -0.28643 | 13.9531
86 | 0.02628 | 0.0065901 | -0.026275 | -0.0065875 | 4.0607e-06 | 2.5122e-06 | 0.039792 | 0.039792 | 0.039792 | 0.98274 | -0.33183 | 0.98258 | -0.33507 | 10.932
87 | -0.27757 | -0.070834 | 0.27833 | 0.071317 | 0.00075997 | 0.00048262 | 0.41721 | 0.41721 | 0.41721 | 0.99106 | -0.16993 | 0.99402 | -0.11342 | 22.9238
88 | 0.0086407 | 0.0021658 | -0.0086396 | -0.0021653 | 1.0603e-06 | 4.6216e-07 | 0.012974 | 0.012974 | 0.012974 | 0.99106 | -0.16993 | 0.99093 | -0.1725 | 3.5642
89 | 0.068474 | 0.017256 | -0.068379 | -0.017195 | 9.5728e-05 | 6.0952e-05 | 0.10254 | 0.10254 | 0.10254 | 0.99402 | -0.11342 | 0.9925 | -0.14269 | 28.1695
90 | -0.34681 | -0.088573 | 0.34701 | 0.088699 | 0.00019814 | 0.00012617 | 0.51975 | 0.51975 | 0.51975 | 0.99402 | -0.11342 | 0.99464 | -0.10161 | 28.5576
91 | 0.0064505 | 0.0016167 | -0.0064495 | -0.0016164 | 1.0584e-06 | 2.8994e-07 | 0.0096864 | 0.0096866 | 0.0096866 | 0.99093 | -0.1725 | 0.99075 | -0.17595 | 2.6611
92 | 0.018882 | 0.004736 | -0.018873 | -0.0047308 | 8.821e-06 | 5.2766e-06 | 0.028505 | 0.028506 | 0.028506 | 0.98572 | -0.27366 | 0.98522 | -0.28347 | 7.8312
93 | 0.040349 | 0.010148 | -0.040324 | -0.010133 | 2.4597e-05 | 1.5517e-05 | 0.060922 | 0.060922 | 0.060922 | 0.98572 | -0.27366 | 0.98507 | -0.28643 | 16.7368
94 | -0.059231 | -0.014884 | 0.059304 | 0.014931 | 7.3133e-05 | 4.6494e-05 | 0.089427 | 0.089427 | 0.089427 | 0.98572 | -0.27366 | 0.98705 | -0.24783 | 24.5679
95 | 0.015843 | 0.0039714 | -0.015842 | -0.0039704 | 1.6208e-06 | 9.4118e-07 | 0.023929 | 0.023929 | 0.023929 | 0.98522 | -0.28347 | 0.98511 | -0.28561 | 6.574
96 | -0.072819 | -0.018318 | 0.072978 | 0.018419 | 0.00015827 | 0.00010084 | 0.1098 | 0.1098 | 0.1098 | 0.98705 | -0.24783 | 0.9894 | -0.20244 | 30.1653
97 | 0.2512 | 0.063806 | -0.25112 | -0.063757 | 7.8401e-05 | 4.9697e-05 | 0.3761 | 0.3761 | 0.3761 | 0.99464 | -0.10161 | 0.9943 | -0.10809 | 20.6651
98 | -0.59821 | -0.1525 | 0.5998 | 0.15352 | 0.0015924 | 0.0010174 | 0.89585 | 0.89585 | 0.89585 | 0.99464 | -0.10161 | 0.99753 | -0.04662 | 49.2226
99 | -0.08175 | -0.020696 | 0.081807 | 0.020733 | 5.74e-05 | 3.6605e-05 | 0.12268 | 0.12268 | 0.12268 | 0.99219 | -0.14852 | 0.99295 | -0.13391 | 33.7022
100 | 0.08175 | 0.020696 | -0.08167 | -0.020645 | 7.9636e-05 | 5.0785e-05 | 0.12268 | 0.12268 | 0.12268 | 0.99219 | -0.14852 | 0.99114 | -0.16883 | 33.7022
101 | -0.195 | -0.049493 | 0.19524 | 0.049648 | 0.00024247 | 0.00015479 | 0.29244 | 0.29244 | 0.29244 | 0.99295 | -0.13391 | 0.9943 | -0.10809 | 40.1703
102 | 0.11319 | 0.02876 | -0.11297 | -0.028621 | 0.00021751 | 0.00013894 | 0.16976 | 0.16976 | 0.16976 | 0.99295 | -0.13391 | 0.99087 | -0.1739 | 46.6385
103 | 0.077359 | 0.019565 | -0.077234 | -0.019486 | 0.00012452 | 7.9375e-05 | 0.1162 | 0.1162 | 0.1162 | 0.99114 | -0.16883 | 0.9894 | -0.20244 | 31.924
104 | 0.055881 | 0.014109 | -0.05587 | -0.014102 | 1.1318e-05 | 7.1879e-06 | 0.083665 | 0.083665 | 0.083665 | 0.9943 | -0.10809 | 0.99408 | -0.11232 | 22.9849
105 | -0.60989 | -0.15605 | 0.61127 | 0.15693 | 0.0013799 | 0.00088166 | 0.91091 | 0.91091 | 0.91091 | 0.99753 | -0.04662 | 1 | 0 | 50.05
106 | 0.01808 | 0.0045335 | -0.018074 | -0.0045302 | 5.4577e-06 | 3.2471e-06 | 0.027381 | 0.027381 | 0.027381 | 0.98258 | -0.33507 | 0.98225 | -0.34141 | 7.5222
107 | -0.0098195 | -0.0024606 | 0.009821 | 0.0024613 | 1.4357e-06 | 7.0043e-07 | 0.014886 | 0.014886 | 0.014886 | 0.98155 | -0.35465 | 0.98171 | -0.35158 | 4.0896
108 | 0.026113 | 0.0065512 | -0.026106 | -0.0065468 | 7.1999e-06 | 4.4471e-06 | 0.039212 | 0.039212 | 0.039212 | 0.99099 | -0.17203 | 0.99069 | -0.17781 | 10.7725
109 | 0.15333 | 0.039065 | -0.15324 | -0.039008 | 9.0821e-05 | 5.6678e-05 | 0.23125 | 0.23125 | 0.23125 | 0.9876 | -0.23619 | 0.98696 | -0.24848 | 12.7059
110 | -0.0025558 | -0.00064055 | 0.0025559 | 0.00064036 | 1.0531e-07 | -1.8731e-07 | 0.0038033 | 0.0038032 | 0.0038033 | 0.99996 | -0.00086504 | 1 | 0 | 1.0449
111 | 0.038085 | 0.0095932 | -0.038064 | -0.0095796 | 2.1477e-05 | 1.352e-05 | 0.057197 | 0.057197 | 0.057197 | 0.99111 | -0.16964 | 0.9905 | -0.18144 | 15.7133
112 | -0.040035 | -0.010082 | 0.040043 | 0.010087 | 7.7933e-06 | 4.9136e-06 | 0.060124 | 0.060124 | 0.060124 | 0.99111 | -0.16964 | 0.99132 | -0.16557 | 16.5176
113 | 0.034614 | 0.0087151 | -0.03457 | -0.0086876 | 4.3775e-05 | 2.7461e-05 | 0.052014 | 0.052014 | 0.052014 | 0.9905 | -0.18144 | 0.98913 | -0.20792 | 14.2897
114 | -0.042087 | -0.010599 | 0.042106 | 0.010611 | 1.9728e-05 | 1.2456e-05 | 0.063192 | 0.063192 | 0.063192 | 0.99132 | -0.16557 | 0.99183 | -0.15577 | 17.3604
115 | 0.032076 | 0.0080627 | -0.032076 | -0.0080624 | 4.1246e-07 | 2.5792e-07 | 0.048263 | 0.048263 | 0.048263 | 0.98913 | -0.20792 | 0.98912 | -0.20819 | 13.2591
116 | -0.044288 | -0.011158 | 0.044296 | 0.011163 | 8.1075e-06 | 5.1257e-06 | 0.066464 | 0.066464 | 0.066464 | 0.99183 | -0.15577 | 0.99203 | -0.15194 | 18.2594
117 | 0.03096 | 0.0077826 | -0.030951 | -0.007777 | 9.0581e-06 | 5.6544e-06 | 0.046584 | 0.046584 | 0.046584 | 0.98912 | -0.20819 | 0.9888 | -0.21432 | 12.7978
118 | -0.046212 | -0.011644 | 0.046217 | 0.011647 | 4.7641e-06 | 3.0149e-06 | 0.069339 | 0.069339 | 0.069339 | 0.99203 | -0.15194 | 0.99214 | -0.14979 | 19.0492
119 | -0.049699 | -0.012519 | 0.04973 | 0.012539 | 3.1465e-05 | 1.9943e-05 | 0.074561 | 0.074561 | 0.074561 | 0.99214 | -0.14979 | 0.99282 | -0.13656 | 20.4839
120 | 0.0076373 | 0.0019142 | -0.0076367 | -0.0019139 | 5.8481e-07 | 2.251e-07 | 0.011536 | 0.011536 | 0.011536 | 0.98511 | -0.28561 | 0.98503 | -0.28722 | 3.1693
121 | 0.10671 | 0.027052 | -0.10664 | -0.027006 | 7.1558e-05 | 4.5702e-05 | 0.16036 | 0.16036 | 0.16036 | 0.99087 | -0.1739 | 0.99015 | -0.18787 | 44.0555
122 | 0.053549 | 0.01352 | -0.05349 | -0.013483 | 5.9056e-05 | 3.7479e-05 | 0.080191 | 0.080191 | 0.080191 | 0.99408 | -0.11232 | 0.99289 | -0.13537 | 22.0306
123 | -0.010018 | -0.0025108 | 0.010021 | 0.0025122 | 2.788e-06 | 1.3628e-06 | 0.01506 | 0.01506 | 0.01506 | 0.98988 | -0.19359 | 0.99018 | -0.18775 | 4.1373
124 | -0.020511 | -0.0051413 | 0.020521 | 0.0051472 | 9.7149e-06 | 5.8666e-06 | 0.030824 | 0.030824 | 0.030824 | 0.99018 | -0.18775 | 0.99069 | -0.17781 | 8.4682
125 | 0.012222 | 0.0030636 | -0.012221 | -0.0030628 | 1.402e-06 | 7.5926e-07 | 0.018516 | 0.018516 | 0.018516 | 0.98225 | -0.34141 | 0.98213 | -0.34382 | 5.0867
126 | -0.014087 | -0.0035305 | 0.014088 | 0.0035308 | 5.6791e-07 | 3.2146e-07 | 0.021353 | 0.021353 | 0.021353 | 0.98171 | -0.35158 | 0.98175 | -0.35073 | 5.8662
127 | -0.0035272 | -0.00088401 | 0.0035274 | 0.00088389 | 2.1432e-07 | -1.156e-07 | 0.0053467 | 0.0053466 | 0.0053467 | 0.98164 | -0.3528 | 0.98171 | -0.35153 | 1.4689
128 | -0.0054304 | -0.0013608 | 0.0054306 | 0.0013609 | 2.2628e-07 | 3.2202e-08 | 0.008231 | 0.008231 | 0.008231 | 0.98171 | -0.35153 | 0.98175 | -0.35065 | 2.2613
129 | -0.039141 | -0.0098309 | 0.03915 | 0.0098362 | 8.4587e-06 | 5.3328e-06 | 0.059382 | 0.059382 | 0.059382 | 0.98094 | -0.36654 | 0.98117 | -0.36201 | 16.3137
130 | -0.051437 | -0.012967 | 0.05144 | 0.012969 | 2.9235e-06 | 1.8541e-06 | 0.077119 | 0.077119 | 0.077119 | 0.99282 | -0.13656 | 0.99289 | -0.13537 | 21.1867
131 | -0.0017038 | -0.00042702 | 0.0017038 | 0.00042692 | 2.286e-08 | -9.9495e-08 | 0.0025907 | 0.0025906 | 0.0025907 | 0.97863 | -0.41186 | 0.97864 | -0.41158 | 0.71172
132 | 0.0081832 | 0.002051 | -0.0081825 | -0.0020507 | 6.7092e-07 | 2.786e-07 | 0.012325 | 0.012325 | 0.012325 | 0.98794 | -0.2311 | 0.98785 | -0.23282 | 3.3861
133 | -0.041344 | -0.010386 | 0.041366 | 0.0104 | 2.2267e-05 | 1.406e-05 | 0.06271 | 0.06271 | 0.06271 | 0.98117 | -0.36201 | 0.98175 | -0.35073 | 17.228
134 | -0.055454 | -0.013931 | 0.055462 | 0.013936 | 7.3297e-06 | 4.656e-06 | 0.084062 | 0.084062 | 0.084062 | 0.98175 | -0.35073 | 0.98189 | -0.34796 | 23.0941
135 | -0.062796 | -0.015774 | 0.062844 | 0.015805 | 4.8377e-05 | 3.0781e-05 | 0.095177 | 0.095177 | 0.095177 | 0.98189 | -0.34796 | 0.98272 | -0.33183 | 26.1476
136 | 0.0073342 | 0.0018381 | -0.0073333 | -0.0018377 | 9.3963e-07 | 3.4485e-07 | 0.011115 | 0.011115 | 0.011115 | 0.98189 | -0.34796 | 0.98175 | -0.35065 | 3.0535
137 | -0.065408 | -0.016447 | 0.065432 | 0.016462 | 2.3352e-05 | 1.4865e-05 | 0.09906 | 0.09906 | 0.09906 | 0.98272 | -0.33183 | 0.9831 | -0.32436 | 27.2142
138 | -0.067978 | -0.0171 | 0.068029 | 0.017133 | 5.0887e-05 | 3.2405e-05 | 0.10291 | 0.10291 | 0.10291 | 0.9831 | -0.32436 | 0.9839 | -0.3087 | 28.2731
139 | -0.071839 | -0.018087 | 0.071876 | 0.018111 | 3.7602e-05 | 2.3957e-05 | 0.10868 | 0.10868 | 0.10868 | 0.9839 | -0.3087 | 0.98447 | -0.29776 | 29.8559
140 | 0.10298 | 0.026089 | -0.10289 | -0.026028 | 9.5531e-05 | 6.1003e-05 | 0.15486 | 0.15486 | 0.15486 | 0.99015 | -0.18787 | 0.98914 | -0.2072 | 42.5445
141 | 0.10017 | 0.025348 | -0.10004 | -0.025263 | 0.00013273 | 8.4747e-05 | 0.15078 | 0.15078 | 0.15078 | 0.98914 | -0.2072 | 0.98771 | -0.23485 | 41.4229
142 | 0.09242 | 0.023354 | -0.092399 | -0.02334 | 2.1126e-05 | 1.3483e-05 | 0.1393 | 0.1393 | 0.1393 | 0.98771 | -0.23485 | 0.98746 | -0.23962 | 38.2695
143 | 0.08728 | 0.022057 | -0.087262 | -0.022046 | 1.8312e-05 | 1.1684e-05 | 0.13159 | 0.13159 | 0.13159 | 0.98746 | -0.23962 | 0.98724 | -0.24399 | 36.1507
144 | 0.083874 | 0.021196 | -0.083783 | -0.021139 | 9.0062e-05 | 5.7448e-05 | 0.12648 | 0.12648 | 0.12648 | 0.98724 | -0.24399 | 0.98608 | -0.26642 | 34.7476
145 | -0.079142 | -0.019972 | 0.079151 | 0.019978 | 9.3543e-06 | 5.9645e-06 | 0.11949 | 0.11949 | 0.11949 | 0.98595 | -0.26888 | 0.98608 | -0.26642 | 32.8273
146 | 0.076476 | 0.019304 | -0.076443 | -0.019283 | 3.2712e-05 | 2.0852e-05 | 0.11547 | 0.11547 | 0.11547 | 0.98595 | -0.26888 | 0.98549 | -0.27782 | 31.722
147 | 0.073472 | 0.018538 | -0.073401 | -0.018494 | 7.0099e-05 | 4.467e-05 | 0.11098 | 0.11098 | 0.11098 | 0.98549 | -0.27782 | 0.98447 | -0.29776 | 30.4892

## res_trafo
| p_hv_mw | q_hv_mvar | p_lv_mw | q_lv_mvar | pl_mw | ql_mvar | i_hv_ka | i_lv_ka | vm_hv_pu | va_hv_degree | vm_lv_pu | va_lv_degree | loading_percent
0 | -1.2729e-15 | -1.3162e-15 | 0.00165 | 1.2699e-07 | 0.00165 | 1.2699e-07 | 5.2857e-17 | 0.0023815 | 0.99998 | 149.9956 | 1 | 0 | 0.2619

## res_ext_grid
| p_mw | q_mvar
0 | 0.61736 | 0.15805

## res_load
| p_mw | q_mvar
0 | 0.0014972 | 0.00037524
1 | 0.001725 | 0.00043232
2 | 0.0030553 | 0.00076573
3 | 0.0065901 | 0.0016516
4 | 0.0014034 | 0.00035172
5 | 0.0014476 | 0.0003628
6 | 0.0017984 | 0.00045073
7 | 0.0013515 | 0.00033873
8 | 0.026262 | 0.0065819
9 | 0.0002074 | 5.1979e-05
10 | 0.00085584 | 0.00021449
11 | 0.0010628 | 0.00026637
12 | 0.005835 | 0.0014624
13 | 0.0097945 | 0.0024547
14 | 0.0041222 | 0.0010331
15 | 0.0020011 | 0.00050151
16 | 0.0095345 | 0.0023896
17 | 0.0018106 | 0.00045379
18 | 0.00020287 | 5.0845e-05
19 | 0.038101 | 0.009549
20 | 0.0011894 | 0.00029808
21 | 0.010766 | 0.0026982
22 | 0.0033415 | 0.00083747
23 | 0.004132 | 0.0010356
24 | 0.0091297 | 0.0022881
25 | 0.036958 | 0.0092626
26 | 0.0024416 | 0.00061193
27 | 0.0041947 | 0.0010513
28 | 0.0034804 | 0.00087227
29 | 0.0045711 | 0.0011456
30 | 0.0032256 | 0.0008084
31 | 0.0032833 | 0.00082287
32 | 0.03736 | 0.0093634
33 | 0.0024587 | 0.00061621
34 | 0.022062 | 0.0055293
35 | 0.0072733 | 0.0018229
36 | 0.0021891 | 0.00054863
37 | 0.00303 | 0.00075939
38 | 0.0067079 | 0.0016812
39 | 0.013515 | 0.0033872
40 | 0.0024867 | 0.00062324
41 | 0.0043116 | 0.0010806
42 | 0.010096 | 0.0025303
43 | 0.0081958 | 0.0020541
44 | 0.003092 | 0.00077493
45 | 0.0022855 | 0.00057281
46 | 0.0042641 | 0.0010687
47 | 0.0045423 | 0.0011384
48 | 0.072975 | 0.018289
49 | 0.0023062 | 0.00057798
50 | 0.0025558 | 0.00064055
51 | 0.0018806 | 0.00047133
52 | 0.0019498 | 0.00048867
53 | 0.0034497 | 0.00086457
54 | 0.002044 | 0.00051227
55 | 0.0024936 | 0.00062496
56 | 0.0021812 | 0.00054666
57 | 0.0011162 | 0.00027975
58 | 0.0019165 | 0.00048032
59 | 0.0029978 | 0.00075131
60 | 0.003482 | 0.00087267
61 | 0.0064495 | 0.0016164
62 | 0.0082046 | 0.0020563
63 | 0.0042565 | 0.0010668
64 | 0.0062608 | 0.0015691
65 | 0.0023208 | 0.00058165
66 | 0.010018 | 0.0025108
67 | 0.01049 | 0.0026291
68 | 0.0058519 | 0.0014666
69 | 0.0042664 | 0.0010693
70 | 0.0055845 | 0.0013996
71 | 0.0035272 | 0.00088401
72 | 0.001903 | 0.00047693
73 | 0.0022115 | 0.00055425
74 | 0.0017069 | 0.0004278
75 | 0.0020497 | 0.0005137
76 | 0.0017038 | 0.00042702
77 | 0.0035385 | 0.00088684
78 | 0.0081825 | 0.0020507
79 | 0.0021725 | 0.00054449
80 | 0.0021945 | 0.00054999
81 | 0.0025642 | 0.00064266
82 | 0.0019027 | 0.00047686
83 | 0.0025465 | 0.00063821
84 | 0.0038094 | 0.00095474
85 | 0.0074841 | 0.0018757
86 | 0.0076367 | 0.0019139
87 | 0.0036598 | 0.00091724
88 | 0.0027139 | 0.00068017
89 | 0.007619 | 0.0019095
90 | 0.0051183 | 0.0012828
91 | 0.0033884 | 0.00084922
92 | 0.0026659 | 0.00066813
93 | 0.0046321 | 0.0011609
94 | 0.0029719 | 0.00074484
95 | 0.0015252 | 0.00038226
96 | 0.012221 | 0.0030628

## dtypes
| element | column | dtype
0 | bus | name | object
1 | bus | vn_kv | float64
2 | bus | type | object
3 | bus | zone | object
4 | bus | in_service | bool
5 | load | name | object
6 | load | bus | uint32
7 | load | p_mw | float64
8 | load | q_mvar | float64
9 | load | const_z_percent | float64
10 | load | const_i_percent | float64
11 | load | sn_mva | float64
12 | load | scaling | float64
13 | load | in_service | bool
14 | load | type | object
15 | ext_grid | name | object
16 | ext_grid | bus | uint32
17 | ext_grid | vm_pu | float64
18 | ext_grid | va_degree | float64
19 | ext_grid | slack_weight | float64
20 | ext_grid | in_service | bool
21 | line | name | object
22 | line | std_type | object
23 | line | from_bus | uint32
24 | line | to_bus | uint32
25 | line | length_km | float64
26 | line | r_ohm_per_km | float64
27 | line | x_ohm_per_km | float64
28 | line | c_nf_per_km | float64
29 | line | g_us_per_km | float64
30 | line | max_i_ka | float64
31 | line | df | float64
32 | line | parallel | uint32
33 | line | type | object
34 | line | in_service | bool
35 | trafo | name | object
36 | trafo | std_type | object
37 | trafo | hv_bus | uint32
38 | trafo | lv_bus | uint32
39 | trafo | sn_mva | float64
40 | trafo | vn_hv_kv | float64
41 | trafo | vn_lv_kv | float64
42 | trafo | vk_percent | float64
43 | trafo | vkr_percent | float64
44 | trafo | pfe_kw | float64
45 | trafo | i0_percent | float64
46 | trafo | shift_degree | float64
47 | trafo | tap_side | object
48 | trafo | tap_neutral | int32
49 | trafo | tap_min | int32
50 | trafo | tap_max | int32
51 | trafo | tap_step_percent | float64
52 | trafo | tap_step_degree | float64
53 | trafo | tap_pos | int32
54 | trafo | tap_phase_shifter | bool
55 | trafo | parallel | uint32
56 | trafo | df | float64
57 | trafo | in_service | bool
58 | line_geodata | coords | object
59 | bus_geodata | x | float64
60 | bus_geodata | y | float64
61 | bus_geodata | coords | object
62 | res_bus | vm_pu | float64
63 | res_bus | va_degree | float64
64 | res_bus | p_mw | float64
65 | res_bus | q_mvar | float64
66 | res_line | p_from_mw | float64
67 | res_line | q_from_mvar | float64
68 | res_line | p_to_mw | float64
69 | res_line | q_to_mvar | float64
70 | res_line | pl_mw | float64
71 | res_line | ql_mvar | float64
72 | res_line | i_from_ka | float64
73 | res_line | i_to_ka | float64
74 | res_line | i_ka | float64
75 | res_line | vm_from_pu | float64
76 | res_line | va_from_degree | float64
77 | res_line | vm_to_pu | float64
78 | res_line | va_to_degree | float64
79 | res_line | loading_percent | float64
80 | res_trafo | p_hv_mw | float64
81 | res_trafo | q_hv_mvar | float64
82 | res_trafo | p_lv_mw | float64
83 | res_trafo | q_lv_mvar | float64
84 | res_trafo | pl_mw | float64
85 | res_trafo | ql_mvar | float64
86 | res_trafo | i_hv_ka | float64
87 | res_trafo | i_lv_ka | float64
88 | res_trafo | vm_hv_pu | float64
89 | res_trafo | va_hv_degree | float64
90 | res_trafo | vm_lv_pu | float64
91 | res_trafo | va_lv_degree | float64
92 | res_trafo | loading_percent | float64
93 | res_ext_grid | p_mw | float64
94 | res_ext_grid | q_mvar | float64
95 | res_load | p_mw | float64
96 | res_load | q_mvar | float64

## parameters
| version | format_version | converged | OPF_converged | name | f_hz | sn_mva
0 | 2.14.6 | 2.14.0 | TRUE | FALSE |  | 50 | 1