## bus
| name | vn_kv | type | zone | in_service
0 | bus_LV_118-4_0_4_node_0 | 0.4 | n |  | TRUE
1 | bus_LV_118-4_0_4_node_1 | 0.4 | n |  | TRUE
2 | bus_LV_118-4_0_4_node_2 | 0.4 | n |  | TRUE
3 | bus_LV_118-4_0_4_node_3 | 0.4 | n |  | TRUE
4 | bus_LV_118-4_0_4_node_4 | 0.4 | n |  | TRUE
5 | bus_LV_118-4_0_4_node_7 | 0.4 | n |  | TRUE
6 | bus_LV_118-4_0_4_node_5 | 0.4 | n |  | TRUE
7 | bus_LV_118-4_0_4_node_10 | 0.4 | n |  | TRUE
8 | bus_LV_118-4_0_4_node_9 | 0.4 | n |  | TRUE
9 | bus_LV_118-4_0_4_node_8 | 0.4 | n |  | TRUE
10 | bus_LV_118-4_0_4_node_11 | 0.4 | n |  | TRUE
11 | bus_LV_118-4_0_4_node_76 | 0.4 | n |  | TRUE
12 | bus_LV_118-4_0_4_node_74 | 0.4 | n |  | TRUE
13 | bus_LV_118-4_0_4_node_226 | 0.4 | n |  | TRUE
14 | bus_LV_118-4_0_4_node_227 | 0.4 | n |  | TRUE
15 | bus_LV_118-4_0_4_node_211 | 0.4 | n |  | TRUE
16 | bus_LV_118-4_0_4_node_228 | 0.4 | n |  | TRUE
17 | bus_LV_118-4_0_4_node_117 | 0.4 | n |  | TRUE
18 | bus_LV_118-4_0_4_node_12 | 0.4 | n |  | TRUE
19 | bus_LV_118-4_0_4_node_13 | 0.4 | n |  | TRUE
20 | bus_LV_118-4_0_4_node_91 | 0.4 | n |  | TRUE
21 | bus_LV_118-4_0_4_node_88 | 0.4 | n |  | TRUE
22 | bus_LV_118-4_0_4_node_134 | 0.4 | n |  | TRUE
23 | bus_LV_118-4_0_4_node_89 | 0.4 | n |  | TRUE
24 | bus_LV_118-4_0_4_node_29 | 0.4 | n |  | TRUE
25 | bus_LV_118-4_0_4_node_30 | 0.4 | n |  | TRUE
26 | bus_LV_118-4_0_4_node_31 | 0.4 | n |  | TRUE
27 | bus_LV_118-4_0_4_node_32 | 0.4 | n |  | TRUE
28 | bus_LV_118-4_0_4_node_33 | 0.4 | n |  | TRUE
29 | bus_LV_118-4_0_4_node_115 | 0.4 | n |  | TRUE
30 | bus_LV_118-4_0_4_node_116 | 0.4 | n |  | TRUE
31 | bus_LV_118-4_0_4_node_145 | 0.4 | n |  | TRUE
32 | bus_LV_118-4_0_4_node_79 | 0.4 | n |  | TRUE
33 | bus_LV_118-4_0_4_node_80 | 0.4 | n |  | TRUE
34 | bus_LV_118-4_0_4_node_81 | 0.4 | n |  | TRUE
35 | bus_LV_118-4_0_4_node_111 | 0.4 | n |  | TRUE
36 | bus_LV_118-4_0_4_node_112 | 0.4 | n |  | TRUE
37 | bus_LV_118-4_0_4_node_113 | 0.4 | n |  | TRUE
38 | bus_LV_118-4_0_4_node_82 | 0.4 | n |  | TRUE
39 | bus_LV_118-4_0_4_node_179 | 0.4 | n |  | TRUE
40 | bus_LV_118-4_0_4_node_178 | 0.4 | n |  | TRUE
41 | bus_LV_118-4_0_4_node_83 | 0.4 | n |  | TRUE
42 | bus_LV_118-4_0_4_node_84 | 0.4 | n |  | TRUE
43 | bus_LV_118-4_0_4_node_85 | 0.4 | n |  | TRUE
44 | bus_LV_118-4_0_4_node_86 | 0.4 | n |  | TRUE
45 | bus_LV_118-4_0_4_node_87 | 0.4 | n |  | TRUE
46 | bus_LV_118-4_0_4_node_118 | 0.4 | n |  | TRUE
47 | bus_LV_118-4_0_4_node_108 | 0.4 | n |  | TRUE
48 | bus_LV_118-4_0_4_node_119 | 0.4 | n |  | TRUE
49 | bus_LV_118-4_0_4_node_105 | 0.4 | n |  | TRUE
50 | bus_LV_118-4_0_4_node_90 | 0.4 | n |  | TRUE
51 | bus_LV_118-4_0_4_node_135 | 0.4 | n |  | TRUE
52 | bus_LV_118-4_0_4_node_92 | 0.4 | n |  | TRUE
53 | bus_LV_118-4_0_4_node_93 | 0.4 | n |  | TRUE
54 | bus_LV_118-4_0_4_node_94 | 0.4 | n |  | TRUE
55 | bus_LV_118-4_0_4_node_95 | 0.4 | n |  | TRUE
56 | bus_LV_118-4_0_4_node_96 | 0.4 | n |  | TRUE
57 | bus_LV_118-4_0_4_node_109 | 0.4 | n |  | TRUE
58 | bus_LV_118-4_0_4_node_110 | 0.4 | n |  | TRUE
59 | bus_LV_118-4_0_4_node_107 | 0.4 | n |  | TRUE
60 | bus_LV_118-4_0_4_node_98 | 0.4 | n |  | TRUE
61 | bus_LV_118-4_0_4_node_99 | 0.4 | n |  | TRUE
62 | bus_LV_118-4_0_4_node_100 | 0.4 | n |  | TRUE
63 | bus_LV_118-4_0_4_node_101 | 0.4 | n |  | TRUE
64 | bus_LV_118-4_0_4_node_102 | 0.4 | n |  | TRUE
65 | bus_LV_118-4_0_4_node_144 | 0.4 | n |  | TRUE
66 | bus_LV_118-4_0_4_node_122 | 0.4 | n |  | TRUE
67 | bus_LV_118-4_0_4_node_103 | 0.4 | n |  | TRUE
68 | bus_LV_118-4_0_4_node_104 | 0.4 | n |  | TRUE
69 | bus_LV_118-4_0_4_node_106 | 0.4 | n |  | TRUE
70 | bus_LV_118-4_0_4_node_168 | 0.4 | n |  | TRUE
71 | bus_LV_118-4_0_4_node_126 | 0.4 | n |  | TRUE
72 | bus_LV_118-4_0_4_node_160 | 0.4 | n |  | TRUE
73 | bus_LV_118-4_0_4_node_208 | 0.4 | n |  | TRUE
74 | bus_LV_118-4_0_4_node_125 | 0.4 | n |  | TRUE
75 | bus_LV_118-4_0_4_node_120 | 0.4 | n |  | TRUE
76 | bus_LV_118-4_0_4_node_114 | 0.4 | n |  | TRUE
77 | bus_LV_118-4_0_4_node_138 | 0.4 | n |  | TRUE
78 | bus_LV_118-4_0_4_node_136 | 0.4 | n |  | TRUE
79 | bus_LV_118-4_0_4_node_229 | 0.4 | n |  | TRUE
80 | bus_LV_118-4_0_4_node_121 | 0.4 | n |  | TRUE
81 | bus_LV_118-4_0_4_node_123 | 0.4 | n |  | TRUE
82 | bus_LV_118-4_0_4_node_124 | 0.4 | n |  | TRUE
83 | bus_LV_118-4_0_4_node_230 | 0.4 | n |  | TRUE
84 | bus_LV_118-4_0_4_node_231 | 0.4 | n |  | TRUE
85 | bus_LV_118-4_0_4_node_128 | 0.4 | n |  | TRUE
86 | bus_LV_118-4_0_4_node_129 | 0.4 | n |  | TRUE
87 | bus_LV_118-4_0_4_node_130 | 0.4 | n |  | TRUE
88 | bus_LV_118-4_0_4_node_131 | 0.4 | n |  | TRUE
89 | bus_LV_118-4_0_4_node_132 | 0.4 | n |  | TRUE
90 | bus_LV_118-4_0_4_node_133 | 0.4 | n |  | TRUE
91 | bus_LV_118-4_0_4_node_210 | 0.4 | n |  | TRUE
92 | bus_LV_118-4_0_4_node_205 | 0.4 | n |  | TRUE
93 | bus_LV_118-4_0_4_node_209 | 0.4 | n |  | TRUE
94 | bus_LV_118-4_0_4_node_206 | 0.4 | n |  | TRUE
95 | bus_LV_118-4_0_4_node_137 | 0.4 | n |  | TRUE
96 | bus_LV_118-4_0_4_node_207 | 0.4 | n |  | TRUE
97 | bus_LV_118-4_0_4_node_169 | 0.4 | n |  | TRUE
98 | bus_LV_118-4_0_4_node_170 | 0.4 | n |  | TRUE
99 | bus_LV_118-4_0_4_node_171 | 0.4 | n |  | TRUE
100 | bus_LV_118-4_0_4_node_172 | 0.4 | n |  | TRUE
101 | bus_LV_118-4_0_4_node_191 | 0.4 | n |  | TRUE
102 | bus_LV_118-4_0_4_node_197 | 0.4 | n |  | TRUE
103 | bus_LV_118-4_0_4_node_173 | 0.4 | n |  | TRUE
104 | bus_LV_118-4_0_4_node_185 | 0.4 | n |  | TRUE
105 | bus_LV_118-4_0_4_node_174 | 0.4 | n |  | TRUE
106 | bus_LV_118-4_0_4_node_181 | 0.4 | n |  | TRUE
107 | bus_LV_118-4_0_4_node_184 | 0.4 | n |  | TRUE
108 | bus_LV_118-4_0_4_node_175 | 0.4 | n |  | TRUE
109 | bus_LV_118-4_0_4_node_176 | 0.4 | n |  | TRUE
110 | bus_LV_118-4_0_4_node_183 | 0.4 | n |  | TRUE
111 | bus_LV_118-4_0_4_node_177 | 0.4 | n |  | TRUE
112 | bus_LV_118-4_0_4_node_180 | 0.4 | n |  | TRUE
113 | bus_LV_118-4_0_4_node_182 | 0.4 | n |  | TRUE
114 | bus_LV_118-4_0_4_node_189 | 0.4 | n |  | TRUE
115 | bus_LV_118-4_0_4_node_187 | 0.4 | n |  | TRUE
116 | bus_LV_118-4_0_4_node_186 | 0.4 | n |  | TRUE
117 | bus_LV_118-4_0_4_node_188 | 0.4 | n |  | TRUE
118 | bus_LV_118-4_0_4_node_198 | 0.4 | n |  | TRUE
119 | bus_LV_118-4_0_4_node_192 | 0.4 | n |  | TRUE
120 | bus_LV_118-4_0_4_node_193 | 0.4 | n |  | TRUE
121 | bus_LV_118-4_0_4_node_194 | 0.4 | n |  | TRUE
122 | bus_LV_118-4_0_4_node_195 | 0.4 | n |  | TRUE
123 | bus_LV_118-4_0_4_node_196 | 0.4 | n |  | TRUE
124 | bus_LV_118-4_0_4_node_200 | 0.4 | n |  | TRUE
125 | bus_LV_118-4_0_4_node_202 | 0.4 | n |  | TRUE
126 | bus_LV_118-4_0_4_node_201 | 0.4 | n |  | TRUE
127 | bus_LV_118-4_0_4_node_199 | 0.4 | n |  | TRUE
128 | bus_MV_9_2_node_78 | 20 | n |  | TRUE

## load
| name | bus | p_mw | q_mvar | const_z_percent | const_i_percent | sn_mva | scaling | in_service | type
0 | LV_118-4_0_4_load_0 | 0 | 0.0036528 | 0.00091547 | 0 | 0 |  | 1 | TRUE | wye
1 | LV_118-4_0_4_load_1 | 1 | 0.0029719 | 0.00074484 | 0 | 0 |  | 1 | TRUE | wye
2 | LV_118-4_0_4_load_2 | 2 | 0.0023928 | 0.00059968 | 0 | 0 |  | 1 | TRUE | wye
3 | LV_118-4_0_4_load_5 | 6 | 0.0081219 | 0.0020355 | 0 | 0 |  | 1 | TRUE | wye
4 | LV_118-4_0_4_load_9 | 8 | 0.0021771 | 0.00054563 | 0 | 0 |  | 1 | TRUE | wye
5 | LV_118-4_0_4_load_11 | 10 | 0.0094088 | 0.0023581 | 0 | 0 |  | 1 | TRUE | wye
6 | LV_118-4_0_4_load_74 | 12 | 0.012152 | 0.0030455 | 0 | 0 |  | 1 | TRUE | wye
7 | LV_118-4_0_4_load_227 | 14 | 0.0067798 | 0.0016992 | 0 | 0 |  | 1 | TRUE | wye
8 | LV_118-4_0_4_load_211 | 15 | 0.0024291 | 0.00060878 | 0 | 0 |  | 1 | TRUE | wye
9 | LV_118-4_0_4_load_228 | 16 | 0.0055357 | 0.0013874 | 0 | 0 |  | 1 | TRUE | wye
10 | LV_118-4_0_4_load_12 | 18 | 0.0058744 | 0.0014723 | 0 | 0 |  | 1 | TRUE | wye
11 | LV_118-4_0_4_load_88 | 21 | 0.0063085 | 0.0015811 | 0 | 0 |  | 1 | TRUE | wye
12 | LV_118-4_0_4_load_134 | 22 | 0.0040768 | 0.0010217 | 0 | 0 |  | 1 | TRUE | wye
13 | LV_118-4_0_4_load_89 | 23 | 0.0062624 | 0.0015695 | 0 | 0 |  | 1 | TRUE | wye
14 | LV_118-4_0_4_load_29 | 24 | 0.001033 | 0.00025889 | 0 | 0 |  | 1 | TRUE | wye
15 | LV_118-4_0_4_load_30 | 25 | 0.0019946 | 0.00049988 | 0 | 0 |  | 1 | TRUE | wye
16 | LV_118-4_0_4_load_31 | 26 | 0.0039034 | 0.00097828 | 0 | 0 |  | 1 | TRUE | wye
17 | LV_118-4_0_4_load_115 | 29 | 0.0053368 | 0.0013375 | 0 | 0 |  | 1 | TRUE | wye
18 | LV_118-4_0_4_load_145 | 31 | 0.0057524 | 0.0014417 | 0 | 0 |  | 1 | TRUE | wye
19 | LV_118-4_0_4_load_79 | 32 | 0.00092513 | 0.00023186 | 0 | 0 |  | 1 | TRUE | wye
20 | LV_118-4_0_4_load_80 | 33 | 0.0010574 | 0.00026502 | 0 | 0 |  | 1 | TRUE | wye
21 | LV_118-4_0_4_load_81 | 34 | 0.0022716 | 0.00056932 | 0 | 0 |  | 1 | TRUE | wye
22 | LV_118-4_0_4_load_111 | 35 | 0.0012183 | 0.00030533 | 0 | 0 |  | 1 | TRUE | wye
23 | LV_118-4_0_4_load_112 | 36 | 0.0006504 | 0.00016301 | 0 | 0 |  | 1 | TRUE | wye
24 | LV_118-4_0_4_load_113 | 37 | 0.00069934 | 0.00017527 | 0 | 0 |  | 1 | TRUE | wye
25 | LV_118-4_0_4_load_82 | 38 | 0.00056063 | 0.00014051 | 0 | 0 |  | 1 | TRUE | wye
26 | LV_118-4_0_4_load_179 | 39 | 0.0005295 | 0.00013271 | 0 | 0 |  | 1 | TRUE | wye
27 | LV_118-4_0_4_load_83 | 41 | 0.0010493 | 0.00026299 | 0 | 0 |  | 1 | TRUE | wye
28 | LV_118-4_0_4_load_85 | 43 | 0.0029322 | 0.00073488 | 0 | 0 |  | 1 | TRUE | wye
29 | LV_118-4_0_4_load_86 | 44 | 0.00071531 | 0.00017927 | 0 | 0 |  | 1 | TRUE | wye
30 | LV_118-4_0_4_load_87 | 45 | 0.0010838 | 0.00027164 | 0 | 0 |  | 1 | TRUE | wye
31 | LV_118-4_0_4_load_118 | 46 | 0.00078873 | 0.00019767 | 0 | 0 |  | 1 | TRUE | wye
32 | LV_118-4_0_4_load_108 | 47 | 0.0019754 | 0.00049509 | 0 | 0 |  | 1 | TRUE | wye
33 | LV_118-4_0_4_load_119 | 48 | 0.0010349 | 0.00025938 | 0 | 0 |  | 1 | TRUE | wye
34 | LV_118-4_0_4_load_90 | 50 | 0.0022546 | 0.00056506 | 0 | 0 |  | 1 | TRUE | wye
35 | LV_118-4_0_4_load_92 | 52 | 0.0029482 | 0.00073889 | 0 | 0 |  | 1 | TRUE | wye
36 | LV_118-4_0_4_load_93 | 53 | 0.0028066 | 0.00070341 | 0 | 0 |  | 1 | TRUE | wye
37 | LV_118-4_0_4_load_94 | 54 | 0.0020101 | 0.00050377 | 0 | 0 |  | 1 | TRUE | wye
38 | LV_118-4_0_4_load_95 | 55 | 0.0036692 | 0.00091959 | 0 | 0 |  | 1 | TRUE | wye
39 | LV_118-4_0_4_load_96 | 56 | 0.0018912 | 0.00047397 | 0 | 0 |  | 1 | TRUE | wye
40 | LV_118-4_0_4_load_107 | 59 | 0.0019295 | 0.00048359 | 0 | 0 |  | 1 | TRUE | wye
41 | LV_118-4_0_4_load_98 | 60 | 0.0039764 | 0.00099658 | 0 | 0 |  | 1 | TRUE | wye
42 | LV_118-4_0_4_load_99 | 61 | 0.0062948 | 0.0015776 | 0 | 0 |  | 1 | TRUE | wye
43 | LV_118-4_0_4_load_100 | 62 | 0.0037402 | 0.00093739 | 0 | 0 |  | 1 | TRUE | wye
44 | LV_118-4_0_4_load_101 | 63 | 0.0015324 | 0.00038405 | 0 | 0 |  | 1 | TRUE | wye
45 | LV_118-4_0_4_load_102 | 64 | 0.0029071 | 0.00072858 | 0 | 0 |  | 1 | TRUE | wye
46 | LV_118-4_0_4_load_144 | 65 | 0.0066669 | 0.0016709 | 0 | 0 |  | 1 | TRUE | wye
47 | LV_118-4_0_4_load_122 | 66 | 0.0015022 | 0.00037647 | 0 | 0 |  | 1 | TRUE | wye
48 | LV_118-4_0_4_load_103 | 67 | 0.00075211 | 0.0001885 | 0 | 0 |  | 1 | TRUE | wye
49 | LV_118-4_0_4_load_104 | 68 | 0.0011429 | 0.00028644 | 0 | 0 |  | 1 | TRUE | wye
50 | LV_118-4_0_4_load_168 | 70 | 0.0011684 | 0.00029283 | 0 | 0 |  | 1 | TRUE | wye
51 | LV_118-4_0_4_load_126 | 71 | 0.0012639 | 0.00031677 | 0 | 0 |  | 1 | TRUE | wye
52 | LV_118-4_0_4_load_160 | 72 | 0.0012224 | 0.00030637 | 0 | 0 |  | 1 | TRUE | wye
53 | LV_118-4_0_4_load_208 | 73 | 0.0011617 | 0.00029115 | 0 | 0 |  | 1 | TRUE | wye
54 | LV_118-4_0_4_load_125 | 74 | 0.0019015 | 0.00047656 | 0 | 0 |  | 1 | TRUE | wye
55 | LV_118-4_0_4_load_120 | 75 | 0.0023496 | 0.00058888 | 0 | 0 |  | 1 | TRUE | wye
56 | LV_118-4_0_4_load_114 | 76 | 0.0010307 | 0.00025832 | 0 | 0 |  | 1 | TRUE | wye
57 | LV_118-4_0_4_load_136 | 78 | 0.0016306 | 0.00040866 | 0 | 0 |  | 1 | TRUE | wye
58 | LV_118-4_0_4_load_229 | 79 | 0.006581 | 0.0016494 | 0 | 0 |  | 1 | TRUE | wye
59 | LV_118-4_0_4_load_230 | 83 | 0.012646 | 0.0031695 | 0 | 0 |  | 1 | TRUE | wye
60 | LV_118-4_0_4_load_231 | 84 | 0.0098922 | 0.0024792 | 0 | 0 |  | 1 | TRUE | wye
61 | LV_118-4_0_4_load_128 | 85 | 0.0068428 | 0.001715 | 0 | 0 |  | 1 | TRUE | wye
62 | LV_118-4_0_4_load_129 | 86 | 0.0011429 | 0.00028643 | 0 | 0 |  | 1 | TRUE | wye
63 | LV_118-4_0_4_load_130 | 87 | 0.0020064 | 0.00050285 | 0 | 0 |  | 1 | TRUE | wye
64 | LV_118-4_0_4_load_131 | 88 | 0.0018529 | 0.00046439 | 0 | 0 |  | 1 | TRUE | wye
65 | LV_118-4_0_4_load_132 | 89 | 0.0015968 | 0.00040018 | 0 | 0 |  | 1 | TRUE | wye
66 | LV_118-4_0_4_load_133 | 90 | 0.001167 | 0.00029247 | 0 | 0 |  | 1 | TRUE | wye
67 | LV_118-4_0_4_load_210 | 91 | 0.0011483 | 0.00028779 | 0 | 0 |  | 1 | TRUE | wye
68 | LV_118-4_0_4_load_205 | 92 | 0.0016074 | 0.00040284 | 0 | 0 |  | 1 | TRUE | wye
69 | LV_118-4_0_4_load_209 | 93 | 0.0018609 | 0.00046638 | 0 | 0 |  | 1 | TRUE | wye
70 | LV_118-4_0_4_load_206 | 94 | 0.0020018 | 0.00050169 | 0 | 0 |  | 1 | TRUE | wye
71 | LV_118-4_0_4_load_137 | 95 | 0.0014558 | 0.00036487 | 0 | 0 |  | 1 | TRUE | wye
72 | LV_118-4_0_4_load_207 | 96 | 0.0024399 | 0.00061151 | 0 | 0 |  | 1 | TRUE | wye
73 | LV_118-4_0_4_load_169 | 97 | 0.00077788 | 0.00019496 | 0 | 0 |  | 1 | TRUE | wye
74 | LV_118-4_0_4_load_170 | 98 | 0.00039547 | 9.9113e-05 | 0 | 0 |  | 1 | TRUE | wye
75 | LV_118-4_0_4_load_172 | 100 | 0.00039017 | 9.7785e-05 | 0 | 0 |  | 1 | TRUE | wye
76 | LV_118-4_0_4_load_197 | 102 | 0.0033014 | 0.00082741 | 0 | 0 |  | 1 | TRUE | wye
77 | LV_118-4_0_4_load_173 | 103 | 0.0010483 | 0.00026273 | 0 | 0 |  | 1 | TRUE | wye
78 | LV_118-4_0_4_load_185 | 104 | 0.0007629 | 0.0001912 | 0 | 0 |  | 1 | TRUE | wye
79 | LV_118-4_0_4_load_174 | 105 | 0.00024238 | 6.0746e-05 | 0 | 0 |  | 1 | TRUE | wye
80 | LV_118-4_0_4_load_181 | 106 | 0.00042835 | 0.00010735 | 0 | 0 |  | 1 | TRUE | wye
81 | LV_118-4_0_4_load_184 | 107 | 0.00017686 | 4.4325e-05 | 0 | 0 |  | 1 | TRUE | wye
82 | LV_118-4_0_4_load_175 | 108 | 0.0019708 | 0.00049392 | 0 | 0 |  | 1 | TRUE | wye
83 | LV_118-4_0_4_load_176 | 109 | 0.0012581 | 0.0003153 | 0 | 0 |  | 1 | TRUE | wye
84 | LV_118-4_0_4_load_183 | 110 | 0.00053872 | 0.00013502 | 0 | 0 |  | 1 | TRUE | wye
85 | LV_118-4_0_4_load_177 | 111 | 0.001702 | 0.00042657 | 0 | 0 |  | 1 | TRUE | wye
86 | LV_118-4_0_4_load_180 | 112 | 0.0013572 | 0.00034015 | 0 | 0 |  | 1 | TRUE | wye
87 | LV_118-4_0_4_load_189 | 114 | 0.0010532 | 0.00026396 | 0 | 0 |  | 1 | TRUE | wye
88 | LV_118-4_0_4_load_187 | 115 | 0.00071673 | 0.00017963 | 0 | 0 |  | 1 | TRUE | wye
89 | LV_118-4_0_4_load_186 | 116 | 0.0019007 | 0.00047635 | 0 | 0 |  | 1 | TRUE | wye
90 | LV_118-4_0_4_load_188 | 117 | 0.00055733 | 0.00013968 | 0 | 0 |  | 1 | TRUE | wye
91 | LV_118-4_0_4_load_198 | 118 | 0.00071855 | 0.00018009 | 0 | 0 |  | 1 | TRUE | wye
92 | LV_118-4_0_4_load_192 | 119 | 0.0033296 | 0.00083447 | 0 | 0 |  | 1 | TRUE | wye
93 | LV_118-4_0_4_load_193 | 120 | 0.0033689 | 0.00084433 | 0 | 0 |  | 1 | TRUE | wye
94 | LV_118-4_0_4_load_195 | 122 | 0.0016175 | 0.00040539 | 0 | 0 |  | 1 | TRUE | wye
95 | LV_118-4_0_4_load_196 | 123 | 0.0011246 | 0.00028185 | 0 | 0 |  | 1 | TRUE | wye
96 | LV_118-4_0_4_load_202 | 125 | 0.0011839 | 0.00029672 | 0 | 0 |  | 1 | TRUE | wye
97 | LV_118-4_0_4_load_201 | 126 | 0.00079071 | 0.00019817 | 0 | 0 |  | 1 | TRUE | wye
98 | LV_118-4_0_4_load_199 | 127 | 0.00053331 | 0.00013366 | 0 | 0 |  | 1 | TRUE | wye

## ext_grid
| name | bus | vm_pu | va_degree | slack_weight | in_service
0 |  | 66 | 1 | 0 | 1 | TRUE

## line
| name | std_type | from_bus | to_bus | length_km | r_ohm_per_km | x_ohm_per_km | c_nf_per_km | g_us_per_km | max_i_ka | df | parallel | type | in_service
0 | LV_118-4_0_4_line_0 |  | 0 | 1 | 0.026077 | 0.125 | 0.08 | 261 | 0 | 0.364 | 1 | 1 | cs | TRUE
1 | LV_118-4_0_4_line_1 |  | 0 | 2 | 0.011564 | 0.125 | 0.08 | 261 | 0 | 0.364 | 1 | 1 | cs | TRUE
2 | LV_118-4_0_4_line_2 |  | 1 | 3 | 0.01252 | 0.125 | 0.08 | 261 | 0 | 0.364 | 1 | 1 | cs | TRUE
3 | LV_118-4_0_4_line_3 |  | 2 | 4 | 0.003668 | 0.125 | 0.08 | 261 | 0 | 0.364 | 1 | 1 | cs | TRUE
4 | LV_118-4_0_4_line_4 |  | 3 | 5 | 0.017863 | 0.125 | 0.08 | 261 | 0 | 0.364 | 1 | 1 | cs | TRUE
5 | LV_118-4_0_4_line_5 |  | 3 | 6 | 0.047318 | 0.125 | 0.08 | 261 | 0 | 0.364 | 1 | 1 | cs | TRUE
6 | LV_118-4_0_4_line_6 |  | 4 | 7 | 0.024 | 0.125 | 0.08 | 261 | 0 | 0.364 | 1 | 1 | cs | TRUE
7 | LV_118-4_0_4_line_7 |  | 4 | 8 | 0.0098523 | 0.125 | 0.08 | 261 | 0 | 0.364 | 1 | 1 | cs | TRUE
8 | LV_118-4_0_4_line_8 |  | 5 | 9 | 0.0032 | 0.125 | 0.08 | 261 | 0 | 0.364 | 1 | 1 | cs | TRUE
9 | LV_118-4_0_4_line_9 |  | 5 | 10 | 0.0090764 | 0.125 | 0.08 | 261 | 0 | 0.364 | 1 | 1 | cs | TRUE
10 | LV_118-4_0_4_line_10 |  | 7 | 13 | 0.01515 | 0.125 | 0.08 | 261 | 0 | 0.364 | 1 | 1 | cs | TRUE
11 | LV_118-4_0_4_line_11 |  | 7 | 14 | 0.004829 | 0.125 | 0.08 | 261 | 0 | 0.364 | 1 | 1 | cs | TRUE
12 | LV_118-4_0_4_line_12 |  | 9 | 11 | 0.018683 | 0.125 | 0.08 | 261 | 0 | 0.364 | 1 | 1 | cs | TRUE
13 | LV_118-4_0_4_line_13 |  | 9 | 12 | 0.039834 | 0.125 | 0.08 | 261 | 0 | 0.364 | 1 | 1 | cs | TRUE
14 | LV_118-4_0_4_line_14 |  | 11 | 15 | 0.027123 | 0.125 | 0.08 | 261 | 0 | 0.364 | 1 | 1 | cs | TRUE
15 | LV_118-4_0_4_line_15 |  | 13 | 16 | 0.004848 | 0.125 | 0.08 | 261 | 0 | 0.364 | 1 | 1 | cs | TRUE
16 | LV_118-4_0_4_line_16 |  | 13 | 17 | 0.017227 | 0.125 | 0.08 | 261 | 0 | 0.364 | 1 | 1 | cs | TRUE
17 | LV_118-4_0_4_line_17 |  | 15 | 31 | 0.012535 | 0.125 | 0.08 | 261 | 0 | 0.364 | 1 | 1 | cs | TRUE
18 | LV_118-4_0_4_line_18 |  | 17 | 79 | 0.003385 | 0.125 | 0.08 | 261 | 0 | 0.364 | 1 | 1 | cs | TRUE
19 | LV_118-4_0_4_line_19 |  | 17 | 30 | 0.017866 | 0.125 | 0.08 | 261 | 0 | 0.364 | 1 | 1 | cs | TRUE
20 | LV_118-4_0_4_line_20 |  | 18 | 19 | 0.020829 | 0.125 | 0.08 | 261 | 0 | 0.364 | 1 | 1 | cs | TRUE
21 | LV_118-4_0_4_line_21 |  | 19 | 20 | 0.005205 | 0.125 | 0.08 | 261 | 0 | 0.364 | 1 | 1 | cs | TRUE
22 | LV_118-4_0_4_line_22 |  | 19 | 21 | 0.013595 | 0.125 | 0.08 | 261 | 0 | 0.364 | 1 | 1 | cs | TRUE
23 | LV_118-4_0_4_line_23 |  | 20 | 22 | 0.015793 | 0.125 | 0.08 | 261 | 0 | 0.364 | 1 | 1 | cs | TRUE
24 | LV_118-4_0_4_line_24 |  | 21 | 23 | 0.021519 | 0.125 | 0.08 | 261 | 0 | 0.364 | 1 | 1 | cs | TRUE
25 | LV_118-4_0_4_line_25 |  | 22 | 51 | 0.018084 | 0.125 | 0.08 | 261 | 0 | 0.364 | 1 | 1 | cs | TRUE
26 | LV_118-4_0_4_line_26 |  | 23 | 50 | 0.0079026 | 0.125 | 0.08 | 261 | 0 | 0.364 | 1 | 1 | cs | TRUE
27 | LV_118-4_0_4_line_27 |  | 24 | 25 | 0.0050521 | 0.125 | 0.08 | 261 | 0 | 0.364 | 1 | 1 | cs | TRUE
28 | LV_118-4_0_4_line_28 |  | 24 | 26 | 0.039721 | 0.125 | 0.08 | 261 | 0 | 0.364 | 1 | 1 | cs | TRUE
29 | LV_118-4_0_4_line_29 |  | 25 | 27 | 0.028535 | 0.125 | 0.08 | 261 | 0 | 0.364 | 1 | 1 | cs | TRUE
30 | LV_118-4_0_4_line_30 |  | 27 | 28 | 0.079715 | 0.125 | 0.08 | 261 | 0 | 0.364 | 1 | 1 | cs | TRUE
31 | LV_118-4_0_4_line_31 |  | 28 | 29 | 0.024445 | 0.125 | 0.08 | 261 | 0 | 0.364 | 1 | 1 | cs | TRUE
32 | LV_118-4_0_4_line_32 |  | 29 | 30 | 0.013211 | 0.125 | 0.08 | 261 | 0 | 0.364 | 1 | 1 | cs | TRUE
33 | LV_118-4_0_4_line_33 |  | 30 | 50 | 0.019837 | 0.125 | 0.08 | 261 | 0 | 0.364 | 1 | 1 | cs | TRUE
34 | LV_118-4_0_4_line_34 |  | 31 | 82 | 0.022727 | 0.125 | 0.08 | 261 | 0 | 0.364 | 1 | 1 | cs | TRUE
35 | LV_118-4_0_4_line_35 |  | 32 | 33 | 0.0039928 | 0.125 | 0.08 | 261 | 0 | 0.364 | 1 | 2 | cs | TRUE
36 | LV_118-4_0_4_line_36 |  | 32 | 34 | 0.10438 | 0.125 | 0.08 | 261 | 0 | 0.364 | 1 | 2 | cs | TRUE
37 | LV_118-4_0_4_line_37 |  | 33 | 35 | 0.074833 | 0.125 | 0.08 | 261 | 0 | 0.364 | 1 | 2 | cs | TRUE
38 | LV_118-4_0_4_line_38 |  | 34 | 38 | 0.027079 | 0.125 | 0.08 | 261 | 0 | 0.364 | 1 | 2 | cs | TRUE
39 | LV_118-4_0_4_line_39 |  | 35 | 36 | 0.015666 | 0.125 | 0.08 | 261 | 0 | 0.364 | 1 | 2 | cs | TRUE
40 | LV_118-4_0_4_line_40 |  | 35 | 37 | 0.013837 | 0.125 | 0.08 | 261 | 0 | 0.364 | 1 | 1 | cs | TRUE
41 | LV_118-4_0_4_line_41 |  | 36 | 76 | 0.014429 | 0.125 | 0.08 | 261 | 0 | 0.364 | 1 | 2 | cs | TRUE
42 | LV_118-4_0_4_line_42 |  | 38 | 39 | 0.00056288 | 0.125 | 0.08 | 261 | 0 | 0.364 | 1 | 1 | cs | TRUE
43 | LV_118-4_0_4_line_43 |  | 39 | 40 | 0.019571 | 0.125 | 0.08 | 261 | 0 | 0.364 | 1 | 1 | cs | TRUE
44 | LV_118-4_0_4_line_44 |  | 40 | 112 | 0.0042736 | 0.125 | 0.08 | 261 | 0 | 0.364 | 1 | 1 | cs | TRUE
45 | LV_118-4_0_4_line_45 |  | 40 | 111 | 0.038569 | 0.125 | 0.08 | 261 | 0 | 0.364 | 1 | 1 | cs | TRUE
46 | LV_118-4_0_4_line_46 |  | 41 | 42 | 0.017727 | 0.125 | 0.08 | 261 | 0 | 0.364 | 1 | 1 | cs | TRUE
47 | LV_118-4_0_4_line_47 |  | 41 | 43 | 0.014388 | 0.125 | 0.08 | 261 | 0 | 0.364 | 1 | 1 | cs | TRUE
48 | LV_118-4_0_4_line_48 |  | 42 | 44 | 0.013037 | 0.125 | 0.08 | 261 | 0 | 0.364 | 1 | 2 | cs | TRUE
49 | LV_118-4_0_4_line_49 |  | 42 | 45 | 0.034866 | 0.125 | 0.08 | 261 | 0 | 0.364 | 1 | 2 | cs | TRUE
50 | LV_118-4_0_4_line_50 |  | 44 | 46 | 0.011165 | 0.125 | 0.08 | 261 | 0 | 0.364 | 1 | 2 | cs | TRUE
51 | LV_118-4_0_4_line_51 |  | 45 | 47 | 0.030486 | 0.125 | 0.08 | 261 | 0 | 0.364 | 1 | 2 | cs | TRUE
52 | LV_118-4_0_4_line_52 |  | 46 | 48 | 0.017964 | 0.125 | 0.08 | 261 | 0 | 0.364 | 1 | 2 | cs | TRUE
53 | LV_118-4_0_4_line_53 |  | 47 | 49 | 0.031574 | 0.125 | 0.08 | 261 | 0 | 0.364 | 1 | 2 | cs | TRUE
54 | LV_118-4_0_4_line_54 |  | 48 | 77 | 0.0083162 | 0.125 | 0.08 | 261 | 0 | 0.364 | 1 | 2 | cs | TRUE
55 | LV_118-4_0_4_line_55 |  | 49 | 59 | 0.011129 | 0.125 | 0.08 | 261 | 0 | 0.364 | 1 | 2 | cs | TRUE
56 | LV_118-4_0_4_line_56 |  | 49 | 67 | 0.028327 | 0.125 | 0.08 | 261 | 0 | 0.364 | 1 | 1 | cs | TRUE
57 | LV_118-4_0_4_line_57 |  | 51 | 66 | 0.015741 | 0.125 | 0.08 | 261 | 0 | 0.364 | 1 | 2 | cs | TRUE
58 | LV_118-4_0_4_line_58 |  | 51 | 63 | 0.015593 | 0.125 | 0.08 | 261 | 0 | 0.364 | 1 | 1 | cs | TRUE
59 | LV_118-4_0_4_line_59 |  | 52 | 53 | 0.029519 | 0.125 | 0.08 | 261 | 0 | 0.364 | 1 | 1 | cs | TRUE
60 | LV_118-4_0_4_line_60 |  | 52 | 54 | 0.0014482 | 0.125 | 0.08 | 261 | 0 | 0.364 | 1 | 1 | cs | TRUE
61 | LV_118-4_0_4_line_61 |  | 53 | 55 | 0.0028742 | 0.125 | 0.08 | 261 | 0 | 0.364 | 1 | 1 | cs | TRUE
62 | LV_118-4_0_4_line_62 |  | 54 | 56 | 0.00015878 | 0.125 | 0.08 | 261 | 0 | 0.364 | 1 | 1 | cs | TRUE
63 | LV_118-4_0_4_line_63 |  | 56 | 57 | 0.02196 | 0.125 | 0.08 | 261 | 0 | 0.364 | 1 | 1 | cs | TRUE
64 | LV_118-4_0_4_line_64 |  | 57 | 58 | 0.010898 | 0.125 | 0.08 | 261 | 0 | 0.364 | 1 | 2 | cs | TRUE
65 | LV_118-4_0_4_line_65 |  | 57 | 59 | 0.015631 | 0.125 | 0.08 | 261 | 0 | 0.364 | 1 | 2 | cs | TRUE
66 | LV_118-4_0_4_line_66 |  | 58 | 66 | 0.028134 | 0.125 | 0.08 | 261 | 0 | 0.364 | 1 | 2 | cs | TRUE
67 | LV_118-4_0_4_line_67 |  | 58 | 75 | 0.021139 | 0.125 | 0.08 | 261 | 0 | 0.364 | 1 | 1 | cs | TRUE
68 | LV_118-4_0_4_line_68 |  | 60 | 61 | 0.017894 | 0.125 | 0.08 | 261 | 0 | 0.364 | 1 | 1 | cs | TRUE
69 | LV_118-4_0_4_line_69 |  | 60 | 62 | 0.015646 | 0.125 | 0.08 | 261 | 0 | 0.364 | 1 | 1 | cs | TRUE
70 | LV_118-4_0_4_line_70 |  | 61 | 63 | 0.027428 | 0.125 | 0.08 | 261 | 0 | 0.364 | 1 | 1 | cs | TRUE
71 | LV_118-4_0_4_line_71 |  | 62 | 64 | 0.028238 | 0.125 | 0.08 | 261 | 0 | 0.364 | 1 | 1 | cs | TRUE
72 | LV_118-4_0_4_line_72 |  | 64 | 65 | 0.0047883 | 0.125 | 0.08 | 261 | 0 | 0.364 | 1 | 1 | cs | TRUE
73 | LV_118-4_0_4_line_73 |  | 67 | 68 | 0.011101 | 0.125 | 0.08 | 261 | 0 | 0.364 | 1 | 1 | cs | TRUE
74 | LV_118-4_0_4_line_74 |  | 68 | 69 | 0.019696 | 0.125 | 0.08 | 261 | 0 | 0.364 | 1 | 1 | cs | TRUE
75 | LV_118-4_0_4_line_75 |  | 69 | 70 | 0.015871 | 0.125 | 0.08 | 261 | 0 | 0.364 | 1 | 1 | cs | TRUE
76 | LV_118-4_0_4_line_76 |  | 69 | 71 | 0.01674 | 0.125 | 0.08 | 261 | 0 | 0.364 | 1 | 1 | cs | TRUE
77 | LV_118-4_0_4_line_77 |  | 69 | 72 | 0.023195 | 0.125 | 0.08 | 261 | 0 | 0.364 | 1 | 1 | cs | TRUE
78 | LV_118-4_0_4_line_78 |  | 70 | 73 | 0.0112 | 0.125 | 0.08 | 261 | 0 | 0.364 | 1 | 1 | cs | TRUE
79 | LV_118-4_0_4_line_79 |  | 71 | 74 | 0.0045231 | 0.125 | 0.08 | 261 | 0 | 0.364 | 1 | 1 | cs | TRUE
80 | LV_118-4_0_4_line_80 |  | 73 | 93 | 0.008625 | 0.125 | 0.08 | 261 | 0 | 0.364 | 1 | 1 | cs | TRUE
81 | LV_118-4_0_4_line_81 |  | 76 | 77 | 0.017113 | 0.125 | 0.08 | 261 | 0 | 0.364 | 1 | 2 | cs | TRUE
82 | LV_118-4_0_4_line_82 |  | 77 | 78 | 0.013081 | 0.125 | 0.08 | 261 | 0 | 0.364 | 1 | 1 | cs | TRUE
83 | LV_118-4_0_4_line_83 |  | 78 | 95 | 0.011942 | 0.125 | 0.08 | 261 | 0 | 0.364 | 1 | 1 | cs | TRUE
84 | LV_118-4_0_4_line_84 |  | 80 | 81 | 0.020665 | 0.125 | 0.08 | 261 | 0 | 0.364 | 1 | 1 | cs | TRUE
85 | LV_118-4_0_4_line_85 |  | 80 | 82 | 0.028302 | 0.125 | 0.08 | 261 | 0 | 0.364 | 1 | 1 | cs | TRUE
86 | LV_118-4_0_4_line_86 |  | 81 | 83 | 0.017404 | 0.125 | 0.08 | 261 | 0 | 0.364 | 1 | 1 | cs | TRUE
87 | LV_118-4_0_4_line_87 |  | 81 | 84 | 0.016723 | 0.125 | 0.08 | 261 | 0 | 0.364 | 1 | 1 | cs | TRUE
88 | LV_118-4_0_4_line_88 |  | 82 | 85 | 0.024097 | 0.125 | 0.08 | 261 | 0 | 0.364 | 1 | 1 | cs | TRUE
89 | LV_118-4_0_4_line_89 |  | 86 | 87 | 0.0092201 | 0.125 | 0.08 | 261 | 0 | 0.364 | 1 | 1 | cs | TRUE
90 | LV_118-4_0_4_line_90 |  | 86 | 88 | 0.0051587 | 0.125 | 0.08 | 261 | 0 | 0.364 | 1 | 1 | cs | TRUE
91 | LV_118-4_0_4_line_91 |  | 87 | 89 | 0.0061009 | 0.125 | 0.08 | 261 | 0 | 0.364 | 1 | 1 | cs | TRUE
92 | LV_118-4_0_4_line_92 |  | 88 | 90 | 0.0059518 | 0.125 | 0.08 | 261 | 0 | 0.364 | 1 | 1 | cs | TRUE
93 | LV_118-4_0_4_line_93 |  | 89 | 91 | 0.0037575 | 0.125 | 0.08 | 261 | 0 | 0.364 | 1 | 1 | cs | TRUE
94 | LV_118-4_0_4_line_94 |  | 90 | 92 | 0.0002979 | 0.125 | 0.08 | 261 | 0 | 0.364 | 1 | 1 | cs | TRUE
95 | LV_118-4_0_4_line_95 |  | 91 | 93 | 0.0024794 | 0.125 | 0.08 | 261 | 0 | 0.364 | 1 | 1 | cs | TRUE
96 | LV_118-4_0_4_line_96 |  | 92 | 94 | 0.0061014 | 0.125 | 0.08 | 261 | 0 | 0.364 | 1 | 1 | cs | TRUE
97 | LV_118-4_0_4_line_97 |  | 94 | 96 | 0.0047963 | 0.125 | 0.08 | 261 | 0 | 0.364 | 1 | 1 | cs | TRUE
98 | LV_118-4_0_4_line_98 |  | 97 | 98 | 0.034503 | 0.125 | 0.08 | 261 | 0 | 0.364 | 1 | 1 | cs | TRUE
99 | LV_118-4_0_4_line_99 |  | 97 | 99 | 0.085938 | 0.125 | 0.08 | 261 | 0 | 0.364 | 1 | 1 | cs | TRUE
100 | LV_118-4_0_4_line_100 |  | 98 | 100 | 0.0042441 | 0.125 | 0.08 | 261 | 0 | 0.364 | 1 | 1 | cs | TRUE
101 | LV_118-4_0_4_line_101 |  | 99 | 101 | 0.23138 | 0.125 | 0.08 | 261 | 0 | 0.364 | 1 | 1 | cs | TRUE
102 | LV_118-4_0_4_line_102 |  | 100 | 103 | 0.013714 | 0.125 | 0.08 | 261 | 0 | 0.364 | 1 | 1 | cs | TRUE
103 | LV_118-4_0_4_line_103 |  | 101 | 102 | 0.061185 | 0.125 | 0.08 | 261 | 0 | 0.364 | 1 | 1 | cs | TRUE
104 | LV_118-4_0_4_line_104 |  | 102 | 118 | 0.02219 | 0.125 | 0.08 | 261 | 0 | 0.364 | 1 | 1 | cs | TRUE
105 | LV_118-4_0_4_line_105 |  | 103 | 105 | 0.011813 | 0.125 | 0.08 | 261 | 0 | 0.364 | 1 | 1 | cs | TRUE
106 | LV_118-4_0_4_line_106 |  | 103 | 108 | 0.089249 | 0.125 | 0.08 | 261 | 0 | 0.364 | 1 | 1 | cs | TRUE
107 | LV_118-4_0_4_line_107 |  | 104 | 105 | 0.25726 | 0.125 | 0.08 | 261 | 0 | 0.364 | 1 | 1 | cs | TRUE
108 | LV_118-4_0_4_line_108 |  | 104 | 106 | 0.12025 | 0.125 | 0.08 | 261 | 0 | 0.364 | 1 | 1 | cs | TRUE
109 | LV_118-4_0_4_line_109 |  | 104 | 107 | 0.015851 | 0.125 | 0.08 | 261 | 0 | 0.364 | 1 | 1 | cs | TRUE
110 | LV_118-4_0_4_line_110 |  | 106 | 113 | 0.0093872 | 0.125 | 0.08 | 261 | 0 | 0.364 | 1 | 1 | cs | TRUE
111 | LV_118-4_0_4_line_111 |  | 106 | 112 | 0.11608 | 0.125 | 0.08 | 261 | 0 | 0.364 | 1 | 1 | cs | TRUE
112 | LV_118-4_0_4_line_112 |  | 107 | 110 | 0.012003 | 0.125 | 0.08 | 261 | 0 | 0.364 | 1 | 1 | cs | TRUE
113 | LV_118-4_0_4_line_113 |  | 108 | 109 | 0.078731 | 0.125 | 0.08 | 261 | 0 | 0.364 | 1 | 1 | cs | TRUE
114 | LV_118-4_0_4_line_114 |  | 113 | 114 | 0.052213 | 0.125 | 0.08 | 261 | 0 | 0.364 | 1 | 1 | cs | TRUE
115 | LV_118-4_0_4_line_115 |  | 114 | 115 | 0.019119 | 0.125 | 0.08 | 261 | 0 | 0.364 | 1 | 1 | cs | TRUE
116 | LV_118-4_0_4_line_116 |  | 115 | 116 | 0.014179 | 0.125 | 0.08 | 261 | 0 | 0.364 | 1 | 1 | cs | TRUE
117 | LV_118-4_0_4_line_117 |  | 116 | 117 | 0.0062867 | 0.125 | 0.08 | 261 | 0 | 0.364 | 1 | 1 | cs | TRUE
118 | LV_118-4_0_4_line_118 |  | 118 | 127 | 0.011498 | 0.125 | 0.08 | 261 | 0 | 0.364 | 1 | 1 | cs | TRUE
119 | LV_118-4_0_4_line_119 |  | 119 | 120 | 0.0031596 | 0.125 | 0.08 | 261 | 0 | 0.364 | 1 | 1 | cs | TRUE
120 | LV_118-4_0_4_line_120 |  | 119 | 121 | 0.029218 | 0.125 | 0.08 | 261 | 0 | 0.364 | 1 | 1 | cs | TRUE
121 | LV_118-4_0_4_line_121 |  | 121 | 122 | 0.021887 | 0.125 | 0.08 | 261 | 0 | 0.364 | 1 | 1 | cs | TRUE
122 | LV_118-4_0_4_line_122 |  | 121 | 123 | 0.0074318 | 0.125 | 0.08 | 261 | 0 | 0.364 | 1 | 1 | cs | TRUE
123 | LV_118-4_0_4_line_123 |  | 122 | 124 | 0.016262 | 0.125 | 0.08 | 261 | 0 | 0.364 | 1 | 1 | cs | TRUE
124 | LV_118-4_0_4_line_124 |  | 123 | 125 | 0.038329 | 0.125 | 0.08 | 261 | 0 | 0.364 | 1 | 1 | cs | TRUE
125 | LV_118-4_0_4_line_125 |  | 124 | 126 | 0.0097063 | 0.125 | 0.08 | 261 | 0 | 0.364 | 1 | 1 | cs | TRUE
126 | LV_118-4_0_4_line_126 |  | 124 | 127 | 0.0053225 | 0.125 | 0.08 | 261 | 0 | 0.364 | 1 | 1 | cs | TRUE

## trafo
| name | std_type | hv_bus | lv_bus | sn_mva | vn_hv_kv | vn_lv_kv | vk_percent | vkr_percent | pfe_kw | i0_percent | shift_degree | tap_side | tap_neutral | tap_min | tap_max | tap_step_percent | tap_step_degree | tap_pos | tap_phase_shifter | parallel | df | in_service
0 | LV_118-4_0_4_trafo_122 | 0.63 MVA 20/0.4 kV | 128 | 66 | 0.63 | 20 | 0.4 | 6 | 1.206 | 1.65 | 0.2619 | 150 | hv | 0 | -2 | 2 | 2.5 | 0 | 0 | FALSE | 1 | 1 | TRUE

## line_geodata
| x0 | y0 | x1 | y1 | x2 | y2 | x3 | y3 | x4 | y4 | x5 | y5 | x6 | y6 | x7 | y7
0 | 2707424.2222 | 1234274.8064 | 2707428.6531 | 1234276.1158 | 2707443.3748 | 1234291.7257
1 | 2707424.2222 | 1234274.8064 | 2707413.1321 | 1234271.5291
2 | 2707451.9648 | 1234300.834 | 2707443.3748 | 1234291.7257
3 | 2707409.6145 | 1234270.4896 | 2707413.1321 | 1234271.5291
4 | 2707451.9648 | 1234300.834 | 2707464.6925 | 1234288.2656
5 | 2707451.9648 | 1234300.834 | 2707434.413 | 1234312.2143 | 2707431.943 | 1234313.9821 | 2707409.1762 | 1234319.2219
6 | 2707409.6145 | 1234270.4896 | 2707411.8421 | 1234262.4459 | 2707412.7581 | 1234256.5913 | 2707415.7648 | 1234247.3386
7 | 2707409.6145 | 1234270.4896 | 2707400.1657 | 1234267.6988
8 | 2707464.6925 | 1234288.2656 | 2707467.0843 | 1234290.3994
9 | 2707464.6925 | 1234288.2656 | 2707469.6444 | 1234280.659
10 | 2707415.7648 | 1234247.3386 | 2707421.9059 | 1234233.4834
11 | 2707415.7648 | 1234247.3386 | 2707411.0529 | 1234246.2192
12 | 2707467.0843 | 1234290.3994 | 2707478.7289 | 1234275.7654
13 | 2707467.0843 | 1234290.3994 | 2707470.3908 | 1234293.4504 | 2707465.1858 | 1234300.7507 | 2707464.89 | 1234305.8048 | 2707467.4657 | 1234309.4876 | 2707481.0501 | 1234319.3937
14 | 2707478.7289 | 1234275.7654 | 2707502.3504 | 1234289.0958
15 | 2707421.9059 | 1234233.4834 | 2707417.2118 | 1234232.2198
16 | 2707421.9059 | 1234233.4834 | 2707427.4857 | 1234217.1829
17 | 2707513.2667 | 1234295.2562 | 2707502.3504 | 1234289.0958
18 | 2707427.4857 | 1234217.1829 | 2707424.2645 | 1234216.1127
19 | 2707427.4857 | 1234217.1829 | 2707433.1227 | 1234200.2273
20 | 2707492.7597 | 1234220.0765 | 2707486.3679 | 1234239.9006
21 | 2707492.7597 | 1234220.0765 | 2707497.7119 | 1234221.7228
22 | 2707492.7597 | 1234220.0765 | 2707479.8605 | 1234215.7832
23 | 2707497.7119 | 1234221.7228 | 2707512.2763 | 1234215.615
24 | 2707459.4423 | 1234208.9874 | 2707479.8605 | 1234215.7832
25 | 2707529.4919 | 1234221.1529 | 2707512.2763 | 1234215.615
26 | 2707459.4423 | 1234208.9874 | 2707451.9442 | 1234206.4917
27 | 2707394.4109 | 1234126.8418 | 2707399.4478 | 1234127.2334
28 | 2707438.7029 | 1234132.7114 | 2707420.6256 | 1234128.8801 | 2707399.4478 | 1234127.2334
29 | 2707366.0014 | 1234129.4712 | 2707394.1624 | 1234126.8225 | 2707394.4109 | 1234126.8418
30 | 2707366.0014 | 1234129.4712 | 2707367.9222 | 1234177.3426 | 2707398.691 | 1234185.3936
31 | 2707398.691 | 1234185.3936 | 2707413.6525 | 1234193.7482 | 2707420.5873 | 1234196.0559
32 | 2707433.1227 | 1234200.2273 | 2707420.5873 | 1234196.0559
33 | 2707433.1227 | 1234200.2273 | 2707451.9442 | 1234206.4917
34 | 2707534.2515 | 1234303.6801 | 2707520.5423 | 1234299.362 | 2707513.2667 | 1234295.2562
35 | 2707832.692 | 1234280.2278 | 2707836.1131 | 1234278.1691
36 | 2707836.1131 | 1234278.1691 | 2707939.948 | 1234267.4917
37 | 2707758.5266 | 1234270.2546 | 2707832.692 | 1234280.2278
38 | 2707939.948 | 1234267.4917 | 2707956.2562 | 1234265.3126 | 2707957.3821 | 1234254.7466
39 | 2707758.5266 | 1234270.2546 | 2707760.5168 | 1234274.7007 | 2707755.8729 | 1234284.4451
40 | 2707751.4011 | 1234258.4118 | 2707757.7517 | 1234268.5236 | 2707758.5266 | 1234270.2546
41 | 2707746.6032 | 1234292.918 | 2707746.6032 | 1234292.918 | 2707751.9845 | 1234292.6042 | 2707755.8729 | 1234284.4451
42 | 2707957.3821 | 1234254.7466 | 2707957.4417 | 1234254.1869
43 | 2707959.5153 | 1234234.7261 | 2707957.4417 | 1234254.1869
44 | 2707959.5153 | 1234234.7261 | 2707959.9666 | 1234230.4764
45 | 2707959.5153 | 1234234.7261 | 2707969.1617 | 1234233.4559 | 2707997.4842 | 1234238.8924
46 | 2707693.6401 | 1234260.4331 | 2707696.6553 | 1234245.7208 | 2707696.9932 | 1234243.0332
47 | 2707698.7877 | 1234228.7576 | 2707696.9932 | 1234243.0332
48 | 2707693.6401 | 1234260.4331 | 2707705.4832 | 1234265.8833
49 | 2707693.6401 | 1234260.4331 | 2707661.9691 | 1234245.8533
50 | 2707705.4832 | 1234265.8833 | 2707715.6253 | 1234270.5508
51 | 2707661.9691 | 1234245.8533 | 2707634.9518 | 1234233.4158 | 2707634.2408 | 1234233.198
52 | 2707731.6355 | 1234278.6801 | 2707721.963 | 1234273.4675 | 2707715.6253 | 1234270.5508
53 | 2707607.632 | 1234243.1396 | 2707615.82 | 1234235.4375 | 2707624.4555 | 1234230.201 | 2707634.2408 | 1234233.198
54 | 2707731.4544 | 1234286.9943 | 2707731.6355 | 1234278.6801
55 | 2707607.632 | 1234243.1396 | 2707596.5077 | 1234242.8269
56 | 2707607.632 | 1234243.1396 | 2707616.9592 | 1234252.7937 | 2707618.8047 | 1234267.5822
57 | 2707529.4919 | 1234221.1529 | 2707544.4689 | 1234225.9958
58 | 2707529.4919 | 1234221.1529 | 2707533.6231 | 1234206.1174
59 | 2707589.9507 | 1234215.9702 | 2707596.3635 | 1234198.9684 | 2707598.6733 | 1234187.8575
60 | 2707589.4396 | 1234217.3252 | 2707589.9507 | 1234215.9702
61 | 2707599.2583 | 1234185.0435 | 2707598.6733 | 1234187.8575
62 | 2707589.4396 | 1234217.3252 | 2707589.3836 | 1234217.4738
63 | 2707581.6337 | 1234238.0206 | 2707589.3836 | 1234217.4738
64 | 2707581.6337 | 1234238.0206 | 2707571.2386 | 1234234.6521
65 | 2707581.6337 | 1234238.0206 | 2707596.5077 | 1234242.8269
66 | 2707571.2386 | 1234234.6521 | 2707544.4689 | 1234225.9958
67 | 2707571.2386 | 1234234.6521 | 2707558.6058 | 1234251.6013
68 | 2707529.9439 | 1234163.2324 | 2707534.7063 | 1234168.5958 | 2707536.7244 | 1234179.126
69 | 2707529.9439 | 1234163.2324 | 2707527.3307 | 1234160.2893 | 2707516.5304 | 1234155.7644
70 | 2707536.7244 | 1234179.126 | 2707537.4735 | 1234183.0347 | 2707535.3199 | 1234199.9421 | 2707533.6231 | 1234206.1174
71 | 2707516.5304 | 1234155.7644 | 2707508.2738 | 1234152.3051 | 2707489.0651 | 1234150.5767
72 | 2707484.296 | 1234150.1475 | 2707489.0651 | 1234150.5767
73 | 2707620.1794 | 1234278.5974 | 2707618.8047 | 1234267.5822
74 | 2707622.6185 | 1234298.1421 | 2707620.1794 | 1234278.5974
75 | 2707622.6185 | 1234298.1421 | 2707629.63 | 1234291.4306 | 2707635.4344 | 1234293.5093
76 | 2707622.6185 | 1234298.1421 | 2707617.3882 | 1234305.5753 | 2707610.7512 | 1234309.3809
77 | 2707622.6185 | 1234298.1421 | 2707625.0136 | 1234308.8604 | 2707633.9694 | 1234317.1626
78 | 2707635.4344 | 1234293.5093 | 2707645.9788 | 1234297.2856
79 | 2707606.8274 | 1234311.6307 | 2707610.7512 | 1234309.3809
80 | 2707645.9788 | 1234297.2856 | 2707654.0988 | 1234300.1936
81 | 2707731.4544 | 1234286.9943 | 2707737.7738 | 1234286.7198 | 2707746.6032 | 1234292.918
82 | 2707731.4544 | 1234286.9943 | 2707727.7873 | 1234290.0524 | 2707725.7064 | 1234298.094
83 | 2707722.7148 | 1234309.655 | 2707725.7064 | 1234298.094
84 | 2707542.9692 | 1234276.7505 | 2707538.2489 | 1234268.1585 | 2707528.5881 | 1234263.1243
85 | 2707534.2515 | 1234303.6801 | 2707538.0451 | 1234291.9508 | 2707542.9692 | 1234276.7505
86 | 2707528.5881 | 1234263.1243 | 2707512.286 | 1234256.9023
87 | 2707528.5881 | 1234263.1243 | 2707533.7897 | 1234247.2284
88 | 2707534.2515 | 1234303.6801 | 2707557.2351 | 1234310.9209
89 | 2707665.7143 | 1234304.3535 | 2707674.3946 | 1234307.4622
90 | 2707679.2512 | 1234309.2015 | 2707674.3946 | 1234307.4622
91 | 2707659.9706 | 1234302.2965 | 2707665.7143 | 1234304.3535
92 | 2707684.8545 | 1234311.2083 | 2707679.2512 | 1234309.2015
93 | 2707656.4331 | 1234301.0296 | 2707659.9706 | 1234302.2965
94 | 2707684.8545 | 1234311.2083 | 2707685.135 | 1234311.3087
95 | 2707656.4331 | 1234301.0296 | 2707654.0988 | 1234300.1936
96 | 2707685.135 | 1234311.3087 | 2707690.8791 | 1234313.3659
97 | 2707695.3946 | 1234314.983 | 2707690.8791 | 1234313.3659
98 | 2708005.188 | 1233798.7694 | 2707990.451 | 1233792.1706 | 2707973.432 | 1233785.2928
99 | 2707901.3083 | 1233799.535 | 2707905.1199 | 1233791.0422 | 2707913.6872 | 1233780.8566 | 2707924.6947 | 1233775.1409 | 2707945.9666 | 1233774.1932 | 2707973.432 | 1233785.2928
100 | 2708005.188 | 1233798.7694 | 2708005.8782 | 1233799.0785 | 2708008.4543 | 1233801.4299
101 | 2707714.0786 | 1233935.4764 | 2707901.3083 | 1233799.535
102 | 2708008.4543 | 1233801.4299 | 2708018.5835 | 1233810.6756
103 | 2707714.0786 | 1233935.4764 | 2707708.7311 | 1233930.9872 | 2707698.4546 | 1233923.1394 | 2707666.5808 | 1233896.9194
104 | 2707666.5808 | 1233896.9194 | 2707653.8926 | 1233886.4817 | 2707648.3752 | 1233884.8273
105 | 2708022.4993 | 1233821.5671 | 2708022.305 | 1233818.8922 | 2708019.464 | 1233811.4793 | 2708018.5835 | 1233810.6756
106 | 2708018.5835 | 1233810.6756 | 2708078.718 | 1233744.7275
107 | 2708044.1566 | 1234077.9187 | 2708022.4993 | 1233821.5671
108 | 2707930.8219 | 1234118.1147 | 2708044.1566 | 1234077.9187
109 | 2708044.1566 | 1234077.9187 | 2708059.9892 | 1234077.1609
110 | 2707926.8851 | 1234109.5929 | 2707930.8219 | 1234118.1147
111 | 2707930.8219 | 1234118.1147 | 2707959.9666 | 1234230.4764
112 | 2708071.978 | 1234076.5871 | 2708059.9892 | 1234077.1609
113 | 2708107.6184 | 1233736.1132 | 2708110.8186 | 1233722.5388 | 2708107.6941 | 1233714.8983 | 2708098.8989 | 1233711.7915 | 2708088.9439 | 1233712.0773 | 2708079.9711 | 1233718.7304 | 2708078.681 | 1233729.7042 | 2708078.718 | 1233744.7275
114 | 2707874.6843 | 1234108.4665 | 2707926.8851 | 1234109.5929
115 | 2707874.6843 | 1234108.4665 | 2707870.4369 | 1234105.5316 | 2707857.7954 | 1234099.6184
116 | 2707844.0463 | 1234096.2566 | 2707856.7352 | 1234099.1225 | 2707857.7954 | 1234099.6184
117 | 2707844.0463 | 1234096.2566 | 2707837.914 | 1234094.8717
118 | 2707637.3619 | 1233881.5249 | 2707648.3752 | 1233884.8273
119 | 2707598.3119 | 1233905.6358 | 2707597.8218 | 1233908.7572
120 | 2707594.2393 | 1233876.9831 | 2707599.1215 | 1233900.4784 | 2707598.3119 | 1233905.6358
121 | 2707594.2393 | 1233876.9831 | 2707608.0816 | 1233877.7677 | 2707616.0702 | 1233878.5039
122 | 2707594.2393 | 1233876.9831 | 2707586.8123 | 1233876.7165
123 | 2707632.2637 | 1233879.9961 | 2707616.0702 | 1233878.5039
124 | 2707548.5083 | 1233875.3403 | 2707552.3638 | 1233875.4796 | 2707586.8123 | 1233876.7165
125 | 2707632.2637 | 1233879.9961 | 2707633.4985 | 1233870.3687
126 | 2707632.2637 | 1233879.9961 | 2707637.3619 | 1233881.5249

## bus_geodata
| x | y | coords
0 | 2707424.2222 | 1234274.8064
1 | 2707443.3748 | 1234291.7257
2 | 2707413.1321 | 1234271.5291
3 | 2707451.9648 | 1234300.834
4 | 2707409.6145 | 1234270.4896
5 | 2707464.6925 | 1234288.2656
6 | 2707409.1762 | 1234319.2219
7 | 2707415.7648 | 1234247.3386
8 | 2707400.1657 | 1234267.6988
9 | 2707467.0843 | 1234290.3994
10 | 2707469.6444 | 1234280.659
11 | 2707478.7289 | 1234275.7654
12 | 2707481.0501 | 1234319.3937
13 | 2707421.9059 | 1234233.4834
14 | 2707411.0529 | 1234246.2192
15 | 2707502.3504 | 1234289.0958
16 | 2707417.2118 | 1234232.2198
17 | 2707427.4857 | 1234217.1829
18 | 2707486.3679 | 1234239.9006
19 | 2707492.7597 | 1234220.0765
20 | 2707497.7119 | 1234221.7228
21 | 2707479.8605 | 1234215.7832
22 | 2707512.2763 | 1234215.615
23 | 2707459.4423 | 1234208.9874
24 | 2707399.4478 | 1234127.2334
25 | 2707394.4109 | 1234126.8418
26 | 2707438.7029 | 1234132.7114
27 | 2707366.0014 | 1234129.4712
28 | 2707398.691 | 1234185.3936
29 | 2707420.5873 | 1234196.0559
30 | 2707433.1227 | 1234200.2273
31 | 2707513.2667 | 1234295.2562
32 | 2707836.1131 | 1234278.1691
33 | 2707832.692 | 1234280.2278
34 | 2707939.948 | 1234267.4917
35 | 2707758.5266 | 1234270.2546
36 | 2707755.8729 | 1234284.4451
37 | 2707751.4011 | 1234258.4118
38 | 2707957.3821 | 1234254.7466
39 | 2707957.4417 | 1234254.1869
40 | 2707959.5153 | 1234234.7261
41 | 2707696.9932 | 1234243.0332
42 | 2707693.6401 | 1234260.4331
43 | 2707698.7877 | 1234228.7576
44 | 2707705.4832 | 1234265.8833
45 | 2707661.9691 | 1234245.8533
46 | 2707715.6253 | 1234270.5508
47 | 2707634.2408 | 1234233.198
48 | 2707731.6355 | 1234278.6801
49 | 2707607.632 | 1234243.1396
50 | 2707451.9442 | 1234206.4917
51 | 2707529.4919 | 1234221.1529
52 | 2707589.9507 | 1234215.9702
53 | 2707598.6733 | 1234187.8575
54 | 2707589.4396 | 1234217.3252
55 | 2707599.2583 | 1234185.0435
56 | 2707589.3836 | 1234217.4738
57 | 2707581.6337 | 1234238.0206
58 | 2707571.2386 | 1234234.6521
59 | 2707596.5077 | 1234242.8269
60 | 2707529.9439 | 1234163.2324
61 | 2707536.7244 | 1234179.126
62 | 2707516.5304 | 1234155.7644
63 | 2707533.6231 | 1234206.1174
64 | 2707489.0651 | 1234150.5767
65 | 2707484.296 | 1234150.1475
66 | 2707544.4689 | 1234225.9958
67 | 2707618.8047 | 1234267.5822
68 | 2707620.1794 | 1234278.5974
69 | 2707622.6185 | 1234298.1421
70 | 2707635.4344 | 1234293.5093
71 | 2707610.7512 | 1234309.3809
72 | 2707633.9694 | 1234317.1626
73 | 2707645.9788 | 1234297.2856
74 | 2707606.8274 | 1234311.6307
75 | 2707558.6058 | 1234251.6013
76 | 2707746.6032 | 1234292.918
77 | 2707731.4544 | 1234286.9943
78 | 2707725.7064 | 1234298.094
79 | 2707424.2644 | 1234216.1127
80 | 2707542.9692 | 1234276.7505
81 | 2707528.5881 | 1234263.1243
82 | 2707534.2515 | 1234303.6801
83 | 2707512.286 | 1234256.9023
84 | 2707533.7897 | 1234247.2284
85 | 2707557.2351 | 1234310.9209
86 | 2707674.3946 | 1234307.4622
87 | 2707665.7143 | 1234304.3535
88 | 2707679.2512 | 1234309.2015
89 | 2707659.9706 | 1234302.2965
90 | 2707684.8545 | 1234311.2083
91 | 2707656.4331 | 1234301.0296
92 | 2707685.135 | 1234311.3087
93 | 2707654.0988 | 1234300.1936
94 | 2707690.8791 | 1234313.3659
95 | 2707722.7148 | 1234309.655
96 | 2707695.3946 | 1234314.983
97 | 2707973.432 | 1233785.2928
98 | 2708005.188 | 1233798.7694
99 | 2707901.3083 | 1233799.535
100 | 2708008.4543 | 1233801.4299
101 | 2707714.0786 | 1233935.4764
102 | 2707666.5808 | 1233896.9194
103 | 2708018.5835 | 1233810.6756
104 | 2708044.1566 | 1234077.9187
105 | 2708022.4993 | 1233821.5671
106 | 2707930.8219 | 1234118.1147
107 | 2708059.9892 | 1234077.1609
108 | 2708078.718 | 1233744.7275
109 | 2708107.6184 | 1233736.1132
110 | 2708071.978 | 1234076.5871
111 | 2707997.4842 | 1234238.8924
112 | 2707959.9666 | 1234230.4764
113 | 2707926.8851 | 1234109.5929
114 | 2707874.6843 | 1234108.4665
115 | 2707857.7954 | 1234099.6184
116 | 2707844.0463 | 1234096.2566
117 | 2707837.914 | 1234094.8717
118 | 2707648.3752 | 1233884.8273
119 | 2707598.3119 | 1233905.6358
120 | 2707597.8218 | 1233908.7572
121 | 2707594.2393 | 1233876.9831
122 | 2707616.0702 | 1233878.5039
123 | 2707586.8123 | 1233876.7165
124 | 2707632.2637 | 1233879.9961
125 | 2707548.5083 | 1233875.3403
126 | 2707633.4985 | 1233870.3687
127 | 2707637.3619 | 1233881.5249
128 | 2707529.4919 | 1234221.1529

## line_std_types
| c_nf_per_km | r_ohm_per_km | x_ohm_per_km | max_i_ka | type | q_mm2 | alpha | voltage_rating
NAYY 4x50 SE | 210 | 0.642 | 0.083 | 0.142 | cs | 50 | 0.00403 | LV
NAYY 4x120 SE | 264 | 0.225 | 0.08 | 0.242 | cs | 120 | 0.00403 | LV
NAYY 4x150 SE | 261 | 0.208 | 0.08 | 0.27 | cs | 150 | 0.00403 | LV
NA2XS2Y 1x95 RM/25 12/20 kV | 216 | 0.313 | 0.132 | 0.252 | cs | 95 | 0.00403 | MV
NA2XS2Y 1x185 RM/25 12/20 kV | 273 | 0.161 | 0.117 | 0.362 | cs | 185 | 0.00403 | MV
NA2XS2Y 1x240 RM/25 12/20 kV | 304 | 0.122 | 0.112 | 0.421 | cs | 240 | 0.00403 | MV
NA2XS2Y 1x95 RM/25 6/10 kV | 315 | 0.313 | 0.123 | 0.249 | cs | 95 | 0.00403 | MV
NA2XS2Y 1x185 RM/25 6/10 kV | 406 | 0.161 | 0.11 | 0.358 | cs | 185 | 0.00403 | MV
NA2XS2Y 1x240 RM/25 6/10 kV | 456 | 0.122 | 0.105 | 0.416 | cs | 240 | 0.00403 | MV
NA2XS2Y 1x150 RM/25 12/20 kV | 250 | 0.206 | 0.116 | 0.319 | cs | 150 | 0.00403 | MV
NA2XS2Y 1x120 RM/25 12/20 kV | 230 | 0.253 | 0.119 | 0.283 | cs | 120 | 0.00403 | MV
NA2XS2Y 1x70 RM/25 12/20 kV | 190 | 0.443 | 0.132 | 0.22 | cs | 70 | 0.00403 | MV
NA2XS2Y 1x150 RM/25 6/10 kV | 360 | 0.206 | 0.11 | 0.315 | cs | 150 | 0.00403 | MV
NA2XS2Y 1x120 RM/25 6/10 kV | 340 | 0.253 | 0.113 | 0.28 | cs | 120 | 0.00403 | MV
NA2XS2Y 1x70 RM/25 6/10 kV | 280 | 0.443 | 0.123 | 0.217 | cs | 70 | 0.00403 | MV
N2XS(FL)2Y 1x120 RM/35 64/110 kV | 112 | 0.153 | 0.166 | 0.366 | cs | 120 | 0.00393 | HV
N2XS(FL)2Y 1x185 RM/35 64/110 kV | 125 | 0.099 | 0.156 | 0.457 | cs | 185 | 0.00393 | HV
N2XS(FL)2Y 1x240 RM/35 64/110 kV | 135 | 0.075 | 0.149 | 0.526 | cs | 240 | 0.00393 | HV
N2XS(FL)2Y 1x300 RM/35 64/110 kV | 144 | 0.06 | 0.144 | 0.588 | cs | 300 | 0.00393 | HV
15-AL1/3-ST1A 0.4 | 11 | 1.8769 | 0.35 | 0.105 | ol | 16 | 0.00403 | LV
24-AL1/4-ST1A 0.4 | 11.25 | 1.2012 | 0.335 | 0.14 | ol | 24 | 0.00403 | LV
48-AL1/8-ST1A 0.4 | 12.2 | 0.5939 | 0.3 | 0.21 | ol | 48 | 0.00403 | LV
94-AL1/15-ST1A 0.4 | 13.2 | 0.306 | 0.29 | 0.35 | ol | 94 | 0.00403 | LV
34-AL1/6-ST1A 10.0 | 9.7 | 0.8342 | 0.36 | 0.17 | ol | 34 | 0.00403 | MV
48-AL1/8-ST1A 10.0 | 10.1 | 0.5939 | 0.35 | 0.21 | ol | 48 | 0.00403 | MV
70-AL1/11-ST1A 10.0 | 10.4 | 0.4132 | 0.339 | 0.29 | ol | 70 | 0.00403 | MV
94-AL1/15-ST1A 10.0 | 10.75 | 0.306 | 0.33 | 0.35 | ol | 94 | 0.00403 | MV
122-AL1/20-ST1A 10.0 | 11.1 | 0.2376 | 0.323 | 0.41 | ol | 122 | 0.00403 | MV
149-AL1/24-ST1A 10.0 | 11.25 | 0.194 | 0.315 | 0.47 | ol | 149 | 0.00403 | MV
34-AL1/6-ST1A 20.0 | 9.15 | 0.8342 | 0.382 | 0.17 | ol | 34 | 0.00403 | MV
48-AL1/8-ST1A 20.0 | 9.5 | 0.5939 | 0.372 | 0.21 | ol | 48 | 0.00403 | MV
70-AL1/11-ST1A 20.0 | 9.7 | 0.4132 | 0.36 | 0.29 | ol | 70 | 0.00403 | MV
94-AL1/15-ST1A 20.0 | 10 | 0.306 | 0.35 | 0.35 | ol | 94 | 0.00403 | MV
122-AL1/20-ST1A 20.0 | 10.3 | 0.2376 | 0.344 | 0.41 | ol | 122 | 0.00403 | MV
149-AL1/24-ST1A 20.0 | 10.5 | 0.194 | 0.337 | 0.47 | ol | 149 | 0.00403 | MV
184-AL1/30-ST1A 20.0 | 10.75 | 0.1571 | 0.33 | 0.535 | ol | 184 | 0.00403 | MV
243-AL1/39-ST1A 20.0 | 11 | 0.1188 | 0.32 | 0.645 | ol | 243 | 0.00403 | MV
48-AL1/8-ST1A 110.0 | 8 | 0.5939 | 0.46 | 0.21 | ol | 48 | 0.00403 | HV
70-AL1/11-ST1A 110.0 | 8.4 | 0.4132 | 0.45 | 0.29 | ol | 70 | 0.00403 | HV
94-AL1/15-ST1A 110.0 | 8.65 | 0.306 | 0.44 | 0.35 | ol | 94 | 0.00403 | HV
122-AL1/20-ST1A 110.0 | 8.5 | 0.2376 | 0.43 | 0.41 | ol | 122 | 0.00403 | HV
149-AL1/24-ST1A 110.0 | 8.75 | 0.194 | 0.41 | 0.47 | ol | 149 | 0.00403 | HV
184-AL1/30-ST1A 110.0 | 8.8 | 0.1571 | 0.4 | 0.535 | ol | 184 | 0.00403 | HV
243-AL1/39-ST1A 110.0 | 9 | 0.1188 | 0.39 | 0.645 | ol | 243 | 0.00403 | HV
305-AL1/39-ST1A 110.0 | 9.2 | 0.0949 | 0.38 | 0.74 | ol | 305 | 0.00403 | HV
490-AL1/64-ST1A 110.0 | 9.75 | 0.059 | 0.37 | 0.96 | ol | 490 | 0.00403 | HV
679-AL1/86-ST1A 110.0 | 9.95 | 0.042 | 0.36 | 1.15 | ol | 679 | 0.00403 | HV
490-AL1/64-ST1A 220.0 | 10 | 0.059 | 0.285 | 0.96 | ol | 490 | 0.00403 | HV
679-AL1/86-ST1A 220.0 | 11.7 | 0.042 | 0.275 | 1.15 | ol | 679 | 0.00403 | HV
490-AL1/64-ST1A 380.0 | 11 | 0.059 | 0.253 | 0.96 | ol | 490 | 0.00403 | HV
679-AL1/86-ST1A 380.0 | 14.6 | 0.042 | 0.25 | 1.15 | ol | 679 | 0.00403 | HV

## trafo_std_types
| i0_percent | pfe_kw | vkr_percent | sn_mva | vn_lv_kv | vn_hv_kv | vk_percent | shift_degree | vector_group | tap_side | tap_neutral | tap_min | tap_max | tap_step_degree | tap_step_percent | tap_phase_shifter
160 MVA 380/110 kV | 0.06 | 60 | 0.25 | 160 | 110 | 380 | 12.2 | 0 | Yy0 | hv | 0 | -9 | 9 | 0 | 1.5 | FALSE
100 MVA 220/110 kV | 0.06 | 55 | 0.26 | 100 | 110 | 220 | 12 | 0 | Yy0 | hv | 0 | -9 | 9 | 0 | 1.5 | FALSE
63 MVA 110/20 kV | 0.04 | 22 | 0.32 | 63 | 20 | 110 | 18 | 150 | YNd5 | hv | 0 | -9 | 9 | 0 | 1.5 | FALSE
40 MVA 110/20 kV | 0.05 | 18 | 0.34 | 40 | 20 | 110 | 16.2 | 150 | YNd5 | hv | 0 | -9 | 9 | 0 | 1.5 | FALSE
25 MVA 110/20 kV | 0.07 | 14 | 0.41 | 25 | 20 | 110 | 12 | 150 | YNd5 | hv | 0 | -9 | 9 | 0 | 1.5 | FALSE
63 MVA 110/10 kV | 0.04 | 22 | 0.32 | 63 | 10 | 110 | 18 | 150 | YNd5 | hv | 0 | -9 | 9 | 0 | 1.5 | FALSE
40 MVA 110/10 kV | 0.05 | 18 | 0.34 | 40 | 10 | 110 | 16.2 | 150 | YNd5 | hv | 0 | -9 | 9 | 0 | 1.5 | FALSE
25 MVA 110/10 kV | 0.07 | 14 | 0.41 | 25 | 10 | 110 | 12 | 150 | YNd5 | hv | 0 | -9 | 9 | 0 | 1.5 | FALSE
0.25 MVA 20/0.4 kV | 0.32 | 0.8 | 1.44 | 0.25 | 0.4 | 20 | 6 | 150 | Yzn5 | hv | 0 | -2 | 2 | 0 | 2.5 | FALSE
0.4 MVA 20/0.4 kV | 0.3375 | 1.35 | 1.425 | 0.4 | 0.4 | 20 | 6 | 150 | Dyn5 | hv | 0 | -2 | 2 | 0 | 2.5 | FALSE
0.63 MVA 20/0.4 kV | 0.2619 | 1.65 | 1.206 | 0.63 | 0.4 | 20 | 6 | 150 | Dyn5 | hv | 0 | -2 | 2 | 0 | 2.5 | FALSE
0.25 MVA 10/0.4 kV | 0.24 | 0.6 | 1.2 | 0.25 | 0.4 | 10 | 4 | 150 | Dyn5 | hv | 0 | -2 | 2 | 0 | 2.5 | FALSE
0.4 MVA 10/0.4 kV | 0.2375 | 0.95 | 1.325 | 0.4 | 0.4 | 10 | 4 | 150 | Dyn5 | hv | 0 | -2 | 2 | 0 | 2.5 | FALSE
0.63 MVA 10/0.4 kV | 0.1873 | 1.18 | 1.0794 | 0.63 | 0.4 | 10 | 4 | 150 | Dyn5 | hv | 0 | -2 | 2 | 0 | 2.5 | FALSE

## trafo3w_std_types
| sn_hv_mva | sn_mv_mva | sn_lv_mva | vn_hv_kv | vn_mv_kv | vn_lv_kv | vk_hv_percent | vk_mv_percent | vk_lv_percent | vkr_hv_percent | vkr_mv_percent | vkr_lv_percent | pfe_kw | i0_percent | shift_mv_degree | shift_lv_degree | vector_group | tap_side | tap_neutral | tap_min | tap_max | tap_step_percent
63/25/38 MVA 110/20/10 kV | 63 | 25 | 38 | 110 | 20 | 10 | 10.4 | 10.4 | 10.4 | 0.28 | 0.32 | 0.35 | 35 | 0.89 | 0 | 0 | YN0yn0yn0 | hv | 0 | -10 | 10 | 1.2
63/25/38 MVA 110/10/10 kV | 63 | 25 | 38 | 110 | 10 | 10 | 10.4 | 10.4 | 10.4 | 0.28 | 0.32 | 0.35 | 35 | 0.89 | 0 | 0 | YN0yn0yn0 | hv | 0 | -10 | 10 | 1.2

## fuse_std_types
| fuse_type | i_rated_a | t_avg | t_min | t_total | x_avg | x_min | x_total
HV 100A | HV 100A | 100 | 0 | [10.0, 3.64, 0.854, 0.281, 0.1, 0.0531, 0.022, 0.01] | [10.0, 4.267, 1.21, 0.403, 0.1, 0.058, 0.022, 0.01] | 0 | [300.0, 350.0, 450.0, 550.0, 700.0, 850.0, 1200.0, 1752.0] | [600.0, 700.0, 900.0, 1150.0, 1665.0, 2000.0, 3000.0, 4313.0]
HV 10A | HV 10A | 10 | 0 | [10.0, 1675.0, 0.344, 0.156, 0.1, 0.0417, 0.0171, 0.01] | [10.0, 1.3, 0.3, 0.155, 0.1, 0.0555, 0.023, 0.01] | 0 | [30.0, 32.0, 35.0, 37.0, 39.0, 50.0, 70.0, 88.0] | [60.0, 70.0, 80.0, 87.0, 94.0, 110.0, 150.0, 216.0]
HV 125A | HV 125A | 125 | 0 | [10.0, 1.82, 0.344, 0.1, 0.0467, 0.0269, 0.01] | [10.0, 2.478, 0.426, 0.1, 0.0427, 0.0211, 0.01] | 0 | [375.0, 500.0, 700.0, 925.0, 1200.0, 1500.0, 2341.0] | [750.0, 1000.0, 1500.0, 2200.0, 3000.0, 4000.0, 5765.0]
HV 160A | HV 160A | 160 | 0 | [10.0, 4.15, 1.03, 0.198, 0.1, 0.051, 0.0172, 0.01] | [10.0, 2.3, 0.734, 0.274, 0.1, 0.046, 0.0177, 0.01] | 0 | [480.0, 550.0, 700.0, 1000.0, 1260.0, 1600.0, 2500.0, 3227.0] | [960.0, 1300.0, 1700.0, 2200.0, 2996.0, 4000.0, 6000.0, 7946.0]
HV 16A | HV 16A | 16 | 0 | [10.0, 0.352, 0.164, 0.1, 0.0649, 0.0342, 0.01] | [10.0, 2.34, 0.722, 0.181, 0.1, 0.055, 0.0296, 0.01] | 0 | [48.0, 60.0, 65.0, 71.0, 80.0, 100.0, 162.0] | [96.0, 110.0, 125.0, 150.0, 168.0, 200.0, 250.0, 398.0]
HV 200A | HV 200A | 200 | 0 | [10.0, 4.267, 1.21, 0.403, 0.1, 0.058, 0.022, 0.01] | [10.0, 3.73, 1.654, 0.328, 0.1, 0.0531, 0.019, 0.01] | 0 | [600.0, 700.0, 900.0, 1150.0, 1665.0, 2000.0, 3000.0, 4313.0] | [1200.0, 1500.0, 1800.0, 2700.0, 3960.0, 5000.0, 7500.0, 10620.0]
HV 20A | HV 20A | 20 | 0 | [10.0, 1.3, 0.3, 0.155, 0.1, 0.0555, 0.023, 0.01] | [10.0, 1.3, 0.161, 0.1, 0.0611, 0.0399, 0.0141, 0.01] | 0 | [60.0, 70.0, 80.0, 87.0, 94.0, 110.0, 150.0, 216.0] | [120.0, 150.0, 200.0, 223.0, 260.0, 300.0, 450.0, 532.0]
HV 25A | HV 25A | 25 | 0 | [10.0, 2.512, 0.833, 0.299, 0.1, 0.0372, 0.0223, 0.01] | [10.0, 3.125, 0.597, 0.198, 0.1, 0.0378, 0.022, 0.01] | 0 | [75.0, 82.0, 90.0, 100.0, 124.0, 170.0, 200.0, 289.0] | [150.0, 170.0, 210.0, 250.0, 294.0, 400.0, 500.0, 711.0]
HV 31.5A | HV 31.5A | 31.5 | 0 | [10.0, 2.34, 0.722, 0.181, 0.1, 0.055, 0.0296, 0.01] | [10.0, 2.84, 0.368, 0.164, 0.1, 0.0621, 0.0378, 0.0195, 0.01] | 0 | [95.0, 110.0, 125.0, 150.0, 165.0, 200.0, 250.0, 390.0] | [189.0, 220.0, 300.0, 350.0, 393.0, 450.0, 530.0, 700.0, 960.0]
HV 40A | HV 40A | 40 | 0 | [10.0, 1.3, 0.161, 0.1, 0.0611, 0.0399, 0.0141, 0.01] | [10.0, 2.05, 0.369, 0.198, 0.1, 0.051, 0.0298, 0.01] | 0 | [120.0, 150.0, 200.0, 223.0, 260.0, 300.0, 450.0, 532.0] | [240.0, 300.0, 400.0, 450.0, 530.0, 650.0, 800.0, 1311.0]
HV 50A | HV 50A | 50 | 0 | [10.0, 3.215, 0.597, 0.198, 0.1, 0.0378, 0.022, 0.01] | [10.0, 3.64, 0.854, 0.281, 0.1, 0.0531, 0.022, 0.01] | 0 | [150.0, 170.0, 210.0, 250.0, 294.0, 400.0, 500.0, 711.0] | [300.0, 350.0, 450.0, 550.0, 700.0, 850.0, 1200.0, 1752.0]
HV 6.3A | HV 6.3A | 6.3 | 0 | [10.0, 1.39, 0.344, 0.168, 0.1, 0.056, 0.0263, 0.01] | [10.0, 1.711, 0.516, 0.198, 0.1, 0.0634, 0.0303, 0.01] | 0 | [19.0, 19.5, 20.4, 20.8, 22.0, 25.0, 32.0, 48.0] | [38.0, 40.0, 43.0, 48.0, 53.0, 60.0, 75.0, 118.0]
HV 63A | HV 63A | 63 | 0 | [10.0, 2.84, 0.368, 0.164, 0.1, 0.0621, 0.0378, 0.0195, 0.01] | [10.0, 1.82, 0.344, 0.1, 0.0467, 0.0269, 0.01] | 0 | [189.0, 220.0, 300.0, 350.0, 393.0, 450.0, 530.0, 700.0, 961.0] | [378.0, 500.0, 700.0, 934.0, 1200.0, 1500.0, 2366.0]
HV 80A | HV 80A | 80 | 0 | [10.0, 2.05, 0.369, 0.198, 0.1, 0.051, 0.0298, 0.01] | [10.0, 4.15, 1.03, 0.198, 0.1, 0.051, 0.0172, 0.01] | 0 | [240.0, 300.0, 400.0, 450.0, 530.0, 650.0, 800.0, 1311.0] | [480.0, 550.0, 700.0, 1000.0, 1260.0, 1600.0, 2500.0, 3227.0]
Siemens NH-1-100 | Siemens NH-1-100 | 100 | [5400.0, 2000.0, 400.0, 20.0, 1.0, 0.2, 0.012, 0.004] | 0 | 0 | [150.0, 190.0, 250.0, 430.0, 900.0, 1250.0, 2700.0, 3600.0] | 0 | 0
Siemens NH-1-125 | Siemens NH-1-125 | 125 | [4800.0, 120.0, 7.0, 0.1, 0.004] | 0 | 0 | [180.0, 400.0, 740.0, 2000.0, 4250.0] | 0 | 0
Siemens NH-1-16 | Siemens NH-1-16 | 16 | [4000.0, 400.0, 2.0, 0.1, 0.04, 0.01] | 0 | 0 | [26.0, 35.0, 75.0, 150.0, 200.0, 300.0] | 0 | 0
Siemens NH-1-160 | Siemens NH-1-160 | 160 | [4800.0, 120.0, 7.0, 0.1, 0.004] | 0 | 0 | [210.0, 500.0, 900.0, 2300.0, 5000.0] | 0 | 0
Siemens NH-1-25 | Siemens NH-1-25 | 25 | [4000.0, 1000.0, 10.0, 0.2, 0.02, 0.01] | 0 | 0 | [40.0, 50.0, 100.0, 210.0, 400.0, 500.0] | 0 | 0
Siemens NH-1-50 | Siemens NH-1-50 | 50 | [4000.0, 40.0, 4.0, 1.0, 0.02, 0.01] | 0 | 0 | [86.0, 200.0, 300.0, 400.0, 1000.0, 1280.0] | 0 | 0
Siemens NH-1-63 | Siemens NH-1-63 | 63 | [4000.0, 100.0, 10.0, 2.0, 0.04, 0.01] | 0 | 0 | [100.0, 200.0, 300.0, 400.0, 1000.0, 1500.0] | 0 | 0
Siemens NH-1-80 | Siemens NH-1-80 | 80 | [4800.0, 120.0, 7.0, 0.1, 0.01] | 0 | 0 | [150.58, 250.0, 450.0, 1150.0, 2470.0] | 0 | 0
Siemens NH-2-1000 | Siemens NH-2-1000 | 1000 | [4800.0, 120.0, 7.0, 0.1, 0.004] | 0 | 0 | [1900.0, 3500.0, 8400.0, 24000.0, 52000.0] | 0 | 0
Siemens NH-2-200 | Siemens NH-2-200 | 200 | [4800.0, 120.0, 7.0, 0.1, 0.004] | 0 | 0 | [280.0, 650.0, 1200.0, 3000.0, 7000.0] | 0 | 0
Siemens NH-2-224 | Siemens NH-2-224 | 224 | [4800.0, 120.0, 7.0, 0.2, 0.04, 0.004] | 0 | 0 | [400.0, 750.0, 1453.0, 3025.0, 4315.0, 7600.0] | 0 | 0
Siemens NH-2-250 | Siemens NH-2-250 | 250 | [4800.0, 120.0, 7.0, 0.1, 0.004] | 0 | 0 | [450.0, 800.0, 1650.0, 4000.0, 8500.0] | 0 | 0
Siemens NH-2-315 | Siemens NH-2-315 | 315 | [4800.0, 120.0, 7.0, 0.1, 0.004] | 0 | 0 | [550.0, 920.0, 1900.0, 5000.0, 11000.0] | 0 | 0
Siemens NH-2-355 | Siemens NH-2-355 | 355 | [4800.0, 120.0, 6.0, 0.1, 0.004] | 0 | 0 | [650.0, 1116.27, 2350.0, 5840.0, 12790.0] | 0 | 0
Siemens NH-2-400 | Siemens NH-2-400 | 400 | [4800.0, 120.0, 7.0, 0.1, 0.004] | 0 | 0 | [720.0, 1350.0, 2800.0, 6500.0, 15000.0] | 0 | 0
Siemens NH-2-425 | Siemens NH-2-425 | 425 | [4800.0, 120.0, 7.0, 0.1, 0.004] | 0 | 0 | [850.0, 1500.0, 3050.0, 7500.0, 16500.0] | 0 | 0
Siemens NH-2-630 | Siemens NH-2-630 | 630 | [4800.0, 120.0, 7.0, 0.1, 0.004] | 0 | 0 | [1200.0, 2000.0, 4800.0, 12000.0, 26000.0] | 0 | 0

## res_bus
| vm_pu | va_degree | p_mw | q_mvar
0 | 0.98022 | -0.37921 | 0.0036528 | 0.00091547
1 | 0.97852 | -0.41249 | 0.0029719 | 0.00074484
2 | 0.98102 | -0.36372 | 0.0023928 | 0.00059968
3 | 0.97774 | -0.42783 | 0 | 0
4 | 0.98128 | -0.35866 | 0 | 0
5 | 0.97675 | -0.44711 | 0 | 0
6 | 0.97738 | -0.43484 | 0.0081219 | 0.0020355
7 | 0.98303 | -0.32464 | 0 | 0
8 | 0.98126 | -0.35905 | 0.0021771 | 0.00054563
9 | 0.97661 | -0.45001 | 0 | 0
10 | 0.97667 | -0.44867 | 0.0094088 | 0.0023581
11 | 0.97595 | -0.46285 | 0 | 0
12 | 0.97616 | -0.45886 | 0.012152 | 0.0030455
13 | 0.98423 | -0.30138 | 0 | 0
14 | 0.983 | -0.32523 | 0.0067798 | 0.0016992
15 | 0.975 | -0.48151 | 0.0024291 | 0.00060878
16 | 0.9842 | -0.30186 | 0.0055357 | 0.0013874
17 | 0.98568 | -0.27328 | 0 | 0
18 | 0.99394 | -0.11477 | 0.0058744 | 0.0014723
19 | 0.99406 | -0.11262 | 0 | 0
20 | 0.99468 | -0.10066 | 0 | 0
21 | 0.99249 | -0.14251 | 0.0063085 | 0.0015811
22 | 0.99659 | -0.064467 | 0.0040768 | 0.0010217
23 | 0.99013 | -0.1876 | 0.0062624 | 0.0015695
24 | 0.98628 | -0.26195 | 0.001033 | 0.00025889
25 | 0.9863 | -0.26151 | 0.0019946 | 0.00049988
26 | 0.98614 | -0.26473 | 0.0039034 | 0.00097828
27 | 0.98648 | -0.25796 | 0 | 0
28 | 0.98699 | -0.24807 | 0 | 0
29 | 0.98715 | -0.24503 | 0.0053368 | 0.0013375
30 | 0.9873 | -0.24213 | 0 | 0
31 | 0.97459 | -0.48959 | 0.0057524 | 0.0014417
32 | 0.99179 | -0.15654 | 0.00092513 | 0.00023186
33 | 0.99186 | -0.15528 | 0.0010574 | 0.00026502
34 | 0.99012 | -0.18864 | 0.0022716 | 0.00056932
35 | 0.99313 | -0.13101 | 0.0012183 | 0.00030533
36 | 0.99341 | -0.12568 | 0.0006504 | 0.00016301
37 | 0.99312 | -0.13119 | 0.00069934 | 0.00017527
38 | 0.98971 | -0.19644 | 0.00056063 | 0.00014051
39 | 0.98969 | -0.19676 | 0.0005295 | 0.00013271
40 | 0.98912 | -0.20767 | 0 | 0
41 | 0.99497 | -0.095933 | 0.0010493 | 0.00026299
42 | 0.99503 | -0.09469 | 0 | 0
43 | 0.99493 | -0.096676 | 0.0029322 | 0.00073488
44 | 0.99475 | -0.099956 | 0.00071531 | 0.00017927
45 | 0.99583 | -0.079399 | 0.0010838 | 0.00027164
46 | 0.99452 | -0.1044 | 0.00078873 | 0.00019767
47 | 0.99655 | -0.065758 | 0.0019754 | 0.00049509
48 | 0.99415 | -0.11143 | 0.0010349 | 0.00025938
49 | 0.99732 | -0.051104 | 0 | 0
50 | 0.98931 | -0.20333 | 0.0022546 | 0.00056506
51 | 0.99884 | -0.021908 | 0 | 0
52 | 0.99802 | -0.037872 | 0.0029482 | 0.00073889
53 | 0.99784 | -0.041218 | 0.0028066 | 0.00070341
54 | 0.99803 | -0.037633 | 0.0020101 | 0.00050377
55 | 0.99783 | -0.041403 | 0.0036692 | 0.00091959
56 | 0.99803 | -0.037601 | 0.0018912 | 0.00047397
57 | 0.9983 | -0.032482 | 0 | 0
58 | 0.99876 | -0.023563 | 0 | 0
59 | 0.99772 | -0.043465 | 0.0019295 | 0.00048359
60 | 0.99762 | -0.045489 | 0.0039764 | 0.00099658
61 | 0.9979 | -0.040071 | 0.0062948 | 0.0015776
62 | 0.99743 | -0.049138 | 0.0037402 | 0.00093739
63 | 0.99848 | -0.028754 | 0.0015324 | 0.00038405
64 | 0.99718 | -0.053876 | 0.0029071 | 0.00072858
65 | 0.99715 | -0.054436 | 0.0066669 | 0.0016709
66 | 1 | 0 | -0.26045 | -0.066138
67 | 0.99666 | -0.063742 | 0.00075211 | 0.0001885
68 | 0.99641 | -0.068552 | 0.0011429 | 0.00028644
69 | 0.99599 | -0.076697 | 0 | 0
70 | 0.99571 | -0.08204 | 0.0011684 | 0.00029283
71 | 0.99594 | -0.077628 | 0.0012639 | 0.00031677
72 | 0.99596 | -0.077195 | 0.0012224 | 0.00030637
73 | 0.99553 | -0.085583 | 0.0011617 | 0.00029115
74 | 0.99593 | -0.077779 | 0.0019015 | 0.00047656
75 | 0.99872 | -0.024431 | 0.0023496 | 0.00058888
76 | 0.99367 | -0.12068 | 0.0010307 | 0.00025832
77 | 0.99399 | -0.1146 | 0 | 0
78 | 0.99395 | -0.11532 | 0.0016306 | 0.00040866
79 | 0.98566 | -0.27368 | 0.006581 | 0.0016494
80 | 0.97338 | -0.51358 | 0 | 0
81 | 0.97294 | -0.52215 | 0 | 0
82 | 0.97397 | -0.50185 | 0 | 0
83 | 0.97274 | -0.52621 | 0.012646 | 0.0031695
84 | 0.97279 | -0.5252 | 0.0098922 | 0.0024792
85 | 0.97382 | -0.50488 | 0.0068428 | 0.001715
86 | 0.99516 | -0.09267 | 0.0011429 | 0.00028643
87 | 0.99525 | -0.091013 | 0.0020064 | 0.00050285
88 | 0.99512 | -0.093494 | 0.0018529 | 0.00046439
89 | 0.99532 | -0.089701 | 0.0015968 | 0.00040018
90 | 0.99508 | -0.09425 | 0.001167 | 0.00029247
91 | 0.99536 | -0.088788 | 0.0011483 | 0.00028779
92 | 0.99508 | -0.094281 | 0.0016074 | 0.00040284
93 | 0.9954 | -0.088135 | 0.0018609 | 0.00046638
94 | 0.99505 | -0.094758 | 0.0020018 | 0.00050169
95 | 0.99393 | -0.11562 | 0.0014558 | 0.00036487
96 | 0.99504 | -0.094964 | 0.0024399 | 0.00061151
97 | 0.97696 | -0.44336 | 0.00077788 | 0.00019496
98 | 0.9775 | -0.4328 | 0.00039547 | 9.9113e-05
99 | 0.97568 | -0.46848 | 0 | 0
100 | 0.97757 | -0.43147 | 0.00039017 | 9.7785e-05
101 | 0.97223 | -0.53641 | 0 | 0
102 | 0.97131 | -0.55445 | 0.0033014 | 0.00082741
103 | 0.97779 | -0.42708 | 0.0010483 | 0.00026273
104 | 0.98332 | -0.31943 | 0.0007629 | 0.0001912
105 | 0.97803 | -0.42238 | 0.00024238 | 6.0746e-05
106 | 0.98596 | -0.26849 | 0.00042835 | 0.00010735
107 | 0.98331 | -0.31964 | 0.00017686 | 4.4325e-05
108 | 0.97752 | -0.43235 | 0.0019708 | 0.00049392
109 | 0.97743 | -0.43415 | 0.0012581 | 0.0003153
110 | 0.98331 | -0.31976 | 0.00053872 | 0.00013502
111 | 0.98906 | -0.20884 | 0.001702 | 0.00042657
112 | 0.98901 | -0.20992 | 0.0013572 | 0.00034015
113 | 0.98593 | -0.2692 | 0 | 0
114 | 0.98572 | -0.27316 | 0.0010532 | 0.00026396
115 | 0.98567 | -0.27425 | 0.00071673 | 0.00017963
116 | 0.98563 | -0.27488 | 0.0019007 | 0.00047635
117 | 0.98563 | -0.27494 | 0.00055733 | 0.00013968
118 | 0.97105 | -0.55965 | 0.00071855 | 0.00018009
119 | 0.97034 | -0.57378 | 0.0033296 | 0.00083447
120 | 0.97033 | -0.57398 | 0.0033689 | 0.00084433
121 | 0.97052 | -0.57016 | 0 | 0
122 | 0.9707 | -0.56651 | 0.0016175 | 0.00040539
123 | 0.9705 | -0.57047 | 0.0011246 | 0.00028185
124 | 0.97087 | -0.56331 | 0 | 0
125 | 0.97046 | -0.57131 | 0.0011839 | 0.00029672
126 | 0.97086 | -0.56345 | 0.00079071 | 0.00019817
127 | 0.97092 | -0.56219 | 0.00053331 | 0.00013366
128 | 0.99998 | 149.9956 | 0 | 0

## res_line
| p_from_mw | q_from_mvar | p_to_mw | q_to_mvar | pl_mw | ql_mvar | i_from_ka | i_to_ka | i_ka | vm_from_pu | va_from_degree | vm_to_pu | va_to_degree | loading_percent
0 | 0.070563 | 0.017815 | -0.070451 | -0.017744 | 0.0001123 | 7.1546e-05 | 0.10716 | 0.10716 | 0.10716 | 0.98022 | -0.37921 | 0.97852 | -0.41249 | 29.4408
1 | -0.074216 | -0.018731 | 0.074271 | 0.018766 | 5.509e-05 | 3.5111e-05 | 0.11271 | 0.11271 | 0.11271 | 0.98022 | -0.37921 | 0.98102 | -0.36372 | 30.9641
2 | 0.067479 | 0.016999 | -0.067429 | -0.016967 | 4.9466e-05 | 3.1501e-05 | 0.10265 | 0.10265 | 0.10265 | 0.97852 | -0.41249 | 0.97774 | -0.42783 | 28.1992
3 | -0.076664 | -0.019365 | 0.076682 | 0.019377 | 1.8617e-05 | 1.1869e-05 | 0.11634 | 0.11634 | 0.11634 | 0.98102 | -0.36372 | 0.98128 | -0.35866 | 31.9612
4 | 0.059305 | 0.014931 | -0.05925 | -0.014896 | 5.4597e-05 | 3.4718e-05 | 0.09028 | 0.09028 | 0.09028 | 0.97774 | -0.42783 | 0.97675 | -0.44711 | 24.8023
5 | 0.0081246 | 0.0020367 | -0.0081219 | -0.0020355 | 2.713e-06 | 1.1431e-06 | 0.012365 | 0.012365 | 0.012365 | 0.97774 | -0.42783 | 0.97738 | -0.43484 | 3.397
6 | -0.07886 | -0.019923 | 0.078988 | 0.020005 | 0.00012882 | 8.2143e-05 | 0.11964 | 0.11964 | 0.11964 | 0.98128 | -0.35866 | 0.98303 | -0.32464 | 32.8682
7 | 0.0021771 | 0.00054553 | -0.0021771 | -0.00054563 | 4.0269e-08 | -9.8686e-08 | 0.0033014 | 0.0033014 | 0.0033014 | 0.98128 | -0.35866 | 0.98126 | -0.35905 | 0.90698
8 | 0.049841 | 0.012538 | -0.049834 | -0.012533 | 6.9213e-06 | 4.3896e-06 | 0.075946 | 0.075946 | 0.075946 | 0.97675 | -0.44711 | 0.97661 | -0.45001 | 20.8642
9 | 0.0094095 | 0.0023584 | -0.0094088 | -0.0023581 | 6.994e-07 | 3.3402e-07 | 0.014335 | 0.014335 | 0.014335 | 0.97675 | -0.44711 | 0.97667 | -0.44867 | 3.9381
10 | -0.085768 | -0.021704 | 0.085864 | 0.021765 | 9.587e-05 | 6.1164e-05 | 0.1299 | 0.1299 | 0.1299 | 0.98303 | -0.32464 | 0.98423 | -0.30138 | 35.6876
11 | 0.00678 | 0.0016992 | -0.0067798 | -0.0016992 | 1.9074e-07 | 6.0853e-08 | 0.010263 | 0.010263 | 0.010263 | 0.98303 | -0.32464 | 0.983 | -0.32523 | 2.8195
12 | 0.037677 | 0.0094848 | -0.037654 | -0.0094703 | 2.3101e-05 | 1.4551e-05 | 0.057422 | 0.057422 | 0.057422 | 0.97661 | -0.45001 | 0.97595 | -0.46285 | 15.7753
13 | 0.012157 | 0.0030483 | -0.012152 | -0.0030455 | 5.1256e-06 | 2.7822e-06 | 0.018524 | 0.018524 | 0.018524 | 0.97661 | -0.45001 | 0.97616 | -0.45886 | 5.0889
14 | 0.037654 | 0.0094703 | -0.03762 | -0.0094491 | 3.3538e-05 | 2.1126e-05 | 0.057422 | 0.057422 | 0.057422 | 0.97595 | -0.46285 | 0.975 | -0.48151 | 15.7753
15 | 0.0055359 | 0.0013874 | -0.0055357 | -0.0013874 | 1.2735e-07 | 1.9892e-08 | 0.0083695 | 0.0083695 | 0.0083695 | 0.98423 | -0.30138 | 0.9842 | -0.30186 | 2.2993
16 | -0.0914 | -0.023153 | 0.091524 | 0.023232 | 0.00012351 | 7.8829e-05 | 0.13827 | 0.13827 | 0.13827 | 0.98423 | -0.30138 | 0.98568 | -0.27328 | 37.9869
17 | 0.035191 | 0.0088403 | -0.035178 | -0.0088318 | 1.3562e-05 | 8.5236e-06 | 0.053715 | 0.053715 | 0.053715 | 0.975 | -0.48151 | 0.97459 | -0.48959 | 14.7569
18 | 0.0065812 | 0.0016494 | -0.006581 | -0.0016494 | 1.253e-07 | 3.7044e-08 | 0.0099351 | 0.0099351 | 0.0099351 | 0.98568 | -0.27328 | 0.98566 | -0.27368 | 2.7294
19 | -0.098105 | -0.024881 | 0.098252 | 0.024975 | 0.00014716 | 9.3956e-05 | 0.14821 | 0.14821 | 0.14821 | 0.98568 | -0.27328 | 0.9873 | -0.24213 | 40.7163
20 | -0.0058744 | -0.0014723 | 0.005875 | 0.0014724 | 6.0412e-07 | 1.1664e-07 | 0.0087945 | 0.0087944 | 0.0087945 | 0.99394 | -0.11477 | 0.99406 | -0.11262 | 2.4161
21 | -0.13196 | -0.033709 | 0.13204 | 0.033758 | 7.6338e-05 | 4.8789e-05 | 0.19776 | 0.19776 | 0.19776 | 0.99406 | -0.11262 | 0.99468 | -0.10066 | 54.3305
22 | 0.12609 | 0.032237 | -0.12591 | -0.032121 | 0.00018205 | 0.00011634 | 0.18897 | 0.18897 | 0.18897 | 0.99406 | -0.11262 | 0.99249 | -0.14251 | 51.9145
23 | -0.13204 | -0.033758 | 0.13227 | 0.033906 | 0.00023163 | 0.00014804 | 0.19776 | 0.19776 | 0.19776 | 0.99468 | -0.10066 | 0.99659 | -0.064467 | 54.3305
24 | 0.1196 | 0.03054 | -0.11934 | -0.030374 | 0.00026004 | 0.00016615 | 0.17951 | 0.17951 | 0.17951 | 0.99249 | -0.14251 | 0.99013 | -0.1876 | 49.3162
25 | -0.13635 | -0.034928 | 0.13663 | 0.035108 | 0.00028181 | 0.00018012 | 0.20385 | 0.20385 | 0.20385 | 0.99659 | -0.064467 | 0.99884 | -0.021908 | 56.0027
26 | 0.11307 | 0.028804 | -0.11299 | -0.028749 | 8.5744e-05 | 5.4775e-05 | 0.1701 | 0.1701 | 0.1701 | 0.99013 | -0.1876 | 0.98931 | -0.20333 | 46.7306
27 | -0.0049368 | -0.001237 | 0.004937 | 0.001237 | 1.051e-07 | 2.7894e-09 | 0.0074482 | 0.0074482 | 0.0074482 | 0.98628 | -0.26195 | 0.9863 | -0.26151 | 2.0462
28 | 0.0039039 | 0.0009781 | -0.0039034 | -0.00097828 | 5.1672e-07 | -1.7613e-07 | 0.0058898 | 0.0058899 | 0.0058899 | 0.98628 | -0.26195 | 0.98614 | -0.26473 | 1.6181
29 | -0.0069315 | -0.0017369 | 0.0069327 | 0.0017373 | 1.1701e-06 | 3.8466e-07 | 0.010457 | 0.010457 | 0.010457 | 0.9863 | -0.26151 | 0.98648 | -0.25796 | 2.8729
30 | -0.0069327 | -0.0017373 | 0.0069359 | 0.0017383 | 3.2688e-06 | 1.0738e-06 | 0.010457 | 0.010457 | 0.010457 | 0.98648 | -0.25796 | 0.98699 | -0.24807 | 2.8729
31 | -0.0069359 | -0.0017383 | 0.006937 | 0.0017387 | 1.0023e-06 | 3.2904e-07 | 0.010457 | 0.010457 | 0.010457 | 0.98699 | -0.24807 | 0.98715 | -0.24503 | 2.8728
32 | -0.012274 | -0.0030762 | 0.012275 | 0.0030771 | 1.6958e-06 | 9.1641e-07 | 0.018501 | 0.018501 | 0.018501 | 0.98715 | -0.24503 | 0.9873 | -0.24213 | 5.0828
33 | -0.11053 | -0.028052 | 0.11073 | 0.028184 | 0.00020674 | 0.00013206 | 0.16671 | 0.16671 | 0.16671 | 0.9873 | -0.24213 | 0.98931 | -0.20333 | 45.799
34 | 0.029425 | 0.0073901 | -0.029408 | -0.0073794 | 1.7207e-05 | 1.0729e-05 | 0.044932 | 0.044932 | 0.044932 | 0.97459 | -0.48959 | 0.97397 | -0.50185 | 12.3441
35 | -0.035983 | -0.009172 | 0.035985 | 0.0091733 | 2.1864e-06 | 1.2962e-06 | 0.054042 | 0.054041 | 0.054042 | 0.99179 | -0.15654 | 0.99186 | -0.15528 | 7.4233
36 | 0.035058 | 0.0089401 | -0.035004 | -0.0089081 | 5.4261e-05 | 3.2038e-05 | 0.052654 | 0.052654 | 0.052654 | 0.99179 | -0.15654 | 0.99012 | -0.18864 | 7.2328
37 | -0.037043 | -0.0094383 | 0.037086 | 0.0094641 | 4.3418e-05 | 2.5854e-05 | 0.055628 | 0.055627 | 0.055628 | 0.99186 | -0.15528 | 0.99313 | -0.13101 | 7.6412
38 | 0.032732 | 0.0083388 | -0.03272 | -0.0083316 | 1.2311e-05 | 7.1826e-06 | 0.049241 | 0.049241 | 0.049241 | 0.99012 | -0.18864 | 0.98971 | -0.19644 | 6.7639
39 | -0.039004 | -0.0099446 | 0.039014 | 0.0099506 | 1.0052e-05 | 6.0279e-06 | 0.0585 | 0.0585 | 0.0585 | 0.99313 | -0.13101 | 0.99341 | -0.12568 | 8.0358
40 | 0.00069935 | 0.0001751 | -0.00069934 | -0.00017527 | 5.697e-09 | -1.754e-07 | 0.0010478 | 0.0010478 | 0.0010478 | 0.99313 | -0.13101 | 0.99312 | -0.13119 | 0.28787
41 | -0.039664 | -0.010114 | 0.039674 | 0.010119 | 9.5695e-06 | 5.7508e-06 | 0.059474 | 0.059474 | 0.059474 | 0.99341 | -0.12568 | 0.99367 | -0.12068 | 8.1696
42 | 0.032159 | 0.0081911 | -0.032159 | -0.0081908 | 4.9442e-07 | 3.092e-07 | 0.048398 | 0.048398 | 0.048398 | 0.98971 | -0.19644 | 0.98969 | -0.19676 | 13.2961
43 | 0.031629 | 0.0080581 | -0.031613 | -0.0080477 | 1.663e-05 | 1.0392e-05 | 0.047602 | 0.047602 | 0.047602 | 0.98969 | -0.19676 | 0.98912 | -0.20767 | 13.0775
44 | 0.02991 | 0.0076215 | -0.029907 | -0.0076195 | 3.2512e-06 | 2.0259e-06 | 0.045041 | 0.045041 | 0.045041 | 0.98912 | -0.20767 | 0.98901 | -0.20992 | 12.374
45 | 0.0017021 | 0.00042614 | -0.001702 | -0.00042657 | 9.4831e-08 | -4.3433e-07 | 0.0025605 | 0.0025607 | 0.0025607 | 0.98912 | -0.20767 | 0.98906 | -0.20884 | 0.70348
46 | -0.0039817 | -0.00099775 | 0.0039819 | 0.00099767 | 2.3571e-07 | -7.939e-08 | 0.0059547 | 0.0059546 | 0.0059547 | 0.99497 | -0.095933 | 0.99503 | -0.09469 | 1.6359
47 | 0.0029323 | 0.00073476 | -0.0029322 | -0.00073488 | 1.0376e-07 | -1.2045e-07 | 0.0043854 | 0.0043854 | 0.0043854 | 0.99497 | -0.095933 | 0.99493 | -0.096676 | 1.2048
48 | 0.046386 | 0.011821 | -0.046374 | -0.011814 | 1.1786e-05 | 7.2043e-06 | 0.069437 | 0.069437 | 0.069437 | 0.99503 | -0.09469 | 0.99475 | -0.099956 | 9.538
49 | -0.050367 | -0.012819 | 0.050405 | 0.012842 | 3.7157e-05 | 2.2874e-05 | 0.075391 | 0.075391 | 0.075391 | 0.99503 | -0.09469 | 0.99583 | -0.079399 | 10.3559
50 | 0.045658 | 0.011635 | -0.045649 | -0.011629 | 9.7844e-06 | 5.9722e-06 | 0.068367 | 0.068367 | 0.068367 | 0.99475 | -0.099956 | 0.99452 | -0.1044 | 9.3911
51 | -0.051488 | -0.013113 | 0.051522 | 0.013134 | 3.39e-05 | 2.0902e-05 | 0.07701 | 0.07701 | 0.07701 | 0.99583 | -0.079399 | 0.99655 | -0.065758 | 10.5784
52 | 0.04486 | 0.011431 | -0.044845 | -0.011422 | 1.5205e-05 | 9.265e-06 | 0.067187 | 0.067187 | 0.067187 | 0.99452 | -0.1044 | 0.99415 | -0.11143 | 9.229
53 | -0.053498 | -0.013629 | 0.053536 | 0.013653 | 3.7851e-05 | 2.3401e-05 | 0.07996 | 0.079959 | 0.07996 | 0.99655 | -0.065758 | 0.99732 | -0.051104 | 10.9835
54 | 0.04381 | 0.011162 | -0.043803 | -0.011158 | 6.7179e-06 | 4.0839e-06 | 0.065638 | 0.065638 | 0.065638 | 0.99415 | -0.11143 | 0.99399 | -0.1146 | 9.0162
55 | -0.079016 | -0.020053 | 0.079045 | 0.020072 | 2.9046e-05 | 1.8299e-05 | 0.11798 | 0.11798 | 0.11798 | 0.99732 | -0.051104 | 0.99772 | -0.043465 | 16.2064
56 | 0.025481 | 0.0064007 | -0.025465 | -0.0063913 | 1.5358e-05 | 9.4595e-06 | 0.038023 | 0.038023 | 0.038023 | 0.99732 | -0.051104 | 0.99666 | -0.063742 | 10.4459
57 | -0.16178 | -0.041421 | 0.16195 | 0.041531 | 0.00017187 | 0.00010958 | 0.24132 | 0.24132 | 0.24132 | 0.99884 | -0.021908 | 1 | 0 | 33.1479
58 | 0.025148 | 0.0063129 | -0.02514 | -0.0063079 | 8.2084e-06 | 5.0494e-06 | 0.037467 | 0.037467 | 0.037467 | 0.99884 | -0.021908 | 0.99848 | -0.028754 | 10.2933
59 | 0.0064769 | 0.0016233 | -0.0064759 | -0.001623 | 1.0323e-06 | 2.7502e-07 | 0.0096569 | 0.009657 | 0.009657 | 0.99802 | -0.037872 | 0.99784 | -0.041218 | 2.653
60 | -0.0094251 | -0.0023621 | 0.0094252 | 0.0023622 | 1.0724e-07 | 4.9711e-08 | 0.014053 | 0.014053 | 0.014053 | 0.99802 | -0.037872 | 0.99803 | -0.037633 | 3.8606
61 | 0.0036692 | 0.00091957 | -0.0036692 | -0.00091959 | 3.2269e-08 | -1.6892e-08 | 0.0054717 | 0.0054717 | 0.0054717 | 0.99784 | -0.041218 | 0.99783 | -0.041403 | 1.5032
62 | -0.011435 | -0.002866 | 0.011435 | 0.002866 | 1.7309e-08 | 9.0034e-09 | 0.01705 | 0.01705 | 0.01705 | 0.99803 | -0.037633 | 0.99803 | -0.037601 | 4.6839
63 | -0.013326 | -0.00334 | 0.01333 | 0.0033417 | 3.251e-06 | 1.7936e-06 | 0.019869 | 0.019869 | 0.019869 | 0.99803 | -0.037601 | 0.9983 | -0.032482 | 5.4586
64 | -0.094348 | -0.023924 | 0.094388 | 0.02395 | 4.0468e-05 | 2.5615e-05 | 0.14073 | 0.14073 | 0.14073 | 0.9983 | -0.032482 | 0.99876 | -0.023563 | 19.3309
65 | 0.081018 | 0.020582 | -0.080975 | -0.020555 | 4.2812e-05 | 2.6991e-05 | 0.12086 | 0.12086 | 0.12086 | 0.9983 | -0.032482 | 0.99772 | -0.043465 | 16.6016
66 | -0.096738 | -0.024538 | 0.096848 | 0.024608 | 0.00010974 | 6.9493e-05 | 0.14423 | 0.14423 | 0.14423 | 0.99876 | -0.023563 | 1 | 0 | 19.8117
67 | 0.0023497 | 0.00058866 | -0.0023496 | -0.00058888 | 9.715e-08 | -2.1446e-07 | 0.0035007 | 0.0035008 | 0.0035008 | 0.99876 | -0.023563 | 0.99872 | -0.024431 | 0.96176
68 | -0.017295 | -0.0043358 | 0.0173 | 0.0043384 | 4.4658e-06 | 2.6244e-06 | 0.025798 | 0.025797 | 0.025798 | 0.99762 | -0.045489 | 0.9979 | -0.040071 | 7.0872
69 | 0.013319 | 0.0033392 | -0.013317 | -0.0033379 | 2.3156e-06 | 1.2778e-06 | 0.019866 | 0.019867 | 0.019867 | 0.99762 | -0.045489 | 0.99743 | -0.049138 | 5.4578
70 | -0.023595 | -0.005916 | 0.023607 | 0.0059238 | 1.2733e-05 | 7.7903e-06 | 0.035184 | 0.035184 | 0.035184 | 0.9979 | -0.040071 | 0.99848 | -0.028754 | 9.6659
71 | 0.0095763 | 0.0024005 | -0.0095742 | -0.0023995 | 2.1614e-06 | 1.0148e-06 | 0.014287 | 0.014287 | 0.014287 | 0.99743 | -0.049138 | 0.99718 | -0.053876 | 3.9249
72 | 0.0066671 | 0.0016709 | -0.0066669 | -0.0016709 | 1.7773e-07 | 5.1283e-08 | 0.0099488 | 0.0099488 | 0.0099488 | 0.99718 | -0.053876 | 0.99715 | -0.054436 | 2.7332
73 | 0.024713 | 0.0062028 | -0.024708 | -0.0061993 | 5.6681e-06 | 3.483e-06 | 0.0369 | 0.0369 | 0.0369 | 0.99666 | -0.063742 | 0.99641 | -0.068552 | 10.1374
74 | 0.023565 | 0.0059129 | -0.023556 | -0.0059073 | 9.1483e-06 | 5.5985e-06 | 0.035193 | 0.035194 | 0.035194 | 0.99641 | -0.068552 | 0.99599 | -0.076697 | 9.6686
75 | 0.019168 | 0.004808 | -0.019163 | -0.0048051 | 4.8813e-06 | 2.9175e-06 | 0.028638 | 0.028638 | 0.028638 | 0.99599 | -0.076697 | 0.99571 | -0.08204 | 7.8676
76 | 0.0031656 | 0.00079315 | -0.0031654 | -0.00079328 | 1.404e-07 | -1.2798e-07 | 0.0047293 | 0.0047294 | 0.0047294 | 0.99599 | -0.076697 | 0.99594 | -0.077628 | 1.2993
77 | 0.0012225 | 0.00030609 | -0.0012224 | -0.00030637 | 2.9011e-08 | -2.8329e-07 | 0.0018263 | 0.0018264 | 0.0018264 | 0.99599 | -0.076697 | 0.99596 | -0.077195 | 0.50175
78 | 0.017994 | 0.0045123 | -0.017991 | -0.0045105 | 3.0374e-06 | 1.7983e-06 | 0.026892 | 0.026892 | 0.026892 | 0.99571 | -0.08204 | 0.99553 | -0.085583 | 7.3879
79 | 0.0019015 | 0.00047651 | -0.0019015 | -0.00047656 | 1.369e-08 | -5.0097e-08 | 0.002841 | 0.002841 | 0.002841 | 0.99594 | -0.077628 | 0.99593 | -0.077779 | 0.7805
80 | 0.01683 | 0.0042193 | -0.016828 | -0.0042181 | 2.0467e-06 | 1.1978e-06 | 0.025156 | 0.025156 | 0.025156 | 0.99553 | -0.085583 | 0.9954 | -0.088135 | 6.9109
81 | -0.040705 | -0.010378 | 0.040717 | 0.010385 | 1.1947e-05 | 7.2023e-06 | 0.061018 | 0.061018 | 0.061018 | 0.99367 | -0.12068 | 0.99399 | -0.1146 | 8.3815
82 | 0.0030866 | 0.00077329 | -0.0030865 | -0.00077339 | 1.0473e-07 | -1.0253e-07 | 0.0046205 | 0.0046206 | 0.0046206 | 0.99399 | -0.1146 | 0.99395 | -0.11532 | 1.2694
83 | 0.0014559 | 0.00036473 | -0.0014558 | -0.00036487 | 2.1273e-08 | -1.4116e-07 | 0.0021795 | 0.0021795 | 0.0021795 | 0.99395 | -0.11532 | 0.99393 | -0.11562 | 0.59877
84 | 0.022552 | 0.0056564 | -0.022542 | -0.0056507 | 9.2112e-06 | 5.6384e-06 | 0.034477 | 0.034477 | 0.034477 | 0.97338 | -0.51358 | 0.97294 | -0.52215 | 9.4716
85 | -0.022552 | -0.0056564 | 0.022564 | 0.0056641 | 1.2615e-05 | 7.7218e-06 | 0.034477 | 0.034477 | 0.034477 | 0.97338 | -0.51358 | 0.97397 | -0.50185 | 9.4716
86 | 0.012649 | 0.0031708 | -0.012646 | -0.0031695 | 2.4425e-06 | 1.3471e-06 | 0.019345 | 0.019345 | 0.019345 | 0.97294 | -0.52215 | 0.97274 | -0.52621 | 5.3146
87 | 0.0098937 | 0.0024799 | -0.0098922 | -0.0024792 | 1.4359e-06 | 7.113e-07 | 0.015132 | 0.015132 | 0.015132 | 0.97294 | -0.52215 | 0.97279 | -0.5252 | 4.157
88 | 0.0068438 | 0.0017153 | -0.0068428 | -0.001715 | 9.8793e-07 | 3.3243e-07 | 0.010456 | 0.010456 | 0.010456 | 0.97397 | -0.50185 | 0.97382 | -0.50488 | 2.8725
89 | -0.010213 | -0.0025595 | 0.010213 | 0.0025599 | 8.0625e-07 | 3.9619e-07 | 0.01527 | 0.01527 | 0.01527 | 0.99516 | -0.09267 | 0.99525 | -0.091013 | 4.1952
90 | 0.0090698 | 0.0022731 | -0.0090694 | -0.0022729 | 3.5579e-07 | 1.6068e-07 | 0.013562 | 0.013562 | 0.013562 | 0.99516 | -0.09267 | 0.99512 | -0.093494 | 3.7257
91 | -0.01222 | -0.0030628 | 0.012221 | 0.0030632 | 7.6368e-07 | 4.0947e-07 | 0.01827 | 0.01827 | 0.01827 | 0.99525 | -0.091013 | 0.99532 | -0.089701 | 5.0193
92 | 0.0072165 | 0.0018085 | -0.0072162 | -0.0018085 | 2.5989e-07 | 8.9011e-08 | 0.010791 | 0.010791 | 0.010791 | 0.99512 | -0.093494 | 0.99508 | -0.09425 | 2.9645
93 | -0.013817 | -0.0034634 | 0.013818 | 0.0034637 | 6.0129e-07 | 3.3599e-07 | 0.020657 | 0.020657 | 0.020657 | 0.99532 | -0.089701 | 0.99536 | -0.088788 | 5.6751
94 | 0.0060492 | 0.001516 | -0.0060492 | -0.001516 | 9.141e-09 | 1.9809e-09 | 0.0090458 | 0.0090458 | 0.0090458 | 0.99508 | -0.09425 | 0.99508 | -0.094281 | 2.4851
95 | -0.014966 | -0.0037515 | 0.014967 | 0.0037518 | 4.6545e-07 | 2.6566e-07 | 0.022374 | 0.022374 | 0.022374 | 0.99536 | -0.088788 | 0.9954 | -0.088135 | 6.1467
96 | 0.0044419 | 0.0011131 | -0.0044418 | -0.0011132 | 1.0095e-07 | -1.4653e-08 | 0.0066422 | 0.0066422 | 0.0066422 | 0.99508 | -0.094281 | 0.99505 | -0.094758 | 1.8248
97 | 0.00244 | 0.00061146 | -0.0024399 | -0.00061151 | 2.3945e-08 | -4.6977e-08 | 0.0036487 | 0.0036488 | 0.0036488 | 0.99505 | -0.094758 | 0.99504 | -0.094964 | 1.0024
98 | -0.016841 | -0.0042509 | 0.01685 | 0.0042559 | 8.5204e-06 | 5.0208e-06 | 0.025662 | 0.025662 | 0.025662 | 0.97696 | -0.44336 | 0.9775 | -0.4328 | 7.0499
99 | 0.016063 | 0.004056 | -0.016044 | -0.0040447 | 1.9308e-05 | 1.1282e-05 | 0.024477 | 0.024477 | 0.024477 | 0.97696 | -0.44336 | 0.97568 | -0.46848 | 6.7245
100 | -0.017245 | -0.004355 | 0.017246 | 0.0043557 | 1.0978e-06 | 6.4939e-07 | 0.026264 | 0.026264 | 0.026264 | 0.9775 | -0.4328 | 0.97757 | -0.43147 | 7.2153
101 | 0.016044 | 0.0040447 | -0.015992 | -0.0040143 | 5.1987e-05 | 3.0392e-05 | 0.024477 | 0.024478 | 0.024478 | 0.97568 | -0.46848 | 0.97223 | -0.53641 | 6.7248
102 | -0.017636 | -0.0044535 | 0.01764 | 0.0044557 | 3.7097e-06 | 2.2022e-06 | 0.026857 | 0.026857 | 0.026857 | 0.97757 | -0.43147 | 0.97779 | -0.42708 | 7.3784
103 | 0.015992 | 0.0040143 | -0.015978 | -0.0040062 | 1.3748e-05 | 8.0408e-06 | 0.024478 | 0.024479 | 0.024479 | 0.97223 | -0.53641 | 0.97131 | -0.55445 | 6.7249
104 | 0.012677 | 0.0031788 | -0.012674 | -0.0031771 | 3.1386e-06 | 1.7341e-06 | 0.019421 | 0.019421 | 0.019421 | 0.97131 | -0.55445 | 0.97105 | -0.55965 | 5.3355
105 | -0.021918 | -0.0055261 | 0.021923 | 0.0055291 | 4.9319e-06 | 3.0082e-06 | 0.033367 | 0.033367 | 0.033367 | 0.97779 | -0.42708 | 0.97803 | -0.42238 | 9.1668
106 | 0.0032298 | 0.0008077 | -0.0032289 | -0.00080831 | 8.0839e-07 | -6.0177e-07 | 0.0049145 | 0.0049149 | 0.0049149 | 0.97779 | -0.42708 | 0.97752 | -0.43235 | 1.3502
107 | 0.022275 | 0.0056569 | -0.022165 | -0.0055899 | 0.00010979 | 6.7022e-05 | 0.033735 | 0.033736 | 0.033736 | 0.98332 | -0.31943 | 0.97803 | -0.42238 | 9.2681
108 | -0.023754 | -0.0060271 | 0.023812 | 0.0060629 | 5.835e-05 | 3.5815e-05 | 0.035972 | 0.035971 | 0.035972 | 0.98332 | -0.31943 | 0.98596 | -0.26849 | 9.8824
109 | 0.00071559 | 0.00017899 | -0.00071558 | -0.00017919 | 6.9688e-09 | -1.9661e-07 | 0.0010827 | 0.0010828 | 0.0010828 | 0.98332 | -0.31943 | 0.98331 | -0.31964 | 0.29748
110 | 0.0042291 | 0.0010591 | -0.004229 | -0.0010591 | 1.4339e-07 | -2.7945e-08 | 0.0063823 | 0.0063823 | 0.0063823 | 0.98596 | -0.26849 | 0.98593 | -0.2692 | 1.7534
111 | -0.02847 | -0.0072293 | 0.02855 | 0.0072794 | 8.0486e-05 | 5.0026e-05 | 0.043 | 0.042999 | 0.043 | 0.98596 | -0.26849 | 0.98901 | -0.20992 | 11.8132
112 | 0.00053873 | 0.00013487 | -0.00053872 | -0.00013502 | 2.9912e-09 | -1.5034e-07 | 0.00081518 | 0.00081524 | 0.00081524 | 0.98331 | -0.31964 | 0.98331 | -0.31976 | 0.22397
113 | 0.0012582 | 0.00031438 | -0.0012581 | -0.0003153 | 1.0828e-07 | -9.176e-07 | 0.0019149 | 0.0019153 | 0.0019153 | 0.97752 | -0.43235 | 0.97743 | -0.43415 | 0.52617
114 | 0.004229 | 0.0010591 | -0.0042282 | -0.0010593 | 7.976e-07 | -1.5525e-07 | 0.0063823 | 0.0063826 | 0.0063826 | 0.98593 | -0.2692 | 0.98572 | -0.27316 | 1.7535
115 | 0.003175 | 0.00079531 | -0.0031748 | -0.00079545 | 1.6469e-07 | -1.383e-07 | 0.0047927 | 0.0047928 | 0.0047928 | 0.98572 | -0.27316 | 0.98567 | -0.27425 | 1.3167
116 | 0.0024581 | 0.00061582 | -0.002458 | -0.00061595 | 7.3216e-08 | -1.3386e-07 | 0.0037107 | 0.0037108 | 0.0037108 | 0.98567 | -0.27425 | 0.98563 | -0.27488 | 1.0195
117 | 0.00055733 | 0.0001396 | -0.00055733 | -0.00013968 | 1.669e-09 | -7.9056e-08 | 0.00084138 | 0.00084141 | 0.00084141 | 0.98563 | -0.27488 | 0.98563 | -0.27494 | 0.23116
118 | 0.011955 | 0.002997 | -0.011954 | -0.0029962 | 1.4471e-06 | 7.8392e-07 | 0.01832 | 0.01832 | 0.01832 | 0.97105 | -0.55965 | 0.97092 | -0.56219 | 5.033
119 | 0.0033689 | 0.00084431 | -0.0033689 | -0.00084433 | 3.1624e-08 | -1.8789e-08 | 0.0051663 | 0.0051663 | 0.0051663 | 0.97034 | -0.57378 | 0.97033 | -0.57398 | 1.4193
120 | -0.0066985 | -0.0016788 | 0.0066997 | 0.0016792 | 1.1561e-06 | 3.7893e-07 | 0.010272 | 0.010272 | 0.010272 | 0.97034 | -0.57378 | 0.97052 | -0.57016 | 2.822
121 | -0.0090083 | -0.0022572 | 0.0090099 | 0.002258 | 1.5656e-06 | 7.315e-07 | 0.013811 | 0.013811 | 0.013811 | 0.97052 | -0.57016 | 0.9707 | -0.56651 | 3.7944
122 | 0.0023086 | 0.00057806 | -0.0023086 | -0.00057813 | 3.4913e-08 | -6.9491e-08 | 0.0035394 | 0.0035394 | 0.0035394 | 0.97052 | -0.57016 | 0.9705 | -0.57047 | 0.97237
123 | -0.010627 | -0.0026633 | 0.010629 | 0.0026642 | 1.6184e-06 | 8.3474e-07 | 0.016291 | 0.016291 | 0.016291 | 0.9707 | -0.56651 | 0.97087 | -0.56331 | 4.4755
124 | 0.001184 | 0.00029628 | -0.0011839 | -0.00029672 | 4.7362e-08 | -4.4329e-07 | 0.0018152 | 0.0018153 | 0.0018153 | 0.9705 | -0.57047 | 0.97046 | -0.57131 | 0.49872
125 | 0.00079072 | 0.00019805 | -0.00079071 | -0.00019817 | 5.3457e-09 | -1.1661e-07 | 0.0012119 | 0.0012119 | 0.0012119 | 0.97087 | -0.56331 | 0.97086 | -0.56345 | 0.33294
126 | -0.01142 | -0.0028622 | 0.01142 | 0.0028626 | 6.1145e-07 | 3.255e-07 | 0.017503 | 0.017503 | 0.017503 | 0.97087 | -0.56331 | 0.97092 | -0.56219 | 4.8084

## res_trafo
| p_hv_mw | q_hv_mvar | p_lv_mw | q_lv_mvar | pl_mw | ql_mvar | i_hv_ka | i_lv_ka | vm_hv_pu | va_hv_degree | vm_lv_pu | va_lv_degree | loading_percent
0 | -1.2729e-15 | -1.3162e-15 | 0.00165 | 1.2699e-07 | 0.00165 | 1.2699e-07 | 5.2857e-17 | 0.0023815 | 0.99998 | 149.9956 | 1 | 0 | 0.2619

## res_ext_grid
| p_mw | q_mvar
0 | 0.26195 | 0.066515

## res_load
| p_mw | q_mvar
0 | 0.0036528 | 0.00091547
1 | 0.0029719 | 0.00074484
2 | 0.0023928 | 0.00059968
3 | 0.0081219 | 0.0020355
4 | 0.0021771 | 0.00054563
5 | 0.0094088 | 0.0023581
6 | 0.012152 | 0.0030455
7 | 0.0067798 | 0.0016992
8 | 0.0024291 | 0.00060878
9 | 0.0055357 | 0.0013874
10 | 0.0058744 | 0.0014723
11 | 0.0063085 | 0.0015811
12 | 0.0040768 | 0.0010217
13 | 0.0062624 | 0.0015695
14 | 0.001033 | 0.00025889
15 | 0.0019946 | 0.00049988
16 | 0.0039034 | 0.00097828
17 | 0.0053368 | 0.0013375
18 | 0.0057524 | 0.0014417
19 | 0.00092513 | 0.00023186
20 | 0.0010574 | 0.00026502
21 | 0.0022716 | 0.00056932
22 | 0.0012183 | 0.00030533
23 | 0.0006504 | 0.00016301
24 | 0.00069934 | 0.00017527
25 | 0.00056063 | 0.00014051
26 | 0.0005295 | 0.00013271
27 | 0.0010493 | 0.00026299
28 | 0.0029322 | 0.00073488
29 | 0.00071531 | 0.00017927
30 | 0.0010838 | 0.00027164
31 | 0.00078873 | 0.00019767
32 | 0.0019754 | 0.00049509
33 | 0.0010349 | 0.00025938
34 | 0.0022546 | 0.00056506
35 | 0.0029482 | 0.00073889
36 | 0.0028066 | 0.00070341
37 | 0.0020101 | 0.00050377
38 | 0.0036692 | 0.00091959
39 | 0.0018912 | 0.00047397
40 | 0.0019295 | 0.00048359
41 | 0.0039764 | 0.00099658
42 | 0.0062948 | 0.0015776
43 | 0.0037402 | 0.00093739
44 | 0.0015324 | 0.00038405
45 | 0.0029071 | 0.00072858
46 | 0.0066669 | 0.0016709
47 | 0.0015022 | 0.00037647
48 | 0.00075211 | 0.0001885
49 | 0.0011429 | 0.00028644
50 | 0.0011684 | 0.00029283
51 | 0.0012639 | 0.00031677
52 | 0.0012224 | 0.00030637
53 | 0.0011617 | 0.00029115
54 | 0.0019015 | 0.00047656
55 | 0.0023496 | 0.00058888
56 | 0.0010307 | 0.00025832
57 | 0.0016306 | 0.00040866
58 | 0.006581 | 0.0016494
59 | 0.012646 | 0.0031695
60 | 0.0098922 | 0.0024792
61 | 0.0068428 | 0.001715
62 | 0.0011429 | 0.00028643
63 | 0.0020064 | 0.00050285
64 | 0.0018529 | 0.00046439
65 | 0.0015968 | 0.00040018
66 | 0.001167 | 0.00029247
67 | 0.0011483 | 0.00028779
68 | 0.0016074 | 0.00040284
69 | 0.0018609 | 0.00046638
70 | 0.0020018 | 0.00050169
71 | 0.0014558 | 0.00036487
72 | 0.0024399 | 0.00061151
73 | 0.00077788 | 0.00019496
74 | 0.00039547 | 9.9113e-05
75 | 0.00039017 | 9.7785e-05
76 | 0.0033014 | 0.00082741
77 | 0.0010483 | 0.00026273
78 | 0.0007629 | 0.0001912
79 | 0.00024238 | 6.0746e-05
80 | 0.00042835 | 0.00010735
81 | 0.00017686 | 4.4325e-05
82 | 0.0019708 | 0.00049392
83 | 0.0012581 | 0.0003153
84 | 0.00053872 | 0.00013502
85 | 0.001702 | 0.00042657
86 | 0.0013572 | 0.00034015
87 | 0.0010532 | 0.00026396
88 | 0.00071673 | 0.00017963
89 | 0.0019007 | 0.00047635
90 | 0.00055733 | 0.00013968
91 | 0.00071855 | 0.00018009
92 | 0.0033296 | 0.00083447
93 | 0.0033689 | 0.00084433
94 | 0.0016175 | 0.00040539
95 | 0.0011246 | 0.00028185
96 | 0.0011839 | 0.00029672
97 | 0.00079071 | 0.00019817
98 | 0.00053331 | 0.00013366

## dtypes
| element | column | dtype
0 | bus | name | object
1 | bus | vn_kv | float64
2 | bus | type | object
3 | bus | zone | object
4 | bus | in_service | bool
5 | load | name | object
6 | load | bus | uint32
7 | load | p_mw | float64
8 | load | q_mvar | float64
9 | load | const_z_percent | float64
10 | load | const_i_percent | float64
11 | load | sn_mva | float64
12 | load | scaling | float64
13 | load | in_service | bool
14 | load | type | object
15 | ext_grid | name | object
16 | ext_grid | bus | uint32
17 | ext_grid | vm_pu | float64
18 | ext_grid | va_degree | float64
19 | ext_grid | slack_weight | float64
20 | ext_grid | in_service | bool
21 | line | name | object
22 | line | std_type | object
23 | line | from_bus | uint32
24 | line | to_bus | uint32
25 | line | length_km | float64
26 | line | r_ohm_per_km | float64
27 | line | x_ohm_per_km | float64
28 | line | c_nf_per_km | float64
29 | line | g_us_per_km | float64
30 | line | max_i_ka | float64
31 | line | df | float64
32 | line | parallel | uint32
33 | line | type | object
34 | line | in_service | bool
35 | trafo | name | object
36 | trafo | std_type | object
37 | trafo | hv_bus | uint32
38 | trafo | lv_bus | uint32
39 | trafo | sn_mva | float64
40 | trafo | vn_hv_kv | float64
41 | trafo | vn_lv_kv | float64
42 | trafo | vk_percent | float64
43 | trafo | vkr_percent | float64
44 | trafo | pfe_kw | float64
45 | trafo | i0_percent | float64
46 | trafo | shift_degree | float64
47 | trafo | tap_side | object
48 | trafo | tap_neutral | int32
49 | trafo | tap_min | int32
50 | trafo | tap_max | int32
51 | trafo | tap_step_percent | float64
52 | trafo | tap_step_degree | float64
53 | trafo | tap_pos | int32
54 | trafo | tap_phase_shifter | bool
55 | trafo | parallel | uint32
56 | trafo | df | float64
57 | trafo | in_service | bool
58 | line_geodata | coords | object
59 | bus_geodata | x | float64
60 | bus_geodata | y | float64
61 | bus_geodata | coords | object
62 | res_bus | vm_pu | float64
63 | res_bus | va_degree | float64
64 | res_bus | p_mw | float64
65 | res_bus | q_mvar | float64
66 | res_line | p_from_mw | float64
67 | res_line | q_from_mvar | float64
68 | res_line | p_to_mw | float64
69 | res_line | q_to_mvar | float64
70 | res_line | pl_mw | float64
71 | res_line | ql_mvar | float64
72 | res_line | i_from_ka | float64
73 | res_line | i_to_ka | float64
74 | res_line | i_ka | float64
75 | res_line | vm_from_pu | float64
76 | res_line | va_from_degree | float64
77 | res_line | vm_to_pu | float64
78 | res_line | va_to_degree | float64
79 | res_line | loading_percent | float64
80 | res_trafo | p_hv_mw | float64
81 | res_trafo | q_hv_mvar | float64
82 | res_trafo | p_lv_mw | float64
83 | res_trafo | q_lv_mvar | float64
84 | res_trafo | pl_mw | float64
85 | res_trafo | ql_mvar | float64
86 | res_trafo | i_hv_ka | float64
87 | res_trafo | i_lv_ka | float64
88 | res_trafo | vm_hv_pu | float64
89 | res_trafo | va_hv_degree | float64
90 | res_trafo | vm_lv_pu | float64
91 | res_trafo | va_lv_degree | float64
92 | res_trafo | loading_percent | float64
93 | res_ext_grid | p_mw | float64
94 | res_ext_grid | q_mvar | float64
95 | res_load | p_mw | float64
96 | res_load | q_mvar | float64

## parameters
| version | format_version | converged | OPF_converged | name | f_hz | sn_mva
0 | 2.14.6 | 2.14.0 | TRUE | FALSE |  | 50 | 1