## bus
| name | vn_kv | type | zone | in_service
0 | bus_LV_121-11_0_2_node_0 | 0.4 | n |  | TRUE
1 | bus_LV_121-11_0_2_node_1 | 0.4 | n |  | TRUE
2 | bus_LV_121-11_0_2_node_2 | 0.4 | n |  | TRUE
3 | bus_LV_121-11_0_2_node_3 | 0.4 | n |  | TRUE
4 | bus_LV_121-11_0_2_node_4 | 0.4 | n |  | TRUE
5 | bus_LV_121-11_0_2_node_69 | 0.4 | n |  | TRUE
6 | bus_LV_121-11_0_2_node_120 | 0.4 | n |  | TRUE
7 | bus_LV_121-11_0_2_node_44 | 0.4 | n |  | TRUE
8 | bus_LV_121-11_0_2_node_5 | 0.4 | n |  | TRUE
9 | bus_LV_121-11_0_2_node_6 | 0.4 | n |  | TRUE
10 | bus_LV_121-11_0_2_node_7 | 0.4 | n |  | TRUE
11 | bus_LV_121-11_0_2_node_59 | 0.4 | n |  | TRUE
12 | bus_LV_121-11_0_2_node_68 | 0.4 | n |  | TRUE
13 | bus_LV_121-11_0_2_node_65 | 0.4 | n |  | TRUE
14 | bus_LV_121-11_0_2_node_8 | 0.4 | n |  | TRUE
15 | bus_LV_121-11_0_2_node_9 | 0.4 | n |  | TRUE
16 | bus_LV_121-11_0_2_node_10 | 0.4 | n |  | TRUE
17 | bus_LV_121-11_0_2_node_11 | 0.4 | n |  | TRUE
18 | bus_LV_121-11_0_2_node_12 | 0.4 | n |  | TRUE
19 | bus_LV_121-11_0_2_node_13 | 0.4 | n |  | TRUE
20 | bus_LV_121-11_0_2_node_22 | 0.4 | n |  | TRUE
21 | bus_LV_121-11_0_2_node_57 | 0.4 | n |  | TRUE
22 | bus_LV_121-11_0_2_node_39 | 0.4 | n |  | TRUE
23 | bus_LV_121-11_0_2_node_103 | 0.4 | n |  | TRUE
24 | bus_LV_121-11_0_2_node_104 | 0.4 | n |  | TRUE
25 | bus_LV_121-11_0_2_node_105 | 0.4 | n |  | TRUE
26 | bus_LV_121-11_0_2_node_107 | 0.4 | n |  | TRUE
27 | bus_LV_121-11_0_2_node_55 | 0.4 | n |  | TRUE
28 | bus_LV_121-11_0_2_node_14 | 0.4 | n |  | TRUE
29 | bus_LV_121-11_0_2_node_15 | 0.4 | n |  | TRUE
30 | bus_LV_121-11_0_2_node_16 | 0.4 | n |  | TRUE
31 | bus_LV_121-11_0_2_node_17 | 0.4 | n |  | TRUE
32 | bus_LV_121-11_0_2_node_18 | 0.4 | n |  | TRUE
33 | bus_LV_121-11_0_2_node_63 | 0.4 | n |  | TRUE
34 | bus_LV_121-11_0_2_node_42 | 0.4 | n |  | TRUE
35 | bus_LV_121-11_0_2_node_61 | 0.4 | n |  | TRUE
36 | bus_LV_121-11_0_2_node_43 | 0.4 | n |  | TRUE
37 | bus_LV_121-11_0_2_node_41 | 0.4 | n |  | TRUE
38 | bus_LV_121-11_0_2_node_19 | 0.4 | n |  | TRUE
39 | bus_LV_121-11_0_2_node_20 | 0.4 | n |  | TRUE
40 | bus_LV_121-11_0_2_node_21 | 0.4 | n |  | TRUE
41 | bus_LV_121-11_0_2_node_53 | 0.4 | n |  | TRUE
42 | bus_LV_121-11_0_2_node_109 | 0.4 | n |  | TRUE
43 | bus_LV_121-11_0_2_node_51 | 0.4 | n |  | TRUE
44 | bus_LV_121-11_0_2_node_52 | 0.4 | n |  | TRUE
45 | bus_LV_121-11_0_2_node_110 | 0.4 | n |  | TRUE
46 | bus_LV_121-11_0_2_node_108 | 0.4 | n |  | TRUE
47 | bus_LV_121-11_0_2_node_37 | 0.4 | n |  | TRUE
48 | bus_LV_121-11_0_2_node_23 | 0.4 | n |  | TRUE
49 | bus_LV_121-11_0_2_node_24 | 0.4 | n |  | TRUE
50 | bus_LV_121-11_0_2_node_119 | 0.4 | n |  | TRUE
51 | bus_LV_121-11_0_2_node_25 | 0.4 | n |  | TRUE
52 | bus_LV_121-11_0_2_node_118 | 0.4 | n |  | TRUE
53 | bus_LV_121-11_0_2_node_50 | 0.4 | n |  | TRUE
54 | bus_LV_121-11_0_2_node_26 | 0.4 | n |  | TRUE
55 | bus_LV_121-11_0_2_node_27 | 0.4 | n |  | TRUE
56 | bus_LV_121-11_0_2_node_28 | 0.4 | n |  | TRUE
57 | bus_LV_121-11_0_2_node_126 | 0.4 | n |  | TRUE
58 | bus_LV_121-11_0_2_node_99 | 0.4 | n |  | TRUE
59 | bus_LV_121-11_0_2_node_95 | 0.4 | n |  | TRUE
60 | bus_LV_121-11_0_2_node_29 | 0.4 | n |  | TRUE
61 | bus_LV_121-11_0_2_node_30 | 0.4 | n |  | TRUE
62 | bus_LV_121-11_0_2_node_31 | 0.4 | n |  | TRUE
63 | bus_LV_121-11_0_2_node_32 | 0.4 | n |  | TRUE
64 | bus_LV_121-11_0_2_node_33 | 0.4 | n |  | TRUE
65 | bus_LV_121-11_0_2_node_34 | 0.4 | n |  | TRUE
66 | bus_LV_121-11_0_2_node_35 | 0.4 | n |  | TRUE
67 | bus_LV_121-11_0_2_node_78 | 0.4 | n |  | TRUE
68 | bus_LV_121-11_0_2_node_36 | 0.4 | n |  | TRUE
69 | bus_LV_121-11_0_2_node_38 | 0.4 | n |  | TRUE
70 | bus_LV_121-11_0_2_node_40 | 0.4 | n |  | TRUE
71 | bus_LV_121-11_0_2_node_67 | 0.4 | n |  | TRUE
72 | bus_LV_121-11_0_2_node_66 | 0.4 | n |  | TRUE
73 | bus_LV_121-11_0_2_node_87 | 0.4 | n |  | TRUE
74 | bus_LV_121-11_0_2_node_76 | 0.4 | n |  | TRUE
75 | bus_LV_121-11_0_2_node_45 | 0.4 | n |  | TRUE
76 | bus_LV_121-11_0_2_node_46 | 0.4 | n |  | TRUE
77 | bus_LV_121-11_0_2_node_48 | 0.4 | n |  | TRUE
78 | bus_LV_121-11_0_2_node_49 | 0.4 | n |  | TRUE
79 | bus_LV_121-11_0_2_node_64 | 0.4 | n |  | TRUE
80 | bus_LV_121-11_0_2_node_54 | 0.4 | n |  | TRUE
81 | bus_LV_121-11_0_2_node_106 | 0.4 | n |  | TRUE
82 | bus_LV_121-11_0_2_node_116 | 0.4 | n |  | TRUE
83 | bus_LV_121-11_0_2_node_111 | 0.4 | n |  | TRUE
84 | bus_LV_121-11_0_2_node_112 | 0.4 | n |  | TRUE
85 | bus_LV_121-11_0_2_node_113 | 0.4 | n |  | TRUE
86 | bus_LV_121-11_0_2_node_114 | 0.4 | n |  | TRUE
87 | bus_LV_121-11_0_2_node_115 | 0.4 | n |  | TRUE
88 | bus_LV_121-11_0_2_node_117 | 0.4 | n |  | TRUE
89 | bus_LV_121-11_0_2_node_60 | 0.4 | n |  | TRUE
90 | bus_LV_121-11_0_2_node_58 | 0.4 | n |  | TRUE
91 | bus_LV_121-11_0_2_node_56 | 0.4 | n |  | TRUE
92 | bus_LV_121-11_0_2_node_62 | 0.4 | n |  | TRUE
93 | bus_LV_121-11_0_2_node_70 | 0.4 | n |  | TRUE
94 | bus_LV_121-11_0_2_node_71 | 0.4 | n |  | TRUE
95 | bus_LV_121-11_0_2_node_72 | 0.4 | n |  | TRUE
96 | bus_LV_121-11_0_2_node_73 | 0.4 | n |  | TRUE
97 | bus_LV_121-11_0_2_node_74 | 0.4 | n |  | TRUE
98 | bus_LV_121-11_0_2_node_85 | 0.4 | n |  | TRUE
99 | bus_LV_121-11_0_2_node_82 | 0.4 | n |  | TRUE
100 | bus_LV_121-11_0_2_node_83 | 0.4 | n |  | TRUE
101 | bus_LV_121-11_0_2_node_77 | 0.4 | n |  | TRUE
102 | bus_LV_121-11_0_2_node_80 | 0.4 | n |  | TRUE
103 | bus_LV_121-11_0_2_node_75 | 0.4 | n |  | TRUE
104 | bus_LV_121-11_0_2_node_90 | 0.4 | n |  | TRUE
105 | bus_LV_121-11_0_2_node_89 | 0.4 | n |  | TRUE
106 | bus_LV_121-11_0_2_node_127 | 0.4 | n |  | TRUE
107 | bus_LV_121-11_0_2_node_88 | 0.4 | n |  | TRUE
108 | bus_LV_121-11_0_2_node_79 | 0.4 | n |  | TRUE
109 | bus_LV_121-11_0_2_node_81 | 0.4 | n |  | TRUE
110 | bus_LV_121-11_0_2_node_84 | 0.4 | n |  | TRUE
111 | bus_LV_121-11_0_2_node_86 | 0.4 | n |  | TRUE
112 | bus_LV_121-11_0_2_node_93 | 0.4 | n |  | TRUE
113 | bus_LV_121-11_0_2_node_91 | 0.4 | n |  | TRUE
114 | bus_LV_121-11_0_2_node_92 | 0.4 | n |  | TRUE
115 | bus_LV_121-11_0_2_node_94 | 0.4 | n |  | TRUE
116 | bus_LV_121-11_0_2_node_96 | 0.4 | n |  | TRUE
117 | bus_LV_121-11_0_2_node_97 | 0.4 | n |  | TRUE
118 | bus_LV_121-11_0_2_node_100 | 0.4 | n |  | TRUE
119 | bus_LV_121-11_0_2_node_121 | 0.4 | n |  | TRUE
120 | bus_LV_121-11_0_2_node_101 | 0.4 | n |  | TRUE
121 | bus_LV_121-11_0_2_node_122 | 0.4 | n |  | TRUE
122 | bus_LV_121-11_0_2_node_102 | 0.4 | n |  | TRUE
123 | bus_LV_121-11_0_2_node_125 | 0.4 | n |  | TRUE
124 | bus_MV_357_0_node_28 | 20 | n |  | TRUE

## load
| name | bus | p_mw | q_mvar | const_z_percent | const_i_percent | sn_mva | scaling | in_service | type
0 | LV_121-11_0_2_load_0 | 0 | 0.0020927 | 0.00052447 | 0 | 0 |  | 1 | TRUE | wye
1 | LV_121-11_0_2_load_1 | 1 | 0.0014928 | 0.00037413 | 0 | 0 |  | 1 | TRUE | wye
2 | LV_121-11_0_2_load_2 | 2 | 0.0014063 | 0.00035246 | 0 | 0 |  | 1 | TRUE | wye
3 | LV_121-11_0_2_load_4 | 4 | 0.0014158 | 0.00035483 | 0 | 0 |  | 1 | TRUE | wye
4 | LV_121-11_0_2_load_69 | 5 | 0.0010324 | 0.00025876 | 0 | 0 |  | 1 | TRUE | wye
5 | LV_121-11_0_2_load_120 | 6 | 0.001313 | 0.00032906 | 0 | 0 |  | 1 | TRUE | wye
6 | LV_121-11_0_2_load_5 | 8 | 0.0040647 | 0.0010187 | 0 | 0 |  | 1 | TRUE | wye
7 | LV_121-11_0_2_load_6 | 9 | 0.0017264 | 0.00043268 | 0 | 0 |  | 1 | TRUE | wye
8 | LV_121-11_0_2_load_7 | 10 | 0.0010728 | 0.00026887 | 0 | 0 |  | 1 | TRUE | wye
9 | LV_121-11_0_2_load_8 | 14 | 0.00043672 | 0.00010945 | 0 | 0 |  | 1 | TRUE | wye
10 | LV_121-11_0_2_load_9 | 15 | 0.00097424 | 0.00024417 | 0 | 0 |  | 1 | TRUE | wye
11 | LV_121-11_0_2_load_11 | 17 | 0.00069799 | 0.00017493 | 0 | 0 |  | 1 | TRUE | wye
12 | LV_121-11_0_2_load_12 | 18 | 0.00096177 | 0.00024104 | 0 | 0 |  | 1 | TRUE | wye
13 | LV_121-11_0_2_load_13 | 19 | 0.00022881 | 5.7345e-05 | 0 | 0 |  | 1 | TRUE | wye
14 | LV_121-11_0_2_load_22 | 20 | 0.0035187 | 0.00088187 | 0 | 0 |  | 1 | TRUE | wye
15 | LV_121-11_0_2_load_57 | 21 | 0.00069674 | 0.00017462 | 0 | 0 |  | 1 | TRUE | wye
16 | LV_121-11_0_2_load_39 | 22 | 0.0016132 | 0.00040431 | 0 | 0 |  | 1 | TRUE | wye
17 | LV_121-11_0_2_load_103 | 23 | 9.1539e-05 | 2.2942e-05 | 0 | 0 |  | 1 | TRUE | wye
18 | LV_121-11_0_2_load_104 | 24 | 0.0004493 | 0.00011261 | 0 | 0 |  | 1 | TRUE | wye
19 | LV_121-11_0_2_load_107 | 26 | 0.00024294 | 6.0886e-05 | 0 | 0 |  | 1 | TRUE | wye
20 | LV_121-11_0_2_load_55 | 27 | 0.0015609 | 0.0003912 | 0 | 0 |  | 1 | TRUE | wye
21 | LV_121-11_0_2_load_14 | 28 | 0.0049049 | 0.0012293 | 0 | 0 |  | 1 | TRUE | wye
22 | LV_121-11_0_2_load_15 | 29 | 0.0010058 | 0.00025207 | 0 | 0 |  | 1 | TRUE | wye
23 | LV_121-11_0_2_load_16 | 30 | 0.0097381 | 0.0024406 | 0 | 0 |  | 1 | TRUE | wye
24 | LV_121-11_0_2_load_17 | 31 | 0.00039697 | 9.9489e-05 | 0 | 0 |  | 1 | TRUE | wye
25 | LV_121-11_0_2_load_18 | 32 | 0.0030013 | 0.00075219 | 0 | 0 |  | 1 | TRUE | wye
26 | LV_121-11_0_2_load_63 | 33 | 0.00028846 | 7.2295e-05 | 0 | 0 |  | 1 | TRUE | wye
27 | LV_121-11_0_2_load_61 | 35 | 0.00038642 | 9.6846e-05 | 0 | 0 |  | 1 | TRUE | wye
28 | LV_121-11_0_2_load_43 | 36 | 0.0008564 | 0.00021463 | 0 | 0 |  | 1 | TRUE | wye
29 | LV_121-11_0_2_load_41 | 37 | 0.00085353 | 0.00021391 | 0 | 0 |  | 1 | TRUE | wye
30 | LV_121-11_0_2_load_20 | 39 | 0.00031307 | 7.8462e-05 | 0 | 0 |  | 1 | TRUE | wye
31 | LV_121-11_0_2_load_21 | 40 | 0.00028988 | 7.265e-05 | 0 | 0 |  | 1 | TRUE | wye
32 | LV_121-11_0_2_load_53 | 41 | 0.00021022 | 5.2685e-05 | 0 | 0 |  | 1 | TRUE | wye
33 | LV_121-11_0_2_load_51 | 43 | 0.00061238 | 0.00015348 | 0 | 0 |  | 1 | TRUE | wye
34 | LV_121-11_0_2_load_110 | 45 | 0.00014768 | 3.7013e-05 | 0 | 0 |  | 1 | TRUE | wye
35 | LV_121-11_0_2_load_108 | 46 | 0.0001894 | 4.7467e-05 | 0 | 0 |  | 1 | TRUE | wye
36 | LV_121-11_0_2_load_37 | 47 | 0.00045777 | 0.00011473 | 0 | 0 |  | 1 | TRUE | wye
37 | LV_121-11_0_2_load_23 | 48 | 0.0019514 | 0.00048907 | 0 | 0 |  | 1 | TRUE | wye
38 | LV_121-11_0_2_load_24 | 49 | 0.00075605 | 0.00018948 | 0 | 0 |  | 1 | TRUE | wye
39 | LV_121-11_0_2_load_119 | 50 | 0.00073761 | 0.00018486 | 0 | 0 |  | 1 | TRUE | wye
40 | LV_121-11_0_2_load_25 | 51 | 0.00084542 | 0.00021188 | 0 | 0 |  | 1 | TRUE | wye
41 | LV_121-11_0_2_load_118 | 52 | 0.00075 | 0.00018797 | 0 | 0 |  | 1 | TRUE | wye
42 | LV_121-11_0_2_load_27 | 55 | 0.00072909 | 0.00018273 | 0 | 0 |  | 1 | TRUE | wye
43 | LV_121-11_0_2_load_126 | 57 | 0.0018504 | 0.00046375 | 0 | 0 |  | 1 | TRUE | wye
44 | LV_121-11_0_2_load_99 | 58 | 0.00094509 | 0.00023686 | 0 | 0 |  | 1 | TRUE | wye
45 | LV_121-11_0_2_load_95 | 59 | 0.00077478 | 0.00019418 | 0 | 0 |  | 1 | TRUE | wye
46 | LV_121-11_0_2_load_29 | 60 | 0.000648 | 0.0001624 | 0 | 0 |  | 1 | TRUE | wye
47 | LV_121-11_0_2_load_30 | 61 | 0.001774 | 0.00044461 | 0 | 0 |  | 1 | TRUE | wye
48 | LV_121-11_0_2_load_31 | 62 | 0.0018241 | 0.00045717 | 0 | 0 |  | 1 | TRUE | wye
49 | LV_121-11_0_2_load_32 | 63 | 0.00062625 | 0.00015695 | 0 | 0 |  | 1 | TRUE | wye
50 | LV_121-11_0_2_load_33 | 64 | 0.0013698 | 0.0003433 | 0 | 0 |  | 1 | TRUE | wye
51 | LV_121-11_0_2_load_34 | 65 | 0.0011826 | 0.00029638 | 0 | 0 |  | 1 | TRUE | wye
52 | LV_121-11_0_2_load_35 | 66 | 0.0015947 | 0.00039966 | 0 | 0 |  | 1 | TRUE | wye
53 | LV_121-11_0_2_load_36 | 68 | 0.00042937 | 0.00010761 | 0 | 0 |  | 1 | TRUE | wye
54 | LV_121-11_0_2_load_38 | 69 | 0.00037967 | 9.5154e-05 | 0 | 0 |  | 1 | TRUE | wye
55 | LV_121-11_0_2_load_40 | 70 | 0.00043407 | 0.00010879 | 0 | 0 |  | 1 | TRUE | wye
56 | LV_121-11_0_2_load_67 | 71 | 0.00044602 | 0.00011178 | 0 | 0 |  | 1 | TRUE | wye
57 | LV_121-11_0_2_load_66 | 72 | 0.00045228 | 0.00011335 | 0 | 0 |  | 1 | TRUE | wye
58 | LV_121-11_0_2_load_87 | 73 | 0.0033669 | 0.00084383 | 0 | 0 |  | 1 | TRUE | wye
59 | LV_121-11_0_2_load_45 | 75 | 0.0014686 | 0.00036807 | 0 | 0 |  | 1 | TRUE | wye
60 | LV_121-11_0_2_load_46 | 76 | 0.00032763 | 8.2112e-05 | 0 | 0 |  | 1 | TRUE | wye
61 | LV_121-11_0_2_load_48 | 77 | 0.00030438 | 7.6286e-05 | 0 | 0 |  | 1 | TRUE | wye
62 | LV_121-11_0_2_load_64 | 79 | 0.00013527 | 3.3902e-05 | 0 | 0 |  | 1 | TRUE | wye
63 | LV_121-11_0_2_load_106 | 81 | 0.00016836 | 4.2194e-05 | 0 | 0 |  | 1 | TRUE | wye
64 | LV_121-11_0_2_load_116 | 82 | 0.00018737 | 4.696e-05 | 0 | 0 |  | 1 | TRUE | wye
65 | LV_121-11_0_2_load_111 | 83 | 0.0001472 | 3.6891e-05 | 0 | 0 |  | 1 | TRUE | wye
66 | LV_121-11_0_2_load_112 | 84 | 0.00015205 | 3.8108e-05 | 0 | 0 |  | 1 | TRUE | wye
67 | LV_121-11_0_2_load_113 | 85 | 0.00018928 | 4.7439e-05 | 0 | 0 |  | 1 | TRUE | wye
68 | LV_121-11_0_2_load_114 | 86 | 0.00010793 | 2.705e-05 | 0 | 0 |  | 1 | TRUE | wye
69 | LV_121-11_0_2_load_115 | 87 | 6.5783e-05 | 1.6487e-05 | 0 | 0 |  | 1 | TRUE | wye
70 | LV_121-11_0_2_load_117 | 88 | 0.0015501 | 0.0003885 | 0 | 0 |  | 1 | TRUE | wye
71 | LV_121-11_0_2_load_60 | 89 | 0.0023664 | 0.00059308 | 0 | 0 |  | 1 | TRUE | wye
72 | LV_121-11_0_2_load_58 | 90 | 0.0046684 | 0.00117 | 0 | 0 |  | 1 | TRUE | wye
73 | LV_121-11_0_2_load_56 | 91 | 0.00038823 | 9.73e-05 | 0 | 0 |  | 1 | TRUE | wye
74 | LV_121-11_0_2_load_62 | 92 | 0.00057576 | 0.0001443 | 0 | 0 |  | 1 | TRUE | wye
75 | LV_121-11_0_2_load_70 | 93 | 0.0020115 | 0.00050414 | 0 | 0 |  | 1 | TRUE | wye
76 | LV_121-11_0_2_load_71 | 94 | 0.00067634 | 0.00016951 | 0 | 0 |  | 1 | TRUE | wye
77 | LV_121-11_0_2_load_72 | 95 | 0.0012102 | 0.0003033 | 0 | 0 |  | 1 | TRUE | wye
78 | LV_121-11_0_2_load_73 | 96 | 0.0006989 | 0.00017516 | 0 | 0 |  | 1 | TRUE | wye
79 | LV_121-11_0_2_load_85 | 98 | 0.00061946 | 0.00015525 | 0 | 0 |  | 1 | TRUE | wye
80 | LV_121-11_0_2_load_83 | 100 | 0.00052096 | 0.00013056 | 0 | 0 |  | 1 | TRUE | wye
81 | LV_121-11_0_2_load_80 | 102 | 0.0013585 | 0.00034047 | 0 | 0 |  | 1 | TRUE | wye
82 | LV_121-11_0_2_load_75 | 103 | 0.00073006 | 0.00018297 | 0 | 0 |  | 1 | TRUE | wye
83 | LV_121-11_0_2_load_89 | 105 | 0.0030451 | 0.00076318 | 0 | 0 |  | 1 | TRUE | wye
84 | LV_121-11_0_2_load_127 | 106 | 0.00046926 | 0.00011761 | 0 | 0 |  | 1 | TRUE | wye
85 | LV_121-11_0_2_load_88 | 107 | 0.0037152 | 0.00093113 | 0 | 0 |  | 1 | TRUE | wye
86 | LV_121-11_0_2_load_79 | 108 | 0.001544 | 0.00038696 | 0 | 0 |  | 1 | TRUE | wye
87 | LV_121-11_0_2_load_81 | 109 | 0.00091326 | 0.00022889 | 0 | 0 |  | 1 | TRUE | wye
88 | LV_121-11_0_2_load_84 | 110 | 0.00092163 | 0.00023098 | 0 | 0 |  | 1 | TRUE | wye
89 | LV_121-11_0_2_load_93 | 112 | 0.00065213 | 0.00016344 | 0 | 0 |  | 1 | TRUE | wye
90 | LV_121-11_0_2_load_91 | 113 | 0.00087644 | 0.00021966 | 0 | 0 |  | 1 | TRUE | wye
91 | LV_121-11_0_2_load_92 | 114 | 0.00064786 | 0.00016237 | 0 | 0 |  | 1 | TRUE | wye
92 | LV_121-11_0_2_load_96 | 116 | 0.0004067 | 0.00010193 | 0 | 0 |  | 1 | TRUE | wye
93 | LV_121-11_0_2_load_97 | 117 | 0.00029298 | 7.3428e-05 | 0 | 0 |  | 1 | TRUE | wye
94 | LV_121-11_0_2_load_100 | 118 | 0.0022264 | 0.00055799 | 0 | 0 |  | 1 | TRUE | wye
95 | LV_121-11_0_2_load_121 | 119 | 0.00089606 | 0.00022457 | 0 | 0 |  | 1 | TRUE | wye
96 | LV_121-11_0_2_load_101 | 120 | 0.00056127 | 0.00014067 | 0 | 0 |  | 1 | TRUE | wye
97 | LV_121-11_0_2_load_122 | 121 | 0.00061444 | 0.00015399 | 0 | 0 |  | 1 | TRUE | wye
98 | LV_121-11_0_2_load_125 | 123 | 0.0044226 | 0.0011084 | 0 | 0 |  | 1 | TRUE | wye

## ext_grid
| name | bus | vm_pu | va_degree | slack_weight | in_service
0 |  | 10 | 1 | 0 | 1 | TRUE

## line
| name | std_type | from_bus | to_bus | length_km | r_ohm_per_km | x_ohm_per_km | c_nf_per_km | g_us_per_km | max_i_ka | df | parallel | type | in_service
0 | LV_121-11_0_2_line_0 |  | 0 | 1 | 0.0026839 | 0.125 | 0.08 | 261 | 0 | 0.364 | 1 | 1 | cs | TRUE
1 | LV_121-11_0_2_line_1 |  | 0 | 2 | 0.0071843 | 0.125 | 0.08 | 261 | 0 | 0.364 | 1 | 1 | cs | TRUE
2 | LV_121-11_0_2_line_2 |  | 1 | 3 | 0.0073266 | 0.125 | 0.08 | 261 | 0 | 0.364 | 1 | 1 | cs | TRUE
3 | LV_121-11_0_2_line_3 |  | 2 | 4 | 0.0096078 | 0.125 | 0.08 | 261 | 0 | 0.364 | 1 | 1 | cs | TRUE
4 | LV_121-11_0_2_line_4 |  | 3 | 5 | 0.010369 | 0.125 | 0.08 | 261 | 0 | 0.364 | 1 | 1 | cs | TRUE
5 | LV_121-11_0_2_line_5 |  | 4 | 6 | 0.011897 | 0.125 | 0.08 | 261 | 0 | 0.364 | 1 | 1 | cs | TRUE
6 | LV_121-11_0_2_line_6 |  | 6 | 7 | 0.015896 | 0.125 | 0.08 | 261 | 0 | 0.364 | 1 | 1 | cs | TRUE
7 | LV_121-11_0_2_line_7 |  | 7 | 67 | 0.062019 | 0.125 | 0.08 | 261 | 0 | 0.364 | 1 | 1 | cs | TRUE
8 | LV_121-11_0_2_line_8 |  | 7 | 64 | 0.019748 | 0.125 | 0.08 | 261 | 0 | 0.364 | 1 | 1 | cs | TRUE
9 | LV_121-11_0_2_line_9 |  | 8 | 9 | 0.033234 | 0.125 | 0.08 | 261 | 0 | 0.364 | 1 | 1 | cs | TRUE
10 | LV_121-11_0_2_line_10 |  | 9 | 10 | 0.018984 | 0.125 | 0.08 | 261 | 0 | 0.364 | 1 | 1 | cs | TRUE
11 | LV_121-11_0_2_line_11 |  | 10 | 11 | 0.028086 | 0.125 | 0.08 | 261 | 0 | 0.364 | 1 | 1 | cs | TRUE
12 | LV_121-11_0_2_line_12 |  | 11 | 12 | 0.019302 | 0.125 | 0.08 | 261 | 0 | 0.364 | 1 | 1 | cs | TRUE
13 | LV_121-11_0_2_line_13 |  | 11 | 13 | 0.058486 | 0.125 | 0.08 | 261 | 0 | 0.364 | 1 | 1 | cs | TRUE
14 | LV_121-11_0_2_line_14 |  | 12 | 53 | 0.01123 | 0.125 | 0.08 | 261 | 0 | 0.364 | 1 | 1 | cs | TRUE
15 | LV_121-11_0_2_line_15 |  | 12 | 66 | 0.025102 | 0.125 | 0.08 | 261 | 0 | 0.364 | 1 | 1 | cs | TRUE
16 | LV_121-11_0_2_line_16 |  | 13 | 79 | 0.068258 | 0.125 | 0.08 | 261 | 0 | 0.364 | 1 | 1 | cs | TRUE
17 | LV_121-11_0_2_line_17 |  | 13 | 78 | 0.005285 | 0.125 | 0.08 | 261 | 0 | 0.364 | 1 | 1 | cs | TRUE
18 | LV_121-11_0_2_line_18 |  | 14 | 15 | 0.012361 | 0.125 | 0.08 | 261 | 0 | 0.364 | 1 | 1 | cs | TRUE
19 | LV_121-11_0_2_line_19 |  | 14 | 16 | 0.020408 | 0.125 | 0.08 | 261 | 0 | 0.364 | 1 | 1 | cs | TRUE
20 | LV_121-11_0_2_line_20 |  | 15 | 17 | 0.0068326 | 0.125 | 0.08 | 261 | 0 | 0.364 | 1 | 1 | cs | TRUE
21 | LV_121-11_0_2_line_21 |  | 16 | 18 | 0.012913 | 0.125 | 0.08 | 261 | 0 | 0.364 | 1 | 1 | cs | TRUE
22 | LV_121-11_0_2_line_22 |  | 16 | 19 | 0.012806 | 0.125 | 0.08 | 261 | 0 | 0.364 | 1 | 1 | cs | TRUE
23 | LV_121-11_0_2_line_23 |  | 17 | 20 | 0.0050571 | 0.125 | 0.08 | 261 | 0 | 0.364 | 1 | 1 | cs | TRUE
24 | LV_121-11_0_2_line_24 |  | 19 | 21 | 0.0076426 | 0.125 | 0.08 | 261 | 0 | 0.364 | 1 | 1 | cs | TRUE
25 | LV_121-11_0_2_line_25 |  | 20 | 22 | 0.01906 | 0.125 | 0.08 | 261 | 0 | 0.364 | 1 | 1 | cs | TRUE
26 | LV_121-11_0_2_line_26 |  | 21 | 27 | 0.031033 | 0.125 | 0.08 | 261 | 0 | 0.364 | 1 | 1 | cs | TRUE
27 | LV_121-11_0_2_line_27 |  | 22 | 47 | 0.0067302 | 0.125 | 0.08 | 261 | 0 | 0.364 | 1 | 1 | cs | TRUE
28 | LV_121-11_0_2_line_28 |  | 23 | 24 | 0.042268 | 0.125 | 0.08 | 261 | 0 | 0.364 | 1 | 1 | cs | TRUE
29 | LV_121-11_0_2_line_29 |  | 23 | 25 | 0.019394 | 0.125 | 0.08 | 261 | 0 | 0.364 | 1 | 1 | cs | TRUE
30 | LV_121-11_0_2_line_30 |  | 24 | 81 | 0.0069559 | 0.125 | 0.08 | 261 | 0 | 0.364 | 1 | 1 | cs | TRUE
31 | LV_121-11_0_2_line_31 |  | 25 | 26 | 0.00037845 | 0.125 | 0.08 | 261 | 0 | 0.364 | 1 | 1 | cs | TRUE
32 | LV_121-11_0_2_line_32 |  | 27 | 91 | 0.023613 | 0.125 | 0.08 | 261 | 0 | 0.364 | 1 | 1 | cs | TRUE
33 | LV_121-11_0_2_line_33 |  | 28 | 29 | 0.048247 | 0.125 | 0.08 | 261 | 0 | 0.364 | 1 | 1 | cs | TRUE
34 | LV_121-11_0_2_line_34 |  | 28 | 30 | 0.013088 | 0.125 | 0.08 | 261 | 0 | 0.364 | 1 | 1 | cs | TRUE
35 | LV_121-11_0_2_line_35 |  | 29 | 31 | 0.0089915 | 0.125 | 0.08 | 261 | 0 | 0.364 | 1 | 1 | cs | TRUE
36 | LV_121-11_0_2_line_36 |  | 30 | 32 | 0.036133 | 0.125 | 0.08 | 261 | 0 | 0.364 | 1 | 1 | cs | TRUE
37 | LV_121-11_0_2_line_37 |  | 31 | 33 | 0.013148 | 0.125 | 0.08 | 261 | 0 | 0.364 | 1 | 1 | cs | TRUE
38 | LV_121-11_0_2_line_38 |  | 32 | 34 | 0.042727 | 0.125 | 0.08 | 261 | 0 | 0.364 | 1 | 1 | cs | TRUE
39 | LV_121-11_0_2_line_39 |  | 33 | 35 | 0.011716 | 0.125 | 0.08 | 261 | 0 | 0.364 | 1 | 1 | cs | TRUE
40 | LV_121-11_0_2_line_40 |  | 34 | 36 | 0.037155 | 0.125 | 0.08 | 261 | 0 | 0.364 | 1 | 1 | cs | TRUE
41 | LV_121-11_0_2_line_41 |  | 34 | 37 | 0.015149 | 0.125 | 0.08 | 261 | 0 | 0.364 | 1 | 1 | cs | TRUE
42 | LV_121-11_0_2_line_42 |  | 35 | 92 | 0.0010875 | 0.125 | 0.08 | 261 | 0 | 0.364 | 1 | 1 | cs | TRUE
43 | LV_121-11_0_2_line_43 |  | 36 | 72 | 0.013781 | 0.125 | 0.08 | 261 | 0 | 0.364 | 1 | 1 | cs | TRUE
44 | LV_121-11_0_2_line_44 |  | 38 | 39 | 0.011165 | 0.125 | 0.08 | 261 | 0 | 0.364 | 1 | 1 | cs | TRUE
45 | LV_121-11_0_2_line_45 |  | 38 | 40 | 0.039759 | 0.125 | 0.08 | 261 | 0 | 0.364 | 1 | 1 | cs | TRUE
46 | LV_121-11_0_2_line_46 |  | 39 | 41 | 0.016152 | 0.125 | 0.08 | 261 | 0 | 0.364 | 1 | 1 | cs | TRUE
47 | LV_121-11_0_2_line_47 |  | 40 | 42 | 0.00092541 | 0.125 | 0.08 | 261 | 0 | 0.364 | 1 | 1 | cs | TRUE
48 | LV_121-11_0_2_line_48 |  | 41 | 43 | 0.13701 | 0.125 | 0.08 | 261 | 0 | 0.364 | 1 | 1 | cs | TRUE
49 | LV_121-11_0_2_line_49 |  | 42 | 45 | 0.0079088 | 0.125 | 0.08 | 261 | 0 | 0.364 | 1 | 1 | cs | TRUE
50 | LV_121-11_0_2_line_50 |  | 42 | 46 | 0.014016 | 0.125 | 0.08 | 261 | 0 | 0.364 | 1 | 1 | cs | TRUE
51 | LV_121-11_0_2_line_51 |  | 43 | 44 | 0.019402 | 0.125 | 0.08 | 261 | 0 | 0.364 | 1 | 1 | cs | TRUE
52 | LV_121-11_0_2_line_52 |  | 44 | 80 | 0.006663 | 0.125 | 0.08 | 261 | 0 | 0.364 | 1 | 1 | cs | TRUE
53 | LV_121-11_0_2_line_53 |  | 45 | 82 | 0.0080269 | 0.125 | 0.08 | 261 | 0 | 0.364 | 1 | 1 | cs | TRUE
54 | LV_121-11_0_2_line_54 |  | 46 | 81 | 0.0073167 | 0.125 | 0.08 | 261 | 0 | 0.364 | 1 | 1 | cs | TRUE
55 | LV_121-11_0_2_line_55 |  | 47 | 68 | 0.0044788 | 0.125 | 0.08 | 261 | 0 | 0.364 | 1 | 1 | cs | TRUE
56 | LV_121-11_0_2_line_56 |  | 48 | 49 | 0.063763 | 0.125 | 0.08 | 261 | 0 | 0.364 | 1 | 1 | cs | TRUE
57 | LV_121-11_0_2_line_57 |  | 48 | 50 | 0.33665 | 0.125 | 0.08 | 261 | 0 | 0.364 | 1 | 1 | cs | TRUE
58 | LV_121-11_0_2_line_58 |  | 49 | 51 | 0.010967 | 0.125 | 0.08 | 261 | 0 | 0.364 | 1 | 1 | cs | TRUE
59 | LV_121-11_0_2_line_59 |  | 50 | 52 | 0.014912 | 0.125 | 0.08 | 261 | 0 | 0.364 | 1 | 1 | cs | TRUE
60 | LV_121-11_0_2_line_60 |  | 51 | 53 | 0.0090703 | 0.125 | 0.08 | 261 | 0 | 0.364 | 1 | 1 | cs | TRUE
61 | LV_121-11_0_2_line_61 |  | 52 | 55 | 0.0092125 | 0.125 | 0.08 | 261 | 0 | 0.364 | 1 | 1 | cs | TRUE
62 | LV_121-11_0_2_line_62 |  | 54 | 55 | 0.014195 | 0.125 | 0.08 | 261 | 0 | 0.364 | 1 | 1 | cs | TRUE
63 | LV_121-11_0_2_line_63 |  | 54 | 56 | 0.061537 | 0.125 | 0.08 | 261 | 0 | 0.364 | 1 | 1 | cs | TRUE
64 | LV_121-11_0_2_line_64 |  | 56 | 57 | 0.021653 | 0.125 | 0.08 | 261 | 0 | 0.364 | 1 | 1 | cs | TRUE
65 | LV_121-11_0_2_line_65 |  | 58 | 59 | 0.047554 | 0.125 | 0.08 | 261 | 0 | 0.364 | 1 | 1 | cs | TRUE
66 | LV_121-11_0_2_line_66 |  | 59 | 115 | 0.024397 | 0.125 | 0.08 | 261 | 0 | 0.364 | 1 | 1 | cs | TRUE
67 | LV_121-11_0_2_line_67 |  | 60 | 61 | 0.0093828 | 0.125 | 0.08 | 261 | 0 | 0.364 | 1 | 1 | cs | TRUE
68 | LV_121-11_0_2_line_68 |  | 60 | 62 | 0.0074667 | 0.125 | 0.08 | 261 | 0 | 0.364 | 1 | 1 | cs | TRUE
69 | LV_121-11_0_2_line_69 |  | 61 | 63 | 0.00084464 | 0.125 | 0.08 | 261 | 0 | 0.364 | 1 | 1 | cs | TRUE
70 | LV_121-11_0_2_line_70 |  | 62 | 64 | 0.032756 | 0.125 | 0.08 | 261 | 0 | 0.364 | 1 | 1 | cs | TRUE
71 | LV_121-11_0_2_line_71 |  | 63 | 65 | 0.0065902 | 0.125 | 0.08 | 261 | 0 | 0.364 | 1 | 1 | cs | TRUE
72 | LV_121-11_0_2_line_72 |  | 65 | 66 | 0.0018917 | 0.125 | 0.08 | 261 | 0 | 0.364 | 1 | 1 | cs | TRUE
73 | LV_121-11_0_2_line_73 |  | 67 | 73 | 0.040777 | 0.125 | 0.08 | 261 | 0 | 0.364 | 1 | 1 | cs | TRUE
74 | LV_121-11_0_2_line_74 |  | 67 | 74 | 0.019 | 0.125 | 0.08 | 261 | 0 | 0.364 | 1 | 1 | cs | TRUE
75 | LV_121-11_0_2_line_75 |  | 68 | 69 | 0.0080536 | 0.125 | 0.08 | 261 | 0 | 0.364 | 1 | 1 | cs | TRUE
76 | LV_121-11_0_2_line_76 |  | 69 | 70 | 0.012438 | 0.125 | 0.08 | 261 | 0 | 0.364 | 1 | 1 | cs | TRUE
77 | LV_121-11_0_2_line_77 |  | 70 | 71 | 0.0057986 | 0.125 | 0.08 | 261 | 0 | 0.364 | 1 | 1 | cs | TRUE
78 | LV_121-11_0_2_line_78 |  | 71 | 72 | 0.0019939 | 0.125 | 0.08 | 261 | 0 | 0.364 | 1 | 1 | cs | TRUE
79 | LV_121-11_0_2_line_79 |  | 73 | 107 | 0.0084959 | 0.125 | 0.08 | 261 | 0 | 0.364 | 1 | 1 | cs | TRUE
80 | LV_121-11_0_2_line_80 |  | 74 | 101 | 0.007986 | 0.125 | 0.08 | 261 | 0 | 0.364 | 1 | 1 | cs | TRUE
81 | LV_121-11_0_2_line_81 |  | 74 | 103 | 0.011944 | 0.125 | 0.08 | 261 | 0 | 0.364 | 1 | 1 | cs | TRUE
82 | LV_121-11_0_2_line_82 |  | 75 | 76 | 0.0088387 | 0.125 | 0.08 | 261 | 0 | 0.364 | 1 | 1 | cs | TRUE
83 | LV_121-11_0_2_line_83 |  | 76 | 77 | 0.00068354 | 0.125 | 0.08 | 261 | 0 | 0.364 | 1 | 1 | cs | TRUE
84 | LV_121-11_0_2_line_84 |  | 77 | 78 | 0.01709 | 0.125 | 0.08 | 261 | 0 | 0.364 | 1 | 1 | cs | TRUE
85 | LV_121-11_0_2_line_85 |  | 79 | 92 | 0.009599 | 0.125 | 0.08 | 261 | 0 | 0.364 | 1 | 1 | cs | TRUE
86 | LV_121-11_0_2_line_86 |  | 80 | 89 | 0.022636 | 0.125 | 0.08 | 261 | 0 | 0.364 | 1 | 1 | cs | TRUE
87 | LV_121-11_0_2_line_87 |  | 82 | 88 | 0.028227 | 0.125 | 0.08 | 261 | 0 | 0.364 | 1 | 1 | cs | TRUE
88 | LV_121-11_0_2_line_88 |  | 83 | 84 | 0.01047 | 0.125 | 0.08 | 261 | 0 | 0.364 | 1 | 1 | cs | TRUE
89 | LV_121-11_0_2_line_89 |  | 83 | 85 | 0.0029803 | 0.125 | 0.08 | 261 | 0 | 0.364 | 1 | 1 | cs | TRUE
90 | LV_121-11_0_2_line_90 |  | 84 | 86 | 0.020231 | 0.125 | 0.08 | 261 | 0 | 0.364 | 1 | 1 | cs | TRUE
91 | LV_121-11_0_2_line_91 |  | 85 | 87 | 0.023093 | 0.125 | 0.08 | 261 | 0 | 0.364 | 1 | 1 | cs | TRUE
92 | LV_121-11_0_2_line_92 |  | 87 | 88 | 0.02512 | 0.125 | 0.08 | 261 | 0 | 0.364 | 1 | 1 | cs | TRUE
93 | LV_121-11_0_2_line_93 |  | 89 | 90 | 0.0030623 | 0.125 | 0.08 | 261 | 0 | 0.364 | 1 | 1 | cs | TRUE
94 | LV_121-11_0_2_line_94 |  | 90 | 91 | 0.020784 | 0.125 | 0.08 | 261 | 0 | 0.364 | 1 | 1 | cs | TRUE
95 | LV_121-11_0_2_line_95 |  | 93 | 94 | 0.017172 | 0.125 | 0.08 | 261 | 0 | 0.364 | 1 | 1 | cs | TRUE
96 | LV_121-11_0_2_line_96 |  | 93 | 95 | 0.0060836 | 0.125 | 0.08 | 261 | 0 | 0.364 | 1 | 1 | cs | TRUE
97 | LV_121-11_0_2_line_97 |  | 94 | 96 | 0.0050546 | 0.125 | 0.08 | 261 | 0 | 0.364 | 1 | 1 | cs | TRUE
98 | LV_121-11_0_2_line_98 |  | 95 | 97 | 0.011844 | 0.125 | 0.08 | 261 | 0 | 0.364 | 1 | 1 | cs | TRUE
99 | LV_121-11_0_2_line_99 |  | 96 | 98 | 0.0019851 | 0.125 | 0.08 | 261 | 0 | 0.364 | 1 | 1 | cs | TRUE
100 | LV_121-11_0_2_line_100 |  | 97 | 99 | 0.009045 | 0.125 | 0.08 | 261 | 0 | 0.364 | 1 | 1 | cs | TRUE
101 | LV_121-11_0_2_line_101 |  | 98 | 100 | 0.0087455 | 0.125 | 0.08 | 261 | 0 | 0.364 | 1 | 1 | cs | TRUE
102 | LV_121-11_0_2_line_102 |  | 99 | 101 | 0.034123 | 0.125 | 0.08 | 261 | 0 | 0.364 | 1 | 1 | cs | TRUE
103 | LV_121-11_0_2_line_103 |  | 99 | 102 | 0.013608 | 0.125 | 0.08 | 261 | 0 | 0.364 | 1 | 1 | cs | TRUE
104 | LV_121-11_0_2_line_104 |  | 100 | 110 | 0.067927 | 0.125 | 0.08 | 261 | 0 | 0.364 | 1 | 1 | cs | TRUE
105 | LV_121-11_0_2_line_105 |  | 101 | 104 | 0.034659 | 0.125 | 0.08 | 261 | 0 | 0.364 | 1 | 1 | cs | TRUE
106 | LV_121-11_0_2_line_106 |  | 101 | 105 | 0.063817 | 0.125 | 0.08 | 261 | 0 | 0.364 | 1 | 1 | cs | TRUE
107 | LV_121-11_0_2_line_107 |  | 102 | 108 | 0.009914 | 0.125 | 0.08 | 261 | 0 | 0.364 | 1 | 1 | cs | TRUE
108 | LV_121-11_0_2_line_108 |  | 104 | 106 | 0.017101 | 0.125 | 0.08 | 261 | 0 | 0.364 | 1 | 1 | cs | TRUE
109 | LV_121-11_0_2_line_109 |  | 108 | 109 | 0.014515 | 0.125 | 0.08 | 261 | 0 | 0.364 | 1 | 1 | cs | TRUE
110 | LV_121-11_0_2_line_110 |  | 110 | 111 | 0.021051 | 0.125 | 0.08 | 261 | 0 | 0.364 | 1 | 1 | cs | TRUE
111 | LV_121-11_0_2_line_111 |  | 111 | 112 | 0.016793 | 0.125 | 0.08 | 261 | 0 | 0.364 | 1 | 1 | cs | TRUE
112 | LV_121-11_0_2_line_112 |  | 112 | 113 | 0.00069994 | 0.125 | 0.08 | 261 | 0 | 0.364 | 1 | 1 | cs | TRUE
113 | LV_121-11_0_2_line_113 |  | 113 | 114 | 0.030936 | 0.125 | 0.08 | 261 | 0 | 0.364 | 1 | 1 | cs | TRUE
114 | LV_121-11_0_2_line_114 |  | 114 | 115 | 0.032874 | 0.125 | 0.08 | 261 | 0 | 0.364 | 1 | 1 | cs | TRUE
115 | LV_121-11_0_2_line_115 |  | 115 | 116 | 0.029964 | 0.125 | 0.08 | 261 | 0 | 0.364 | 1 | 1 | cs | TRUE
116 | LV_121-11_0_2_line_116 |  | 115 | 117 | 0.015655 | 0.125 | 0.08 | 261 | 0 | 0.364 | 1 | 1 | cs | TRUE
117 | LV_121-11_0_2_line_117 |  | 116 | 118 | 0.011737 | 0.125 | 0.08 | 261 | 0 | 0.364 | 1 | 1 | cs | TRUE
118 | LV_121-11_0_2_line_118 |  | 117 | 119 | 0.011229 | 0.125 | 0.08 | 261 | 0 | 0.364 | 1 | 1 | cs | TRUE
119 | LV_121-11_0_2_line_119 |  | 118 | 120 | 0.020553 | 0.125 | 0.08 | 261 | 0 | 0.364 | 1 | 1 | cs | TRUE
120 | LV_121-11_0_2_line_120 |  | 119 | 121 | 0.00045379 | 0.125 | 0.08 | 261 | 0 | 0.364 | 1 | 1 | cs | TRUE
121 | LV_121-11_0_2_line_121 |  | 120 | 122 | 0.04709 | 0.125 | 0.08 | 261 | 0 | 0.364 | 1 | 1 | cs | TRUE
122 | LV_121-11_0_2_line_122 |  | 122 | 123 | 0.26404 | 0.125 | 0.08 | 261 | 0 | 0.364 | 1 | 1 | cs | TRUE

## trafo
| name | std_type | hv_bus | lv_bus | sn_mva | vn_hv_kv | vn_lv_kv | vk_percent | vkr_percent | pfe_kw | i0_percent | shift_degree | tap_side | tap_neutral | tap_min | tap_max | tap_step_percent | tap_step_degree | tap_pos | tap_phase_shifter | parallel | df | in_service
0 | LV_121-11_0_2_trafo_7 | 0.63 MVA 20/0.4 kV | 124 | 10 | 0.63 | 20 | 0.4 | 6 | 1.206 | 1.65 | 0.2619 | 150 | hv | 0 | -2 | 2 | 2.5 | 0 | 0 | FALSE | 1 | 1 | TRUE

## line_geodata
| x0 | y0 | x1 | y1 | x2 | y2 | x3 | y3 | x4 | y4 | x5 | y5 | x6 | y6 | x7 | y7 | x8 | y8 | x9 | y9 | x10 | y10
0 | 2700833.0977 | 1242786.381 | 2700835.2727 | 1242787.9534
1 | 2700833.0977 | 1242786.381 | 2700827.2757 | 1242782.1717
2 | 2700841.2101 | 1242792.2461 | 2700835.2727 | 1242787.9534
3 | 2700819.4897 | 1242776.5424 | 2700827.2757 | 1242782.1717
4 | 2700841.2101 | 1242792.2461 | 2700849.0693 | 1242799.0098
5 | 2700809.8488 | 1242769.5721 | 2700819.4897 | 1242776.5424
6 | 2700796.9671 | 1242760.2588 | 2700809.8488 | 1242769.5721
7 | 2700753.2424 | 1242804.0945 | 2700776.8261 | 1242783.8682 | 2700796.9671 | 1242760.2588
8 | 2700796.9671 | 1242760.2588 | 2700799.6748 | 1242757.0801 | 2700806.0593 | 1242750.1944 | 2700811.2722 | 1242746.8718
9 | 2700833.0687 | 1242683.7021 | 2700833.0687 | 1242683.7021 | 2700842.256 | 1242684.0585 | 2700855.2046 | 1242683.7449 | 2700862.5277 | 1242685.6931 | 2700865.578 | 1242687.4288
10 | 2700865.578 | 1242687.4288 | 2700882.0776 | 1242696.8178
11 | 2700906.7385 | 1242710.2524 | 2700890.8692 | 1242701.8206 | 2700882.0776 | 1242696.8178
12 | 2700906.7385 | 1242710.2524 | 2700902.1108 | 1242714.2991 | 2700890.9972 | 1242721.4045
13 | 2700906.7385 | 1242710.2524 | 2700934.8791 | 1242679.9854 | 2700947.6861 | 1242668.45
14 | 2700890.9972 | 1242721.4045 | 2700895.5172 | 1242731.6892
15 | 2700890.9972 | 1242721.4045 | 2700878.446 | 1242725.9168 | 2700867.0523 | 1242728.8476
16 | 2700947.6861 | 1242668.45 | 2700957.6581 | 1242659.5794 | 2700974.0457 | 1242647.3377 | 2700992.427 | 1242634.3516 | 2701002.1078 | 1242627.3444
17 | 2700947.6861 | 1242668.45 | 2700950.6891 | 1242672.8044
18 | 2701069.5996 | 1242414.8307 | 2701075.4848 | 1242425.7007
19 | 2701059.8828 | 1242396.8839 | 2701069.5996 | 1242414.8307
20 | 2701075.4848 | 1242425.7007 | 2701078.7379 | 1242431.7092
21 | 2701059.8828 | 1242396.8839 | 2701062.8718 | 1242384.3221
22 | 2701059.8828 | 1242396.8839 | 2701052.664 | 1242386.3068
23 | 2701081.1457 | 1242436.1563 | 2701078.7379 | 1242431.7092
24 | 2701048.0353 | 1242380.2491 | 2701049.9392 | 1242382.3145 | 2701052.664 | 1242386.3068
25 | 2701090.2194 | 1242452.9177 | 2701085.0759 | 1242443.4154 | 2701081.1457 | 1242436.1563
26 | 2701024.7109 | 1242359.9561 | 2701027.9258 | 1242362.1353 | 2701040.296 | 1242371.8534 | 2701048.0353 | 1242380.2491
27 | 2701093.4231 | 1242458.8365 | 2701090.2194 | 1242452.9177
28 | 2701162.2651 | 1242221.2191 | 2701139.6261 | 1242200.0131 | 2701131.4179 | 1242192.3222
29 | 2701176.4197 | 1242234.4778 | 2701162.2651 | 1242221.2191
30 | 2701131.4179 | 1242192.3222 | 2701126.342 | 1242187.5661 | 2701126.342 | 1242187.5661
31 | 2701176.6825 | 1242234.7501 | 2701176.4197 | 1242234.4778
32 | 2701024.7109 | 1242359.9561 | 2701018.4183 | 1242355.6908 | 2701003.5656 | 1242349.7128
33 | 2701077.4801 | 1242573.2277 | 2701050.7032 | 1242592.1666 | 2701038.1889 | 1242601.2263
34 | 2701077.4801 | 1242573.2277 | 2701088.1653 | 1242565.6702
35 | 2701030.9056 | 1242606.499 | 2701038.1889 | 1242601.2263
36 | 2701117.6653 | 1242544.8053 | 2701088.1653 | 1242565.6702
37 | 2701030.9056 | 1242606.499 | 2701023.0309 | 1242612.1998 | 2701020.255 | 1242614.2091
38 | 2701150.8259 | 1242518.182 | 2701142.6745 | 1242527.1166 | 2701117.6653 | 1242544.8053
39 | 2701010.7645 | 1242621.0785 | 2701020.255 | 1242614.2091
40 | 2701150.8259 | 1242518.182 | 2701140.0955 | 1242511.6496 | 2701125.7401 | 1242499.9961 | 2701121.4061 | 1242495.6995
41 | 2701150.8259 | 1242518.182 | 2701160.3875 | 1242520.5468 | 2701165.6261 | 1242521.346
42 | 2701010.7645 | 1242621.0785 | 2701009.8836 | 1242621.7161
43 | 2701111.8402 | 1242485.7919 | 2701114.3275 | 1242488.6818 | 2701121.4061 | 1242495.6995
44 | 2701103.4923 | 1242216.866 | 2701092.3387 | 1242217.3764
45 | 2701103.4923 | 1242216.866 | 2701108.0301 | 1242177.3668
46 | 2701092.3387 | 1242217.3764 | 2701076.9746 | 1242222.3608
47 | 2701108.0301 | 1242177.3668 | 2701108.1357 | 1242176.4474
48 | 2700978.5375 | 1242317.6534 | 2701076.9746 | 1242222.3608
49 | 2701108.1357 | 1242176.4474 | 2701108.8121 | 1242168.5676
50 | 2701108.1357 | 1242176.4474 | 2701120.0977 | 1242183.7527
51 | 2700963.9494 | 1242330.4445 | 2700978.5375 | 1242317.6534
52 | 2700959.5021 | 1242335.4171 | 2700963.9494 | 1242330.4445
53 | 2701109.4986 | 1242160.5701 | 2701108.8121 | 1242168.5676
54 | 2701126.342 | 1242187.5661 | 2701120.0977 | 1242183.7527
55 | 2701093.4231 | 1242458.8365 | 2701095.5552 | 1242462.7753
56 | 2700912.1199 | 1242812.0889 | 2700912.0584 | 1242802.3693 | 2700913.2261 | 1242784.8423 | 2700912.9132 | 1242778.3542 | 2700912.0377 | 1242772.0456 | 2700910.6016 | 1242767.1396 | 2700907.9637 | 1242759.9893 | 2700903.584 | 1242750.0308
57 | 2700912.1199 | 1242812.0889 | 2700917.5576 | 1243148.6961
58 | 2700899.1688 | 1242739.992 | 2700903.584 | 1242750.0308
59 | 2700917.5576 | 1243148.6961 | 2700906.1419 | 1243158.2898
60 | 2700895.5172 | 1242731.6892 | 2700899.1688 | 1242739.992
61 | 2700906.1419 | 1243158.2898 | 2700899.0892 | 1243164.2169
62 | 2700888.2221 | 1243173.3496 | 2700899.0892 | 1243164.2169
63 | 2700888.2221 | 1243173.3496 | 2700890.057 | 1243174.8042 | 2700893.6747 | 1243178.1127 | 2700896.269 | 1243180.7032 | 2700899.8665 | 1243184.3116 | 2700907.5937 | 1243192.238 | 2700910.2016 | 1243194.9177 | 2700916.0838 | 1243199.31 | 2700908.0502 | 1243210.2819 | 2700911.3524 | 1243212.5843 | 2700916.0895 | 1243215.8562
64 | 2700934.4649 | 1243205.7721 | 2700921.0903 | 1243215.1852 | 2700918.4852 | 1243216.3418 | 2700917.0948 | 1243216.307 | 2700916.0895 | 1243215.8562
65 | 2700620.6611 | 1242969.016 | 2700612.5174 | 1242976.5174 | 2700605.277 | 1242976.3946 | 2700579.4583 | 1242962.6683
66 | 2700558.673 | 1242949.9065 | 2700576.6935 | 1242961.1984 | 2700579.4583 | 1242962.6683
67 | 2700858.0199 | 1242731.171 | 2700848.9329 | 1242733.5085
68 | 2700841.7016 | 1242735.3686 | 2700848.9329 | 1242733.5085
69 | 2700858.8379 | 1242730.9606 | 2700858.0199 | 1242731.171
70 | 2700841.7016 | 1242735.3686 | 2700828.2074 | 1242738.8397 | 2700816.8666 | 1242743.306 | 2700811.2722 | 1242746.8718
71 | 2700858.8379 | 1242730.9606 | 2700865.2203 | 1242729.3189
72 | 2700867.0523 | 1242728.8476 | 2700865.2203 | 1242729.3189
73 | 2700753.2424 | 1242804.0945 | 2700728.0568 | 1242789.5558 | 2700726.743 | 1242782.7838 | 2700728.8838 | 1242778.4902
74 | 2700753.2424 | 1242804.0945 | 2700737.723 | 1242815.1173
75 | 2701099.6985 | 1242469.6761 | 2701096.9282 | 1242465.3119 | 2701095.5552 | 1242462.7753
76 | 2701099.6985 | 1242469.6761 | 2701104.5561 | 1242477.3288 | 2701106.7569 | 1242479.8858
77 | 2701110.5395 | 1242484.2807 | 2701106.7569 | 1242479.8858
78 | 2701111.8402 | 1242485.7919 | 2701110.5395 | 1242484.2807
79 | 2700728.8838 | 1242778.4902 | 2700732.6746 | 1242770.887
80 | 2700737.723 | 1242815.1173 | 2700731.1956 | 1242819.7434
81 | 2700737.723 | 1242815.1173 | 2700728.5626 | 1242807.4521
82 | 2700972.842 | 1242686.337 | 2700967.0693 | 1242679.6439 | 2700967.0693 | 1242679.6439
83 | 2700967.0693 | 1242679.6439 | 2700966.4481 | 1242679.3588
84 | 2700950.6891 | 1242672.8044 | 2700956.0943 | 1242674.6088 | 2700966.4481 | 1242679.3588
85 | 2701002.1078 | 1242627.3444 | 2701009.8836 | 1242621.7161
86 | 2700959.5021 | 1242335.4171 | 2700969.8556 | 1242340.1413 | 2700980.6671 | 1242343.2721
87 | 2701109.4986 | 1242160.5701 | 2701111.9127 | 1242132.4468
88 | 2701117.0064 | 1242081.5304 | 2701118.7113 | 1242071.2006
89 | 2701117.0064 | 1242081.5304 | 2701116.521 | 1242084.471
90 | 2701118.7113 | 1242071.2006 | 2701121.4233 | 1242054.7692 | 2701122.4932 | 1242051.3554
91 | 2701114.0599 | 1242107.4182 | 2701115.4955 | 1242090.6847 | 2701116.521 | 1242084.471
92 | 2701114.0599 | 1242107.4182 | 2701111.9663 | 1242131.8228 | 2701111.9127 | 1242132.4468
93 | 2700983.6558 | 1242343.9398 | 2700980.6671 | 1242343.2721 | 2700980.6671 | 1242343.2721
94 | 2700983.6558 | 1242343.9398 | 2700990.1501 | 1242345.3907 | 2700997.0994 | 1242347.1102 | 2701003.5656 | 1242349.7128
95 | 2700683.9441 | 1242836.9649 | 2700670.73 | 1242827.2787 | 2700670.0154 | 1242826.9455
96 | 2700683.9441 | 1242836.9649 | 2700688.8507 | 1242840.5615
97 | 2700670.0154 | 1242826.9455 | 2700665.4345 | 1242824.8092
98 | 2700698.4035 | 1242847.5638 | 2700688.8507 | 1242840.5615
99 | 2700665.4345 | 1242824.8092 | 2700665.4345 | 1242824.8092 | 2700663.4501 | 1242824.8625
100 | 2700704.1918 | 1242840.6011 | 2700698.4035 | 1242847.5638
101 | 2700659.1599 | 1242830.4704 | 2700660.3593 | 1242824.9455 | 2700663.4501 | 1242824.8625
102 | 2700731.1956 | 1242819.7434 | 2700717.3981 | 1242829.1053 | 2700704.1918 | 1242840.6011
103 | 2700704.1918 | 1242840.6011 | 2700713.5632 | 1242850.4676
104 | 2700659.1599 | 1242830.4704 | 2700658.8994 | 1242831.6703 | 2700657.6139 | 1242844.1581 | 2700655.2994 | 1242855.3608 | 2700651.852 | 1242868.7237 | 2700645.3946 | 1242882.1468 | 2700637.3821 | 1242893.6401
105 | 2700731.1956 | 1242819.7434 | 2700748.9064 | 1242841.7054 | 2700754.8653 | 1242844.2863
106 | 2700731.1956 | 1242819.7434 | 2700736.6548 | 1242821.9266 | 2700744.7619 | 1242821.7752 | 2700759.9024 | 1242817.4734 | 2700785.0753 | 1242794.4863
107 | 2700720.3908 | 1242857.6558 | 2700713.5632 | 1242850.4676
108 | 2700771.8751 | 1242842.0956 | 2700754.8653 | 1242844.2863
109 | 2700732.2407 | 1242850.3513 | 2700724.9747 | 1242857.0665 | 2700720.3908 | 1242857.6558
110 | 2700629.996 | 1242913.254 | 2700635.8792 | 1242895.7959 | 2700637.3821 | 1242893.6401
111 | 2700629.996 | 1242913.254 | 2700614.06 | 1242918.5506
112 | 2700614.06 | 1242918.5506 | 2700613.3958 | 1242918.7714
113 | 2700613.3958 | 1242918.7714 | 2700590.2708 | 1242926.4573 | 2700584.7749 | 1242930.0517
114 | 2700558.673 | 1242949.9065 | 2700571.4111 | 1242938.7916 | 2700584.7749 | 1242930.0517
115 | 2700558.673 | 1242949.9065 | 2700542.4814 | 1242975.119
116 | 2700558.673 | 1242949.9065 | 2700543.6213 | 1242945.6018
117 | 2700536.1389 | 1242984.995 | 2700537.1484 | 1242983.4232 | 2700542.4814 | 1242975.119
118 | 2700543.6213 | 1242945.6018 | 2700532.8253 | 1242942.5141
119 | 2700536.1389 | 1242984.995 | 2700525.0321 | 1243002.2889
120 | 2700532.389 | 1242942.3894 | 2700532.8253 | 1242942.5141
121 | 2700499.5822 | 1243041.9096 | 2700515.6863 | 1243016.8409 | 2700525.0321 | 1243002.2889
122 | 2700499.5822 | 1243041.9096 | 2700453.6282 | 1243301.9204

## bus_geodata
| x | y | coords
0 | 2700833.0977 | 1242786.381
1 | 2700835.2727 | 1242787.9534
2 | 2700827.2757 | 1242782.1717
3 | 2700841.2101 | 1242792.2461
4 | 2700819.4897 | 1242776.5424
5 | 2700849.0693 | 1242799.0098
6 | 2700809.8488 | 1242769.5721
7 | 2700796.9671 | 1242760.2588
8 | 2700833.0687 | 1242683.7021
9 | 2700865.578 | 1242687.4288
10 | 2700882.0776 | 1242696.8178
11 | 2700906.7385 | 1242710.2524
12 | 2700890.9972 | 1242721.4045
13 | 2700947.6861 | 1242668.45
14 | 2701069.5996 | 1242414.8307
15 | 2701075.4848 | 1242425.7007
16 | 2701059.8828 | 1242396.8839
17 | 2701078.7379 | 1242431.7092
18 | 2701062.8718 | 1242384.3221
19 | 2701052.664 | 1242386.3068
20 | 2701081.1457 | 1242436.1563
21 | 2701048.0353 | 1242380.2491
22 | 2701090.2194 | 1242452.9177
23 | 2701162.2651 | 1242221.2191
24 | 2701131.4179 | 1242192.3222
25 | 2701176.4196 | 1242234.4778
26 | 2701176.6825 | 1242234.7501
27 | 2701024.7109 | 1242359.9561
28 | 2701077.4801 | 1242573.2277
29 | 2701038.1889 | 1242601.2263
30 | 2701088.1653 | 1242565.6702
31 | 2701030.9056 | 1242606.499
32 | 2701117.6653 | 1242544.8053
33 | 2701020.255 | 1242614.2091
34 | 2701150.8259 | 1242518.182
35 | 2701010.7645 | 1242621.0785
36 | 2701121.4061 | 1242495.6995
37 | 2701165.6261 | 1242521.346
38 | 2701103.4923 | 1242216.866
39 | 2701092.3387 | 1242217.3764
40 | 2701108.0301 | 1242177.3668
41 | 2701076.9746 | 1242222.3608
42 | 2701108.1357 | 1242176.4474
43 | 2700978.5375 | 1242317.6534
44 | 2700963.9494 | 1242330.4445
45 | 2701108.8121 | 1242168.5676
46 | 2701120.0977 | 1242183.7527
47 | 2701093.4231 | 1242458.8365
48 | 2700912.1199 | 1242812.0889
49 | 2700903.584 | 1242750.0308
50 | 2700917.5576 | 1243148.6961
51 | 2700899.1688 | 1242739.992
52 | 2700906.1419 | 1243158.2898
53 | 2700895.5172 | 1242731.6892
54 | 2700888.2221 | 1243173.3496
55 | 2700899.0892 | 1243164.2169
56 | 2700916.0895 | 1243215.8562
57 | 2700934.4649 | 1243205.7721
58 | 2700620.6611 | 1242969.016
59 | 2700579.4583 | 1242962.6683
60 | 2700848.9329 | 1242733.5085
61 | 2700858.0199 | 1242731.171
62 | 2700841.7016 | 1242735.3686
63 | 2700858.8379 | 1242730.9606
64 | 2700811.2722 | 1242746.8718
65 | 2700865.2203 | 1242729.3189
66 | 2700867.0523 | 1242728.8476
67 | 2700753.2424 | 1242804.0945
68 | 2701095.5552 | 1242462.7753
69 | 2701099.6985 | 1242469.6761
70 | 2701106.7569 | 1242479.8858
71 | 2701110.5395 | 1242484.2807
72 | 2701111.8402 | 1242485.7919
73 | 2700728.8838 | 1242778.4902
74 | 2700737.723 | 1242815.1173
75 | 2700972.842 | 1242686.337
76 | 2700967.0693 | 1242679.6438
77 | 2700966.4481 | 1242679.3588
78 | 2700950.6891 | 1242672.8044
79 | 2701002.1078 | 1242627.3444
80 | 2700959.5021 | 1242335.4171
81 | 2701126.342 | 1242187.5661
82 | 2701109.4986 | 1242160.5701
83 | 2701117.0064 | 1242081.5304
84 | 2701118.7113 | 1242071.2006
85 | 2701116.521 | 1242084.471
86 | 2701122.4932 | 1242051.3554
87 | 2701114.0599 | 1242107.4182
88 | 2701111.9127 | 1242132.4468
89 | 2700980.6671 | 1242343.2721
90 | 2700983.6558 | 1242343.9398
91 | 2701003.5656 | 1242349.7128
92 | 2701009.8836 | 1242621.7161
93 | 2700683.9441 | 1242836.9649
94 | 2700670.0154 | 1242826.9455
95 | 2700688.8507 | 1242840.5615
96 | 2700665.4345 | 1242824.8092
97 | 2700698.4035 | 1242847.5638
98 | 2700663.4501 | 1242824.8625
99 | 2700704.1918 | 1242840.6011
100 | 2700659.1599 | 1242830.4704
101 | 2700731.1956 | 1242819.7434
102 | 2700713.5632 | 1242850.4676
103 | 2700728.5626 | 1242807.4521
104 | 2700754.8653 | 1242844.2863
105 | 2700785.0753 | 1242794.4863
106 | 2700771.8751 | 1242842.0956
107 | 2700732.6746 | 1242770.887
108 | 2700720.3908 | 1242857.6558
109 | 2700732.2407 | 1242850.3513
110 | 2700637.3821 | 1242893.6401
111 | 2700629.996 | 1242913.254
112 | 2700614.06 | 1242918.5506
113 | 2700613.3958 | 1242918.7714
114 | 2700584.7749 | 1242930.0517
115 | 2700558.673 | 1242949.9065
116 | 2700542.4814 | 1242975.119
117 | 2700543.6213 | 1242945.6018
118 | 2700536.1389 | 1242984.995
119 | 2700532.8253 | 1242942.5141
120 | 2700525.0321 | 1243002.2889
121 | 2700532.389 | 1242942.3894
122 | 2700499.5822 | 1243041.9096
123 | 2700453.6282 | 1243301.9204
124 | 2700906.7385 | 1242710.2524

## line_std_types
| c_nf_per_km | r_ohm_per_km | x_ohm_per_km | max_i_ka | type | q_mm2 | alpha | voltage_rating
NAYY 4x50 SE | 210 | 0.642 | 0.083 | 0.142 | cs | 50 | 0.00403 | LV
NAYY 4x120 SE | 264 | 0.225 | 0.08 | 0.242 | cs | 120 | 0.00403 | LV
NAYY 4x150 SE | 261 | 0.208 | 0.08 | 0.27 | cs | 150 | 0.00403 | LV
NA2XS2Y 1x95 RM/25 12/20 kV | 216 | 0.313 | 0.132 | 0.252 | cs | 95 | 0.00403 | MV
NA2XS2Y 1x185 RM/25 12/20 kV | 273 | 0.161 | 0.117 | 0.362 | cs | 185 | 0.00403 | MV
NA2XS2Y 1x240 RM/25 12/20 kV | 304 | 0.122 | 0.112 | 0.421 | cs | 240 | 0.00403 | MV
NA2XS2Y 1x95 RM/25 6/10 kV | 315 | 0.313 | 0.123 | 0.249 | cs | 95 | 0.00403 | MV
NA2XS2Y 1x185 RM/25 6/10 kV | 406 | 0.161 | 0.11 | 0.358 | cs | 185 | 0.00403 | MV
NA2XS2Y 1x240 RM/25 6/10 kV | 456 | 0.122 | 0.105 | 0.416 | cs | 240 | 0.00403 | MV
NA2XS2Y 1x150 RM/25 12/20 kV | 250 | 0.206 | 0.116 | 0.319 | cs | 150 | 0.00403 | MV
NA2XS2Y 1x120 RM/25 12/20 kV | 230 | 0.253 | 0.119 | 0.283 | cs | 120 | 0.00403 | MV
NA2XS2Y 1x70 RM/25 12/20 kV | 190 | 0.443 | 0.132 | 0.22 | cs | 70 | 0.00403 | MV
NA2XS2Y 1x150 RM/25 6/10 kV | 360 | 0.206 | 0.11 | 0.315 | cs | 150 | 0.00403 | MV
NA2XS2Y 1x120 RM/25 6/10 kV | 340 | 0.253 | 0.113 | 0.28 | cs | 120 | 0.00403 | MV
NA2XS2Y 1x70 RM/25 6/10 kV | 280 | 0.443 | 0.123 | 0.217 | cs | 70 | 0.00403 | MV
N2XS(FL)2Y 1x120 RM/35 64/110 kV | 112 | 0.153 | 0.166 | 0.366 | cs | 120 | 0.00393 | HV
N2XS(FL)2Y 1x185 RM/35 64/110 kV | 125 | 0.099 | 0.156 | 0.457 | cs | 185 | 0.00393 | HV
N2XS(FL)2Y 1x240 RM/35 64/110 kV | 135 | 0.075 | 0.149 | 0.526 | cs | 240 | 0.00393 | HV
N2XS(FL)2Y 1x300 RM/35 64/110 kV | 144 | 0.06 | 0.144 | 0.588 | cs | 300 | 0.00393 | HV
15-AL1/3-ST1A 0.4 | 11 | 1.8769 | 0.35 | 0.105 | ol | 16 | 0.00403 | LV
24-AL1/4-ST1A 0.4 | 11.25 | 1.2012 | 0.335 | 0.14 | ol | 24 | 0.00403 | LV
48-AL1/8-ST1A 0.4 | 12.2 | 0.5939 | 0.3 | 0.21 | ol | 48 | 0.00403 | LV
94-AL1/15-ST1A 0.4 | 13.2 | 0.306 | 0.29 | 0.35 | ol | 94 | 0.00403 | LV
34-AL1/6-ST1A 10.0 | 9.7 | 0.8342 | 0.36 | 0.17 | ol | 34 | 0.00403 | MV
48-AL1/8-ST1A 10.0 | 10.1 | 0.5939 | 0.35 | 0.21 | ol | 48 | 0.00403 | MV
70-AL1/11-ST1A 10.0 | 10.4 | 0.4132 | 0.339 | 0.29 | ol | 70 | 0.00403 | MV
94-AL1/15-ST1A 10.0 | 10.75 | 0.306 | 0.33 | 0.35 | ol | 94 | 0.00403 | MV
122-AL1/20-ST1A 10.0 | 11.1 | 0.2376 | 0.323 | 0.41 | ol | 122 | 0.00403 | MV
149-AL1/24-ST1A 10.0 | 11.25 | 0.194 | 0.315 | 0.47 | ol | 149 | 0.00403 | MV
34-AL1/6-ST1A 20.0 | 9.15 | 0.8342 | 0.382 | 0.17 | ol | 34 | 0.00403 | MV
48-AL1/8-ST1A 20.0 | 9.5 | 0.5939 | 0.372 | 0.21 | ol | 48 | 0.00403 | MV
70-AL1/11-ST1A 20.0 | 9.7 | 0.4132 | 0.36 | 0.29 | ol | 70 | 0.00403 | MV
94-AL1/15-ST1A 20.0 | 10 | 0.306 | 0.35 | 0.35 | ol | 94 | 0.00403 | MV
122-AL1/20-ST1A 20.0 | 10.3 | 0.2376 | 0.344 | 0.41 | ol | 122 | 0.00403 | MV
149-AL1/24-ST1A 20.0 | 10.5 | 0.194 | 0.337 | 0.47 | ol | 149 | 0.00403 | MV
184-AL1/30-ST1A 20.0 | 10.75 | 0.1571 | 0.33 | 0.535 | ol | 184 | 0.00403 | MV
243-AL1/39-ST1A 20.0 | 11 | 0.1188 | 0.32 | 0.645 | ol | 243 | 0.00403 | MV
48-AL1/8-ST1A 110.0 | 8 | 0.5939 | 0.46 | 0.21 | ol | 48 | 0.00403 | HV
70-AL1/11-ST1A 110.0 | 8.4 | 0.4132 | 0.45 | 0.29 | ol | 70 | 0.00403 | HV
94-AL1/15-ST1A 110.0 | 8.65 | 0.306 | 0.44 | 0.35 | ol | 94 | 0.00403 | HV
122-AL1/20-ST1A 110.0 | 8.5 | 0.2376 | 0.43 | 0.41 | ol | 122 | 0.00403 | HV
149-AL1/24-ST1A 110.0 | 8.75 | 0.194 | 0.41 | 0.47 | ol | 149 | 0.00403 | HV
184-AL1/30-ST1A 110.0 | 8.8 | 0.1571 | 0.4 | 0.535 | ol | 184 | 0.00403 | HV
243-AL1/39-ST1A 110.0 | 9 | 0.1188 | 0.39 | 0.645 | ol | 243 | 0.00403 | HV
305-AL1/39-ST1A 110.0 | 9.2 | 0.0949 | 0.38 | 0.74 | ol | 305 | 0.00403 | HV
490-AL1/64-ST1A 110.0 | 9.75 | 0.059 | 0.37 | 0.96 | ol | 490 | 0.00403 | HV
679-AL1/86-ST1A 110.0 | 9.95 | 0.042 | 0.36 | 1.15 | ol | 679 | 0.00403 | HV
490-AL1/64-ST1A 220.0 | 10 | 0.059 | 0.285 | 0.96 | ol | 490 | 0.00403 | HV
679-AL1/86-ST1A 220.0 | 11.7 | 0.042 | 0.275 | 1.15 | ol | 679 | 0.00403 | HV
490-AL1/64-ST1A 380.0 | 11 | 0.059 | 0.253 | 0.96 | ol | 490 | 0.00403 | HV
679-AL1/86-ST1A 380.0 | 14.6 | 0.042 | 0.25 | 1.15 | ol | 679 | 0.00403 | HV

## trafo_std_types
| i0_percent | pfe_kw | vkr_percent | sn_mva | vn_lv_kv | vn_hv_kv | vk_percent | shift_degree | vector_group | tap_side | tap_neutral | tap_min | tap_max | tap_step_degree | tap_step_percent | tap_phase_shifter
160 MVA 380/110 kV | 0.06 | 60 | 0.25 | 160 | 110 | 380 | 12.2 | 0 | Yy0 | hv | 0 | -9 | 9 | 0 | 1.5 | FALSE
100 MVA 220/110 kV | 0.06 | 55 | 0.26 | 100 | 110 | 220 | 12 | 0 | Yy0 | hv | 0 | -9 | 9 | 0 | 1.5 | FALSE
63 MVA 110/20 kV | 0.04 | 22 | 0.32 | 63 | 20 | 110 | 18 | 150 | YNd5 | hv | 0 | -9 | 9 | 0 | 1.5 | FALSE
40 MVA 110/20 kV | 0.05 | 18 | 0.34 | 40 | 20 | 110 | 16.2 | 150 | YNd5 | hv | 0 | -9 | 9 | 0 | 1.5 | FALSE
25 MVA 110/20 kV | 0.07 | 14 | 0.41 | 25 | 20 | 110 | 12 | 150 | YNd5 | hv | 0 | -9 | 9 | 0 | 1.5 | FALSE
63 MVA 110/10 kV | 0.04 | 22 | 0.32 | 63 | 10 | 110 | 18 | 150 | YNd5 | hv | 0 | -9 | 9 | 0 | 1.5 | FALSE
40 MVA 110/10 kV | 0.05 | 18 | 0.34 | 40 | 10 | 110 | 16.2 | 150 | YNd5 | hv | 0 | -9 | 9 | 0 | 1.5 | FALSE
25 MVA 110/10 kV | 0.07 | 14 | 0.41 | 25 | 10 | 110 | 12 | 150 | YNd5 | hv | 0 | -9 | 9 | 0 | 1.5 | FALSE
0.25 MVA 20/0.4 kV | 0.32 | 0.8 | 1.44 | 0.25 | 0.4 | 20 | 6 | 150 | Yzn5 | hv | 0 | -2 | 2 | 0 | 2.5 | FALSE
0.4 MVA 20/0.4 kV | 0.3375 | 1.35 | 1.425 | 0.4 | 0.4 | 20 | 6 | 150 | Dyn5 | hv | 0 | -2 | 2 | 0 | 2.5 | FALSE
0.63 MVA 20/0.4 kV | 0.2619 | 1.65 | 1.206 | 0.63 | 0.4 | 20 | 6 | 150 | Dyn5 | hv | 0 | -2 | 2 | 0 | 2.5 | FALSE
0.25 MVA 10/0.4 kV | 0.24 | 0.6 | 1.2 | 0.25 | 0.4 | 10 | 4 | 150 | Dyn5 | hv | 0 | -2 | 2 | 0 | 2.5 | FALSE
0.4 MVA 10/0.4 kV | 0.2375 | 0.95 | 1.325 | 0.4 | 0.4 | 10 | 4 | 150 | Dyn5 | hv | 0 | -2 | 2 | 0 | 2.5 | FALSE
0.63 MVA 10/0.4 kV | 0.1873 | 1.18 | 1.0794 | 0.63 | 0.4 | 10 | 4 | 150 | Dyn5 | hv | 0 | -2 | 2 | 0 | 2.5 | FALSE

## trafo3w_std_types
| sn_hv_mva | sn_mv_mva | sn_lv_mva | vn_hv_kv | vn_mv_kv | vn_lv_kv | vk_hv_percent | vk_mv_percent | vk_lv_percent | vkr_hv_percent | vkr_mv_percent | vkr_lv_percent | pfe_kw | i0_percent | shift_mv_degree | shift_lv_degree | vector_group | tap_side | tap_neutral | tap_min | tap_max | tap_step_percent
63/25/38 MVA 110/20/10 kV | 63 | 25 | 38 | 110 | 20 | 10 | 10.4 | 10.4 | 10.4 | 0.28 | 0.32 | 0.35 | 35 | 0.89 | 0 | 0 | YN0yn0yn0 | hv | 0 | -10 | 10 | 1.2
63/25/38 MVA 110/10/10 kV | 63 | 25 | 38 | 110 | 10 | 10 | 10.4 | 10.4 | 10.4 | 0.28 | 0.32 | 0.35 | 35 | 0.89 | 0 | 0 | YN0yn0yn0 | hv | 0 | -10 | 10 | 1.2

## fuse_std_types
| fuse_type | i_rated_a | t_avg | t_min | t_total | x_avg | x_min | x_total
HV 100A | HV 100A | 100 | 0 | [10.0, 3.64, 0.854, 0.281, 0.1, 0.0531, 0.022, 0.01] | [10.0, 4.267, 1.21, 0.403, 0.1, 0.058, 0.022, 0.01] | 0 | [300.0, 350.0, 450.0, 550.0, 700.0, 850.0, 1200.0, 1752.0] | [600.0, 700.0, 900.0, 1150.0, 1665.0, 2000.0, 3000.0, 4313.0]
HV 10A | HV 10A | 10 | 0 | [10.0, 1675.0, 0.344, 0.156, 0.1, 0.0417, 0.0171, 0.01] | [10.0, 1.3, 0.3, 0.155, 0.1, 0.0555, 0.023, 0.01] | 0 | [30.0, 32.0, 35.0, 37.0, 39.0, 50.0, 70.0, 88.0] | [60.0, 70.0, 80.0, 87.0, 94.0, 110.0, 150.0, 216.0]
HV 125A | HV 125A | 125 | 0 | [10.0, 1.82, 0.344, 0.1, 0.0467, 0.0269, 0.01] | [10.0, 2.478, 0.426, 0.1, 0.0427, 0.0211, 0.01] | 0 | [375.0, 500.0, 700.0, 925.0, 1200.0, 1500.0, 2341.0] | [750.0, 1000.0, 1500.0, 2200.0, 3000.0, 4000.0, 5765.0]
HV 160A | HV 160A | 160 | 0 | [10.0, 4.15, 1.03, 0.198, 0.1, 0.051, 0.0172, 0.01] | [10.0, 2.3, 0.734, 0.274, 0.1, 0.046, 0.0177, 0.01] | 0 | [480.0, 550.0, 700.0, 1000.0, 1260.0, 1600.0, 2500.0, 3227.0] | [960.0, 1300.0, 1700.0, 2200.0, 2996.0, 4000.0, 6000.0, 7946.0]
HV 16A | HV 16A | 16 | 0 | [10.0, 0.352, 0.164, 0.1, 0.0649, 0.0342, 0.01] | [10.0, 2.34, 0.722, 0.181, 0.1, 0.055, 0.0296, 0.01] | 0 | [48.0, 60.0, 65.0, 71.0, 80.0, 100.0, 162.0] | [96.0, 110.0, 125.0, 150.0, 168.0, 200.0, 250.0, 398.0]
HV 200A | HV 200A | 200 | 0 | [10.0, 4.267, 1.21, 0.403, 0.1, 0.058, 0.022, 0.01] | [10.0, 3.73, 1.654, 0.328, 0.1, 0.0531, 0.019, 0.01] | 0 | [600.0, 700.0, 900.0, 1150.0, 1665.0, 2000.0, 3000.0, 4313.0] | [1200.0, 1500.0, 1800.0, 2700.0, 3960.0, 5000.0, 7500.0, 10620.0]
HV 20A | HV 20A | 20 | 0 | [10.0, 1.3, 0.3, 0.155, 0.1, 0.0555, 0.023, 0.01] | [10.0, 1.3, 0.161, 0.1, 0.0611, 0.0399, 0.0141, 0.01] | 0 | [60.0, 70.0, 80.0, 87.0, 94.0, 110.0, 150.0, 216.0] | [120.0, 150.0, 200.0, 223.0, 260.0, 300.0, 450.0, 532.0]
HV 25A | HV 25A | 25 | 0 | [10.0, 2.512, 0.833, 0.299, 0.1, 0.0372, 0.0223, 0.01] | [10.0, 3.125, 0.597, 0.198, 0.1, 0.0378, 0.022, 0.01] | 0 | [75.0, 82.0, 90.0, 100.0, 124.0, 170.0, 200.0, 289.0] | [150.0, 170.0, 210.0, 250.0, 294.0, 400.0, 500.0, 711.0]
HV 31.5A | HV 31.5A | 31.5 | 0 | [10.0, 2.34, 0.722, 0.181, 0.1, 0.055, 0.0296, 0.01] | [10.0, 2.84, 0.368, 0.164, 0.1, 0.0621, 0.0378, 0.0195, 0.01] | 0 | [95.0, 110.0, 125.0, 150.0, 165.0, 200.0, 250.0, 390.0] | [189.0, 220.0, 300.0, 350.0, 393.0, 450.0, 530.0, 700.0, 960.0]
HV 40A | HV 40A | 40 | 0 | [10.0, 1.3, 0.161, 0.1, 0.0611, 0.0399, 0.0141, 0.01] | [10.0, 2.05, 0.369, 0.198, 0.1, 0.051, 0.0298, 0.01] | 0 | [120.0, 150.0, 200.0, 223.0, 260.0, 300.0, 450.0, 532.0] | [240.0, 300.0, 400.0, 450.0, 530.0, 650.0, 800.0, 1311.0]
HV 50A | HV 50A | 50 | 0 | [10.0, 3.215, 0.597, 0.198, 0.1, 0.0378, 0.022, 0.01] | [10.0, 3.64, 0.854, 0.281, 0.1, 0.0531, 0.022, 0.01] | 0 | [150.0, 170.0, 210.0, 250.0, 294.0, 400.0, 500.0, 711.0] | [300.0, 350.0, 450.0, 550.0, 700.0, 850.0, 1200.0, 1752.0]
HV 6.3A | HV 6.3A | 6.3 | 0 | [10.0, 1.39, 0.344, 0.168, 0.1, 0.056, 0.0263, 0.01] | [10.0, 1.711, 0.516, 0.198, 0.1, 0.0634, 0.0303, 0.01] | 0 | [19.0, 19.5, 20.4, 20.8, 22.0, 25.0, 32.0, 48.0] | [38.0, 40.0, 43.0, 48.0, 53.0, 60.0, 75.0, 118.0]
HV 63A | HV 63A | 63 | 0 | [10.0, 2.84, 0.368, 0.164, 0.1, 0.0621, 0.0378, 0.0195, 0.01] | [10.0, 1.82, 0.344, 0.1, 0.0467, 0.0269, 0.01] | 0 | [189.0, 220.0, 300.0, 350.0, 393.0, 450.0, 530.0, 700.0, 961.0] | [378.0, 500.0, 700.0, 934.0, 1200.0, 1500.0, 2366.0]
HV 80A | HV 80A | 80 | 0 | [10.0, 2.05, 0.369, 0.198, 0.1, 0.051, 0.0298, 0.01] | [10.0, 4.15, 1.03, 0.198, 0.1, 0.051, 0.0172, 0.01] | 0 | [240.0, 300.0, 400.0, 450.0, 530.0, 650.0, 800.0, 1311.0] | [480.0, 550.0, 700.0, 1000.0, 1260.0, 1600.0, 2500.0, 3227.0]
Siemens NH-1-100 | Siemens NH-1-100 | 100 | [5400.0, 2000.0, 400.0, 20.0, 1.0, 0.2, 0.012, 0.004] | 0 | 0 | [150.0, 190.0, 250.0, 430.0, 900.0, 1250.0, 2700.0, 3600.0] | 0 | 0
Siemens NH-1-125 | Siemens NH-1-125 | 125 | [4800.0, 120.0, 7.0, 0.1, 0.004] | 0 | 0 | [180.0, 400.0, 740.0, 2000.0, 4250.0] | 0 | 0
Siemens NH-1-16 | Siemens NH-1-16 | 16 | [4000.0, 400.0, 2.0, 0.1, 0.04, 0.01] | 0 | 0 | [26.0, 35.0, 75.0, 150.0, 200.0, 300.0] | 0 | 0
Siemens NH-1-160 | Siemens NH-1-160 | 160 | [4800.0, 120.0, 7.0, 0.1, 0.004] | 0 | 0 | [210.0, 500.0, 900.0, 2300.0, 5000.0] | 0 | 0
Siemens NH-1-25 | Siemens NH-1-25 | 25 | [4000.0, 1000.0, 10.0, 0.2, 0.02, 0.01] | 0 | 0 | [40.0, 50.0, 100.0, 210.0, 400.0, 500.0] | 0 | 0
Siemens NH-1-50 | Siemens NH-1-50 | 50 | [4000.0, 40.0, 4.0, 1.0, 0.02, 0.01] | 0 | 0 | [86.0, 200.0, 300.0, 400.0, 1000.0, 1280.0] | 0 | 0
Siemens NH-1-63 | Siemens NH-1-63 | 63 | [4000.0, 100.0, 10.0, 2.0, 0.04, 0.01] | 0 | 0 | [100.0, 200.0, 300.0, 400.0, 1000.0, 1500.0] | 0 | 0
Siemens NH-1-80 | Siemens NH-1-80 | 80 | [4800.0, 120.0, 7.0, 0.1, 0.01] | 0 | 0 | [150.58, 250.0, 450.0, 1150.0, 2470.0] | 0 | 0
Siemens NH-2-1000 | Siemens NH-2-1000 | 1000 | [4800.0, 120.0, 7.0, 0.1, 0.004] | 0 | 0 | [1900.0, 3500.0, 8400.0, 24000.0, 52000.0] | 0 | 0
Siemens NH-2-200 | Siemens NH-2-200 | 200 | [4800.0, 120.0, 7.0, 0.1, 0.004] | 0 | 0 | [280.0, 650.0, 1200.0, 3000.0, 7000.0] | 0 | 0
Siemens NH-2-224 | Siemens NH-2-224 | 224 | [4800.0, 120.0, 7.0, 0.2, 0.04, 0.004] | 0 | 0 | [400.0, 750.0, 1453.0, 3025.0, 4315.0, 7600.0] | 0 | 0
Siemens NH-2-250 | Siemens NH-2-250 | 250 | [4800.0, 120.0, 7.0, 0.1, 0.004] | 0 | 0 | [450.0, 800.0, 1650.0, 4000.0, 8500.0] | 0 | 0
Siemens NH-2-315 | Siemens NH-2-315 | 315 | [4800.0, 120.0, 7.0, 0.1, 0.004] | 0 | 0 | [550.0, 920.0, 1900.0, 5000.0, 11000.0] | 0 | 0
Siemens NH-2-355 | Siemens NH-2-355 | 355 | [4800.0, 120.0, 6.0, 0.1, 0.004] | 0 | 0 | [650.0, 1116.27, 2350.0, 5840.0, 12790.0] | 0 | 0
Siemens NH-2-400 | Siemens NH-2-400 | 400 | [4800.0, 120.0, 7.0, 0.1, 0.004] | 0 | 0 | [720.0, 1350.0, 2800.0, 6500.0, 15000.0] | 0 | 0
Siemens NH-2-425 | Siemens NH-2-425 | 425 | [4800.0, 120.0, 7.0, 0.1, 0.004] | 0 | 0 | [850.0, 1500.0, 3050.0, 7500.0, 16500.0] | 0 | 0
Siemens NH-2-630 | Siemens NH-2-630 | 630 | [4800.0, 120.0, 7.0, 0.1, 0.004] | 0 | 0 | [1200.0, 2000.0, 4800.0, 12000.0, 26000.0] | 0 | 0

## res_bus
| vm_pu | va_degree | p_mw | q_mvar
0 | 0.99125 | -0.16782 | 0.0020927 | 0.00052447
1 | 0.99124 | -0.16794 | 0.0014928 | 0.00037413
2 | 0.99128 | -0.16723 | 0.0014063 | 0.00035246
3 | 0.99123 | -0.16808 | 0 | 0
4 | 0.99133 | -0.16621 | 0.0014158 | 0.00035483
5 | 0.99122 | -0.16827 | 0.0010324 | 0.00025876
6 | 0.99141 | -0.16464 | 0.001313 | 0.00032906
7 | 0.99154 | -0.16217 | 0 | 0
8 | 0.99978 | -0.0042724 | 0.0040647 | 0.0010187
9 | 0.9999 | -0.0019168 | 0.0017264 | 0.00043268
10 | 1 | 0 | -0.11933 | -0.029965
11 | 0.99714 | -0.054332 | 0 | 0
12 | 0.99607 | -0.074848 | 0 | 0
13 | 0.99445 | -0.10584 | 0 | 0
14 | 0.98201 | -0.34656 | 0.00043672 | 0.00010945
15 | 0.98219 | -0.34289 | 0.00097424 | 0.00024417
16 | 0.98171 | -0.35247 | 0 | 0
17 | 0.9823 | -0.34074 | 0.00069799 | 0.00017493
18 | 0.98169 | -0.35269 | 0.00096177 | 0.00024104
19 | 0.98153 | -0.35595 | 0.00022881 | 5.7345e-05
20 | 0.98239 | -0.33909 | 0.0035187 | 0.00088187
21 | 0.98142 | -0.358 | 0.00069674 | 0.00017462
22 | 0.98277 | -0.33164 | 0.0016132 | 0.00040431
23 | 0.97939 | -0.39784 | 9.1539e-05 | 2.2942e-05
24 | 0.97941 | -0.39758 | 0.0004493 | 0.00011261
25 | 0.97939 | -0.39793 | 0 | 0
26 | 0.97939 | -0.39793 | 0.00024294 | 6.0886e-05
27 | 0.98102 | -0.36593 | 0.0015609 | 0.0003912
28 | 0.98749 | -0.23978 | 0.0049049 | 0.0012293
29 | 0.9895 | -0.20087 | 0.0010058 | 0.00025207
30 | 0.987 | -0.24921 | 0.0097381 | 0.0024406
31 | 0.98988 | -0.19348 | 0.00039697 | 9.9489e-05
32 | 0.98599 | -0.26899 | 0.0030013 | 0.00075219
33 | 0.99045 | -0.18258 | 0.00028846 | 7.2295e-05
34 | 0.9849 | -0.29012 | 0 | 0
35 | 0.99096 | -0.17282 | 0.00038642 | 9.6846e-05
36 | 0.98398 | -0.30797 | 0.0008564 | 0.00021463
37 | 0.98489 | -0.29036 | 0.00085353 | 0.00021391
38 | 0.97958 | -0.39412 | 0 | 0
39 | 0.97962 | -0.39331 | 0.00031307 | 7.8462e-05
40 | 0.97944 | -0.397 | 0.00028988 | 7.265e-05
41 | 0.97969 | -0.39205 | 0.00021022 | 5.2685e-05
42 | 0.97943 | -0.39706 | 0 | 0
43 | 0.98026 | -0.38083 | 0.00061238 | 0.00015348
44 | 0.98035 | -0.37902 | 0 | 0
45 | 0.97942 | -0.39743 | 0.00014768 | 3.7013e-05
46 | 0.97942 | -0.39736 | 0.0001894 | 4.7467e-05
47 | 0.98291 | -0.32882 | 0.00045777 | 0.00011473
48 | 0.99552 | -0.085646 | 0.0019514 | 0.00048907
49 | 0.99587 | -0.078881 | 0.00075605 | 0.00018948
50 | 0.99427 | -0.10981 | 0.00073761 | 0.00018486
51 | 0.99593 | -0.077572 | 0.00084542 | 0.00021188
52 | 0.99422 | -0.11069 | 0.00075 | 0.00018797
53 | 0.996 | -0.076355 | 0 | 0
54 | 0.99418 | -0.11157 | 0 | 0
55 | 0.9942 | -0.11111 | 0.00072909 | 0.00018273
56 | 0.99407 | -0.11358 | 0 | 0
57 | 0.99404 | -0.11429 | 0.0018504 | 0.00046375
58 | 0.98501 | -0.28899 | 0.00094509 | 0.00023686
59 | 0.98505 | -0.28818 | 0.00077478 | 0.00019418
60 | 0.99402 | -0.11439 | 0.000648 | 0.0001624
61 | 0.99443 | -0.10649 | 0.001774 | 0.00044461
62 | 0.99369 | -0.12059 | 0.0018241 | 0.00045717
63 | 0.99446 | -0.10575 | 0.00062625 | 0.00015695
64 | 0.99233 | -0.14681 | 0.0013698 | 0.0003433
65 | 0.99477 | -0.099927 | 0.0011826 | 0.00029638
66 | 0.99486 | -0.098217 | 0.0015947 | 0.00039966
67 | 0.98954 | -0.2009 | 0 | 0
68 | 0.98301 | -0.3269 | 0.00042937 | 0.00010761
69 | 0.98319 | -0.3234 | 0.00037967 | 9.5154e-05
70 | 0.98347 | -0.3179 | 0.00043407 | 0.00010879
71 | 0.98361 | -0.3153 | 0.00044602 | 0.00011178
72 | 0.98365 | -0.31438 | 0.00045228 | 0.00011335
73 | 0.98927 | -0.20604 | 0.0033669 | 0.00084383
74 | 0.98905 | -0.21039 | 0 | 0
75 | 0.99439 | -0.10692 | 0.0014686 | 0.00036807
76 | 0.9944 | -0.10669 | 0.00032763 | 8.2112e-05
77 | 0.9944 | -0.10667 | 0.00030438 | 7.6286e-05
78 | 0.99444 | -0.10604 | 0 | 0
79 | 0.99143 | -0.16376 | 0.00013527 | 3.3902e-05
80 | 0.98038 | -0.37841 | 0 | 0
81 | 0.97941 | -0.39748 | 0.00016836 | 4.2194e-05
82 | 0.9794 | -0.39778 | 0.00018737 | 4.696e-05
83 | 0.97931 | -0.39949 | 0.0001472 | 3.6891e-05
84 | 0.97931 | -0.39954 | 0.00015205 | 3.8108e-05
85 | 0.97931 | -0.39947 | 0.00018928 | 4.7439e-05
86 | 0.97931 | -0.39958 | 0.00010793 | 2.705e-05
87 | 0.97932 | -0.39922 | 6.5783e-05 | 1.6487e-05
88 | 0.97934 | -0.39892 | 0.0015501 | 0.0003885
89 | 0.98049 | -0.3763 | 0.0023664 | 0.00059308
90 | 0.98051 | -0.37588 | 0.0046684 | 0.00117
91 | 0.98074 | -0.3713 | 0.00038823 | 9.73e-05
92 | 0.991 | -0.17191 | 0.00057576 | 0.0001443
93 | 0.98761 | -0.23828 | 0.0020115 | 0.00050414
94 | 0.98735 | -0.24343 | 0.00067634 | 0.00016951
95 | 0.98772 | -0.23624 | 0.0012102 | 0.0003033
96 | 0.98727 | -0.24489 | 0.0006989 | 0.00017516
97 | 0.98793 | -0.23201 | 0 | 0
98 | 0.98724 | -0.24543 | 0.00061946 | 0.00015525
99 | 0.9881 | -0.22878 | 0 | 0
100 | 0.98712 | -0.24774 | 0.00052096 | 0.00013056
101 | 0.98885 | -0.21428 | 0 | 0
102 | 0.98805 | -0.22971 | 0.0013585 | 0.00034047
103 | 0.98904 | -0.21055 | 0.00073006 | 0.00018297
104 | 0.98883 | -0.21457 | 0 | 0
105 | 0.98867 | -0.21775 | 0.0030451 | 0.00076318
106 | 0.98882 | -0.21472 | 0.00046926 | 0.00011761
107 | 0.98924 | -0.2066 | 0.0037152 | 0.00093113
108 | 0.98803 | -0.23014 | 0.001544 | 0.00038696
109 | 0.98802 | -0.23038 | 0.00091326 | 0.00022889
110 | 0.98623 | -0.26508 | 0.00092163 | 0.00023098
111 | 0.98598 | -0.27012 | 0 | 0
112 | 0.98577 | -0.27413 | 0.00065213 | 0.00016344
113 | 0.98576 | -0.27429 | 0.00087644 | 0.00021966
114 | 0.98543 | -0.28084 | 0.00064786 | 0.00016237
115 | 0.98509 | -0.28743 | 0 | 0
116 | 0.98488 | -0.29154 | 0.0004067 | 0.00010193
117 | 0.98506 | -0.28794 | 0.00029298 | 7.3428e-05
118 | 0.9848 | -0.29306 | 0.0022264 | 0.00055799
119 | 0.98505 | -0.28824 | 0.00089606 | 0.00022457
120 | 0.98471 | -0.2949 | 0.00056127 | 0.00014067
121 | 0.98505 | -0.28825 | 0.00061444 | 0.00015399
122 | 0.98451 | -0.29866 | 0 | 0
123 | 0.98344 | -0.3197 | 0.0044226 | 0.0011084
124 | 0.99998 | 149.9956 | 0 | 0

## res_line
| p_from_mw | q_from_mvar | p_to_mw | q_to_mvar | pl_mw | ql_mvar | i_from_ka | i_to_ka | i_ka | vm_from_pu | va_from_degree | vm_to_pu | va_to_degree | loading_percent
0 | 0.0025253 | 0.00063264 | -0.0025253 | -0.00063267 | 1.4463e-08 | -2.5341e-08 | 0.0037907 | 0.0037908 | 0.0037908 | 0.99125 | -0.16782 | 0.99124 | -0.16794 | 1.0414
1 | -0.004618 | -0.0011571 | 0.0046181 | 0.0011571 | 1.2947e-07 | -9.7547e-09 | 0.0069322 | 0.0069322 | 0.0069322 | 0.99125 | -0.16782 | 0.99128 | -0.16723 | 1.9044
2 | 0.0010325 | 0.00025854 | -0.0010325 | -0.00025863 | 6.5995e-09 | -9.0219e-08 | 0.0015498 | 0.0015499 | 0.0015499 | 0.99124 | -0.16794 | 0.99123 | -0.16808 | 0.42578
3 | -0.0060244 | -0.0015096 | 0.0060247 | 0.0015096 | 2.9465e-07 | 6.4708e-08 | 0.0090432 | 0.0090432 | 0.0090432 | 0.99128 | -0.16723 | 0.99133 | -0.16621 | 2.4844
4 | 0.0010325 | 0.00025863 | -0.0010324 | -0.00025876 | 9.3403e-09 | -1.2768e-07 | 0.0015499 | 0.0015499 | 0.0015499 | 0.99123 | -0.16808 | 0.99122 | -0.16827 | 0.4258
5 | -0.0074405 | -0.0018645 | 0.007441 | 0.0018647 | 5.5646e-07 | 2.0274e-07 | 0.011168 | 0.011168 | 0.011168 | 0.99133 | -0.16621 | 0.99141 | -0.16464 | 3.0682
6 | -0.008754 | -0.0021937 | 0.008755 | 0.0021942 | 1.029e-06 | 4.5358e-07 | 0.013139 | 0.013139 | 0.013139 | 0.99141 | -0.16464 | 0.99154 | -0.16217 | 3.6096
7 | 0.035269 | 0.0088848 | -0.035204 | -0.0088439 | 6.5194e-05 | 4.0926e-05 | 0.052945 | 0.052945 | 0.052945 | 0.99154 | -0.16217 | 0.98954 | -0.2009 | 14.5454
8 | -0.044024 | -0.011079 | 0.044057 | 0.011099 | 3.234e-05 | 2.0442e-05 | 0.066084 | 0.066084 | 0.066084 | 0.99154 | -0.16217 | 0.99233 | -0.14681 | 18.1549
9 | -0.0040647 | -0.0010187 | 0.0040652 | 0.0010186 | 4.5611e-07 | -1.4396e-07 | 0.0060497 | 0.0060495 | 0.0060497 | 0.99978 | -0.0042724 | 0.9999 | -0.0019168 | 1.662
10 | -0.0057916 | -0.0014512 | 0.0057921 | 0.0014513 | 5.2881e-07 | 8.9405e-08 | 0.0086187 | 0.0086186 | 0.0086187 | 0.9999 | -0.0019168 | 1 | 0 | 2.3678
11 | 0.11189 | 0.028514 | -0.1116 | -0.028327 | 0.00029253 | 0.00018685 | 0.16666 | 0.16666 | 0.16666 | 1 | 0 | 0.99714 | -0.054332 | 45.7853
12 | 0.060933 | 0.015413 | -0.060873 | -0.015375 | 5.9913e-05 | 3.8093e-05 | 0.090979 | 0.090979 | 0.090979 | 0.99714 | -0.054332 | 0.99607 | -0.074848 | 24.9943
13 | 0.050662 | 0.012914 | -0.050537 | -0.012835 | 0.00012561 | 7.9632e-05 | 0.075679 | 0.075679 | 0.075679 | 0.99714 | -0.054332 | 0.99445 | -0.10584 | 20.791
14 | 0.0076285 | 0.001908 | -0.0076279 | -0.0019078 | 5.4679e-07 | 2.0378e-07 | 0.011395 | 0.011395 | 0.011395 | 0.99607 | -0.074848 | 0.996 | -0.076355 | 3.1304
15 | 0.053245 | 0.013467 | -0.053185 | -0.013429 | 5.9622e-05 | 3.7832e-05 | 0.079585 | 0.079585 | 0.079585 | 0.99607 | -0.074848 | 0.99486 | -0.098217 | 21.864
16 | 0.048436 | 0.012308 | -0.048301 | -0.012223 | 0.00013468 | 8.5311e-05 | 0.072536 | 0.072537 | 0.072537 | 0.99445 | -0.10584 | 0.99143 | -0.16376 | 19.9276
17 | 0.0021007 | 0.00052612 | -0.0021007 | -0.00052617 | 1.9581e-08 | -5.6035e-08 | 0.0031432 | 0.0031433 | 0.0031433 | 0.99445 | -0.10584 | 0.99444 | -0.10604 | 0.86353
18 | -0.016447 | -0.004124 | 0.01645 | 0.0041256 | 2.8791e-06 | 1.6862e-06 | 0.024922 | 0.024922 | 0.024922 | 0.98201 | -0.34656 | 0.98219 | -0.34289 | 6.8468
19 | 0.01601 | 0.0040145 | -0.016006 | -0.0040119 | 4.5045e-06 | 2.6248e-06 | 0.024261 | 0.024261 | 0.024261 | 0.98201 | -0.34656 | 0.98171 | -0.35247 | 6.6651
20 | -0.017424 | -0.0043698 | 0.017426 | 0.0043709 | 1.7856e-06 | 1.0563e-06 | 0.026398 | 0.026398 | 0.026398 | 0.98219 | -0.34289 | 0.9823 | -0.34074 | 7.2523
21 | 0.00096178 | 0.00024088 | -0.00096177 | -0.00024104 | 1.029e-08 | -1.5667e-07 | 0.0014578 | 0.0014578 | 0.0014578 | 0.98171 | -0.35247 | 0.98169 | -0.35269 | 0.4005
22 | 0.015044 | 0.003771 | -0.015041 | -0.0037696 | 2.497e-06 | 1.4362e-06 | 0.022803 | 0.022803 | 0.022803 | 0.98171 | -0.35247 | 0.98153 | -0.35595 | 6.2646
23 | -0.018124 | -0.0045458 | 0.018125 | 0.0045467 | 1.4295e-06 | 8.5088e-07 | 0.027456 | 0.027456 | 0.027456 | 0.9823 | -0.34074 | 0.98239 | -0.33909 | 7.5428
24 | 0.014813 | 0.0037122 | -0.014811 | -0.0037114 | 1.4453e-06 | 8.2838e-07 | 0.022456 | 0.022456 | 0.022456 | 0.98153 | -0.35595 | 0.98142 | -0.358 | 6.1693
25 | -0.021644 | -0.0054285 | 0.021652 | 0.0054332 | 7.6826e-06 | 4.6755e-06 | 0.032785 | 0.032785 | 0.032785 | 0.98239 | -0.33909 | 0.98277 | -0.33164 | 9.007
26 | 0.014114 | 0.0035368 | -0.014109 | -0.0035337 | 5.3295e-06 | 3.0189e-06 | 0.0214 | 0.0214 | 0.0214 | 0.98142 | -0.358 | 0.98102 | -0.36593 | 5.8791
27 | -0.023265 | -0.0058375 | 0.023268 | 0.0058394 | 3.1321e-06 | 1.9192e-06 | 0.035228 | 0.035228 | 0.035228 | 0.98277 | -0.33164 | 0.98291 | -0.32882 | 9.678
28 | -0.00033448 | -8.358e-05 | 0.00033448 | 8.3051e-05 | 4.0904e-09 | -5.293e-07 | 0.00050809 | 0.0005079 | 0.00050809 | 0.97939 | -0.39784 | 0.97941 | -0.39758 | 0.13959
29 | 0.00024294 | 6.0638e-05 | -0.00024294 | -6.0882e-05 | 9.9061e-10 | -2.4343e-07 | 0.00036902 | 0.0003691 | 0.0003691 | 0.97939 | -0.39784 | 0.97939 | -0.39793 | 0.1014
30 | -0.00078379 | -0.00019566 | 0.00078379 | 0.00019557 | 3.697e-09 | -8.5171e-08 | 0.0011905 | 0.0011905 | 0.0011905 | 0.97941 | -0.39758 | 0.97941 | -0.39748 | 0.32707
31 | 0.00024294 | 6.0882e-05 | -0.00024294 | -6.0886e-05 | 1.9663e-11 | -4.7499e-09 | 0.0003691 | 0.0003691 | 0.0003691 | 0.97939 | -0.39793 | 0.97939 | -0.39793 | 0.1014
32 | 0.012548 | 0.0031425 | -0.012545 | -0.0031408 | 3.2075e-06 | 1.7548e-06 | 0.019032 | 0.019033 | 0.019033 | 0.98102 | -0.36593 | 0.98074 | -0.3713 | 5.2287
33 | -0.045344 | -0.011418 | 0.045429 | 0.011471 | 8.4515e-05 | 5.3471e-05 | 0.068347 | 0.068346 | 0.068347 | 0.98749 | -0.23978 | 0.9895 | -0.20087 | 18.7765
34 | 0.040439 | 0.010188 | -0.040421 | -0.010177 | 1.8236e-05 | 1.1503e-05 | 0.060955 | 0.060956 | 0.060956 | 0.98749 | -0.23978 | 0.987 | -0.24921 | 16.746
35 | -0.046434 | -0.011723 | 0.046451 | 0.011734 | 1.6455e-05 | 1.0416e-05 | 0.069859 | 0.069859 | 0.069859 | 0.9895 | -0.20087 | 0.98988 | -0.19348 | 19.192
36 | 0.030683 | 0.0077362 | -0.030654 | -0.0077181 | 2.9015e-05 | 1.8108e-05 | 0.046274 | 0.046275 | 0.046275 | 0.987 | -0.24921 | 0.98599 | -0.26899 | 12.7128
37 | -0.046848 | -0.011833 | 0.046872 | 0.011849 | 2.4476e-05 | 1.5495e-05 | 0.070456 | 0.070455 | 0.070456 | 0.98988 | -0.19348 | 0.99045 | -0.18258 | 19.3559
38 | 0.027653 | 0.0069659 | -0.027625 | -0.0069486 | 2.7922e-05 | 1.7326e-05 | 0.041745 | 0.041745 | 0.041745 | 0.98599 | -0.26899 | 0.9849 | -0.29012 | 11.4685
39 | -0.047161 | -0.011921 | 0.047183 | 0.011935 | 2.2078e-05 | 1.3979e-05 | 0.070889 | 0.070889 | 0.070889 | 0.99045 | -0.18258 | 0.99096 | -0.17282 | 19.475
40 | 0.026771 | 0.0067349 | -0.026748 | -0.0067207 | 2.2804e-05 | 1.4122e-05 | 0.040456 | 0.040456 | 0.040456 | 0.9849 | -0.29012 | 0.98398 | -0.30797 | 11.1143
41 | 0.00085354 | 0.00021373 | -0.00085353 | -0.00021391 | 9.4464e-09 | -1.8674e-07 | 0.0012895 | 0.0012895 | 0.0012895 | 0.9849 | -0.29012 | 0.98489 | -0.29036 | 0.35427
42 | -0.047569 | -0.012032 | 0.047571 | 0.012033 | 2.0831e-06 | 1.3192e-06 | 0.071469 | 0.071469 | 0.071469 | 0.99096 | -0.17282 | 0.991 | -0.17191 | 19.6343
43 | 0.025892 | 0.0065061 | -0.025884 | -0.0065012 | 7.9251e-06 | 4.8971e-06 | 0.039161 | 0.039161 | 0.039161 | 0.98398 | -0.30797 | 0.98365 | -0.31438 | 10.7585
44 | -0.0039797 | -0.00099447 | 0.0039798 | 0.00099443 | 1.5296e-07 | -4.2674e-08 | 0.0060442 | 0.0060441 | 0.0060442 | 0.97958 | -0.39412 | 0.97962 | -0.39331 | 1.6605
45 | 0.0039797 | 0.00099447 | -0.0039791 | -0.00099463 | 5.4469e-07 | -1.5185e-07 | 0.0060442 | 0.0060443 | 0.0060443 | 0.97958 | -0.39412 | 0.97944 | -0.397 | 1.6605
46 | -0.0042929 | -0.0010729 | 0.0042931 | 0.0010729 | 2.5746e-07 | -3.8599e-08 | 0.0065196 | 0.0065196 | 0.0065196 | 0.97962 | -0.39331 | 0.97969 | -0.39205 | 1.7911
47 | 0.0036892 | 0.00092198 | -0.0036892 | -0.00092198 | 1.0898e-08 | -4.6718e-09 | 0.0056039 | 0.0056039 | 0.0056039 | 0.97944 | -0.397 | 0.97943 | -0.39706 | 1.5395
48 | -0.0045033 | -0.0011255 | 0.0045057 | 0.0011254 | 2.4027e-06 | -1.8842e-07 | 0.0068389 | 0.0068382 | 0.0068389 | 0.97969 | -0.39205 | 0.98026 | -0.38083 | 1.8788
49 | 0.0025477 | 0.000637 | -0.0025476 | -0.00063707 | 4.4419e-08 | -7.1104e-08 | 0.00387 | 0.00387 | 0.00387 | 0.97943 | -0.39706 | 0.97942 | -0.39743 | 1.0632
50 | 0.0011416 | 0.00028498 | -0.0011416 | -0.00028515 | 1.5803e-08 | -1.6628e-07 | 0.0017339 | 0.001734 | 0.001734 | 0.97943 | -0.39706 | 0.97942 | -0.39736 | 0.47637
51 | -0.0051181 | -0.0012788 | 0.0051186 | 0.0012789 | 4.39e-07 | 3.6352e-08 | 0.0077678 | 0.0077677 | 0.0077678 | 0.98026 | -0.38083 | 0.98035 | -0.37902 | 2.134
52 | -0.0051186 | -0.0012789 | 0.0051187 | 0.0012789 | 1.5076e-07 | 1.2472e-08 | 0.0077677 | 0.0077677 | 0.0077677 | 0.98035 | -0.37902 | 0.98038 | -0.37841 | 2.134
53 | 0.0023999 | 0.00060006 | -0.0023999 | -0.00060014 | 4.0007e-08 | -7.541e-08 | 0.0036457 | 0.0036457 | 0.0036457 | 0.97942 | -0.39743 | 0.9794 | -0.39778 | 1.0016
54 | 0.00095215 | 0.00023768 | -0.00095215 | -0.00023777 | 5.7391e-09 | -8.8406e-08 | 0.0014463 | 0.0014463 | 0.0014463 | 0.97942 | -0.39736 | 0.97941 | -0.39748 | 0.39733
55 | -0.023726 | -0.0059542 | 0.023728 | 0.0059555 | 2.1671e-06 | 1.3302e-06 | 0.035921 | 0.035921 | 0.035921 | 0.98291 | -0.32882 | 0.98301 | -0.3269 | 9.8684
56 | -0.0060237 | -0.0015057 | 0.0060256 | 0.0015061 | 1.9377e-06 | 4.1081e-07 | 0.0090023 | 0.009002 | 0.0090023 | 0.99552 | -0.085646 | 0.99587 | -0.078881 | 2.4732
57 | 0.0040723 | 0.0010167 | -0.0040676 | -0.001018 | 4.6764e-06 | -1.3787e-06 | 0.0060855 | 0.006087 | 0.006087 | 0.99552 | -0.085646 | 0.99427 | -0.10981 | 1.6723
58 | -0.0067816 | -0.0016956 | 0.0067821 | 0.0016958 | 4.2216e-07 | 1.2748e-07 | 0.010132 | 0.010132 | 0.010132 | 0.99587 | -0.078881 | 0.99593 | -0.077572 | 2.7834
59 | 0.00333 | 0.00083318 | -0.0033298 | -0.00083328 | 1.3886e-07 | -1.0452e-07 | 0.0049831 | 0.0049832 | 0.0049832 | 0.99427 | -0.10981 | 0.99422 | -0.11069 | 1.369
60 | -0.0076275 | -0.0019076 | 0.0076279 | 0.0019078 | 4.4163e-07 | 1.6461e-07 | 0.011395 | 0.011395 | 0.011395 | 0.99593 | -0.077572 | 0.996 | -0.076355 | 3.1304
61 | 0.0025798 | 0.00064531 | -0.0025798 | -0.0006454 | 5.1492e-08 | -8.6512e-08 | 0.0038607 | 0.0038607 | 0.0038607 | 0.99422 | -0.11069 | 0.9942 | -0.11111 | 1.0606
62 | -0.0018506 | -0.00046283 | 0.0018507 | 0.00046267 | 4.083e-08 | -1.5794e-07 | 0.0027696 | 0.0027695 | 0.0027696 | 0.99418 | -0.11157 | 0.9942 | -0.11111 | 0.76087
63 | 0.0018506 | 0.00046283 | -0.0018505 | -0.00046351 | 1.7702e-07 | -6.8457e-07 | 0.0027696 | 0.0027698 | 0.0027698 | 0.99418 | -0.11157 | 0.99407 | -0.11358 | 0.76095
64 | 0.0018505 | 0.00046351 | -0.0018504 | -0.00046375 | 6.2298e-08 | -2.4083e-07 | 0.0027698 | 0.0027699 | 0.0027699 | 0.99407 | -0.11358 | 0.99404 | -0.11429 | 0.76097
65 | -0.00094509 | -0.00023686 | 0.00094513 | 0.00023628 | 3.6344e-08 | -5.8207e-07 | 0.0014277 | 0.0014275 | 0.0014277 | 0.98501 | -0.28899 | 0.98505 | -0.28818 | 0.39223
66 | -0.0017199 | -0.00043046 | 0.00172 | 0.00043019 | 6.1744e-08 | -2.7107e-07 | 0.0025979 | 0.0025978 | 0.0025979 | 0.98505 | -0.28818 | 0.98509 | -0.28743 | 0.7137
67 | -0.047969 | -0.012107 | 0.047988 | 0.012119 | 1.8159e-05 | 1.15e-05 | 0.071839 | 0.071839 | 0.071839 | 0.99402 | -0.11439 | 0.99443 | -0.10649 | 19.7361
68 | 0.047321 | 0.011945 | -0.047307 | -0.011936 | 1.4063e-05 | 8.9035e-06 | 0.070869 | 0.070869 | 0.070869 | 0.99402 | -0.11439 | 0.99369 | -0.12059 | 19.4696
69 | -0.049762 | -0.012563 | 0.049763 | 0.012564 | 1.7577e-06 | 1.114e-06 | 0.074494 | 0.074494 | 0.074494 | 0.99443 | -0.10649 | 0.99446 | -0.10575 | 20.4653
70 | 0.045483 | 0.011479 | -0.045426 | -0.011443 | 5.703e-05 | 3.6075e-05 | 0.068138 | 0.068138 | 0.068138 | 0.99369 | -0.12059 | 0.99233 | -0.14681 | 18.7192
71 | -0.05039 | -0.012721 | 0.050404 | 0.01273 | 1.4061e-05 | 8.9137e-06 | 0.075431 | 0.075431 | 0.075431 | 0.99446 | -0.10575 | 0.99477 | -0.099927 | 20.7227
72 | -0.051586 | -0.013027 | 0.051591 | 0.013029 | 4.2277e-06 | 2.6812e-06 | 0.0772 | 0.0772 | 0.0772 | 0.99477 | -0.099927 | 0.99486 | -0.098217 | 21.2087
73 | 0.007084 | 0.0017755 | -0.0070823 | -0.0017749 | 1.7352e-06 | 5.8688e-07 | 0.010653 | 0.010653 | 0.010653 | 0.98954 | -0.2009 | 0.98927 | -0.20604 | 2.9266
74 | 0.02812 | 0.0070684 | -0.028107 | -0.0070604 | 1.2744e-05 | 7.9124e-06 | 0.042293 | 0.042293 | 0.042293 | 0.98954 | -0.2009 | 0.98905 | -0.21039 | 11.6189
75 | -0.024157 | -0.0060631 | 0.024161 | 0.0060656 | 4.0391e-06 | 2.4829e-06 | 0.036571 | 0.036571 | 0.036571 | 0.98301 | -0.3269 | 0.98319 | -0.3234 | 10.0469
76 | -0.024541 | -0.0061607 | 0.024547 | 0.0061647 | 6.4356e-06 | 3.961e-06 | 0.037145 | 0.037145 | 0.037145 | 0.98319 | -0.3234 | 0.98347 | -0.3179 | 10.2048
77 | -0.024982 | -0.0062735 | 0.024985 | 0.0062754 | 3.1073e-06 | 1.9151e-06 | 0.037802 | 0.037802 | 0.037802 | 0.98347 | -0.3179 | 0.98361 | -0.3153 | 10.3852
78 | -0.025431 | -0.0063872 | 0.025432 | 0.0063879 | 1.107e-06 | 6.8314e-07 | 0.038477 | 0.038477 | 0.038477 | 0.98361 | -0.3153 | 0.98365 | -0.31438 | 10.5705
79 | 0.0037153 | 0.00093108 | -0.0037152 | -0.00093113 | 9.9499e-08 | -4.5398e-08 | 0.0055884 | 0.0055885 | 0.0055885 | 0.98927 | -0.20604 | 0.98924 | -0.2066 | 1.5353
80 | 0.027377 | 0.0068776 | -0.027372 | -0.0068745 | 5.0821e-06 | 3.1501e-06 | 0.041195 | 0.041195 | 0.041195 | 0.98905 | -0.21039 | 0.98885 | -0.21428 | 11.3172
81 | 0.00073007 | 0.00018282 | -0.00073006 | -0.00018297 | 5.4036e-09 | -1.4983e-07 | 0.0010983 | 0.0010984 | 0.0010984 | 0.98905 | -0.21039 | 0.98904 | -0.21055 | 0.30176
82 | -0.0014686 | -0.00036807 | 0.0014686 | 0.00036796 | 1.6008e-08 | -1.0442e-07 | 0.0021976 | 0.0021976 | 0.0021976 | 0.99439 | -0.10692 | 0.9944 | -0.10669 | 0.60375
83 | -0.0017963 | -0.00045008 | 0.0017963 | 0.00045007 | 1.8519e-09 | -7.6821e-09 | 0.0026879 | 0.0026879 | 0.0026879 | 0.9944 | -0.10669 | 0.9944 | -0.10667 | 0.73843
84 | -0.0021006 | -0.00052635 | 0.0021007 | 0.00052617 | 6.332e-08 | -1.8119e-07 | 0.0031433 | 0.0031433 | 0.0031433 | 0.9944 | -0.10667 | 0.99444 | -0.10604 | 0.86356
85 | 0.048166 | 0.012189 | -0.048147 | -0.012177 | 1.8834e-05 | 1.193e-05 | 0.072333 | 0.072334 | 0.072334 | 0.99143 | -0.16376 | 0.991 | -0.17191 | 19.8718
86 | -0.0051187 | -0.0012789 | 0.0051192 | 0.0012789 | 5.1217e-07 | 4.2325e-08 | 0.0077677 | 0.0077676 | 0.0077677 | 0.98038 | -0.37841 | 0.98049 | -0.3763 | 2.134
87 | 0.0022125 | 0.00055317 | -0.0022124 | -0.00055345 | 1.1958e-07 | -2.7866e-07 | 0.003361 | 0.0033612 | 0.0033612 | 0.9794 | -0.39778 | 0.97934 | -0.39892 | 0.92339
88 | 0.00025998 | 6.4772e-05 | -0.00025998 | -6.4903e-05 | 6.1231e-10 | -1.3134e-07 | 0.00039489 | 0.00039494 | 0.00039494 | 0.97931 | -0.39949 | 0.97931 | -0.39954 | 0.1085
89 | -0.00040718 | -0.00010166 | 0.00040718 | 0.00010163 | 4.2762e-10 | -3.7225e-08 | 0.00061855 | 0.00061854 | 0.00061855 | 0.97931 | -0.39949 | 0.97931 | -0.39947 | 0.16993
90 | 0.00010793 | 2.6795e-05 | -0.00010793 | -2.705e-05 | 2.0393e-10 | -2.5442e-07 | 0.0001639 | 0.00016399 | 0.00016399 | 0.97931 | -0.39954 | 0.97931 | -0.39958 | 0.045053
91 | -0.00059646 | -0.00014906 | 0.00059647 | 0.00014878 | 7.1098e-09 | -2.8601e-07 | 0.00090615 | 0.00090604 | 0.00090615 | 0.97931 | -0.39947 | 0.97932 | -0.39922 | 0.24894
92 | -0.00066225 | -0.00016527 | 0.00066226 | 0.00016496 | 9.5324e-09 | -3.0998e-07 | 0.001006 | 0.0010059 | 0.001006 | 0.97932 | -0.39922 | 0.97934 | -0.39892 | 0.27637
93 | -0.0074857 | -0.001872 | 0.0074858 | 0.0018721 | 1.4817e-07 | 5.6204e-08 | 0.011359 | 0.011359 | 0.011359 | 0.98049 | -0.3763 | 0.98051 | -0.37588 | 3.1206
94 | -0.012154 | -0.0030421 | 0.012157 | 0.0030435 | 2.6512e-06 | 1.4346e-06 | 0.018444 | 0.018444 | 0.018444 | 0.98051 | -0.37588 | 0.98074 | -0.3713 | 5.0669
95 | 0.016794 | 0.0042159 | -0.01679 | -0.0042135 | 4.1238e-06 | 2.4196e-06 | 0.025306 | 0.025306 | 0.025306 | 0.98761 | -0.23828 | 0.98735 | -0.24343 | 6.9521
96 | -0.018806 | -0.0047201 | 0.018807 | 0.0047211 | 1.8318e-06 | 1.0945e-06 | 0.028336 | 0.028336 | 0.028336 | 0.98761 | -0.23828 | 0.98772 | -0.23624 | 7.7847
97 | 0.016114 | 0.004044 | -0.016112 | -0.0040433 | 1.118e-06 | 6.5089e-07 | 0.024287 | 0.024287 | 0.024287 | 0.98735 | -0.24343 | 0.98727 | -0.24489 | 6.6721
98 | -0.020018 | -0.0050244 | 0.020022 | 0.0050269 | 4.0401e-06 | 2.434e-06 | 0.03016 | 0.03016 | 0.03016 | 0.98772 | -0.23624 | 0.98793 | -0.23201 | 8.2856
99 | 0.015414 | 0.0038682 | -0.015413 | -0.0038679 | 4.0182e-07 | 2.3178e-07 | 0.023233 | 0.023233 | 0.023233 | 0.98727 | -0.24489 | 0.98724 | -0.24543 | 6.3827
100 | -0.020022 | -0.0050269 | 0.020025 | 0.0050287 | 3.0852e-06 | 1.8587e-06 | 0.03016 | 0.030159 | 0.03016 | 0.98793 | -0.23201 | 0.9881 | -0.22878 | 8.2856
101 | 0.014794 | 0.0037127 | -0.014792 | -0.0037118 | 1.6308e-06 | 9.3192e-07 | 0.022299 | 0.0223 | 0.0223 | 0.98724 | -0.24543 | 0.98712 | -0.24774 | 6.1262
102 | -0.023841 | -0.0059847 | 0.023857 | 0.0059948 | 1.6497e-05 | 1.0121e-05 | 0.035906 | 0.035906 | 0.035906 | 0.9881 | -0.22878 | 0.98885 | -0.21428 | 9.8643
103 | 0.003816 | 0.00095597 | -0.0038158 | -0.00095604 | 1.6851e-07 | -6.6445e-08 | 0.0057465 | 0.0057465 | 0.0057465 | 0.9881 | -0.22878 | 0.98805 | -0.22971 | 1.5787
104 | 0.014271 | 0.0035812 | -0.014259 | -0.0035745 | 1.1791e-05 | 6.6784e-06 | 0.021514 | 0.021515 | 0.021515 | 0.98712 | -0.24774 | 0.98623 | -0.26508 | 5.9106
105 | 0.00046927 | 0.00011695 | -0.00046926 | -0.00011739 | 6.4783e-09 | -4.4046e-07 | 0.00070593 | 0.00070608 | 0.00070608 | 0.98885 | -0.21428 | 0.98883 | -0.21457 | 0.19398
106 | 0.0030456 | 0.00076269 | -0.0030451 | -0.00076318 | 5.0266e-07 | -4.9681e-07 | 0.0045829 | 0.0045832 | 0.0045832 | 0.98885 | -0.21428 | 0.98867 | -0.21775 | 1.2591
107 | 0.0024573 | 0.00061557 | -0.0024573 | -0.00061567 | 5.0914e-08 | -9.4387e-08 | 0.0037006 | 0.0037007 | 0.0037007 | 0.98805 | -0.22971 | 0.98803 | -0.23014 | 1.0167
108 | 0.00046926 | 0.00011739 | -0.00046926 | -0.00011761 | 3.1975e-09 | -2.1732e-07 | 0.00070608 | 0.00070616 | 0.00070616 | 0.98883 | -0.21457 | 0.98882 | -0.21472 | 0.194
109 | 0.00091327 | 0.00022871 | -0.00091326 | -0.00022889 | 1.0297e-08 | -1.7931e-07 | 0.0013754 | 0.0013754 | 0.0013754 | 0.98803 | -0.23014 | 0.98802 | -0.23038 | 0.37787
110 | 0.013338 | 0.0033435 | -0.013334 | -0.0033418 | 3.1969e-06 | 1.7775e-06 | 0.020124 | 0.020124 | 0.020124 | 0.98623 | -0.26508 | 0.98598 | -0.27012 | 5.5286
111 | 0.013334 | 0.0033418 | -0.013332 | -0.0033403 | 2.5503e-06 | 1.4181e-06 | 0.020124 | 0.020124 | 0.020124 | 0.98598 | -0.27012 | 0.98577 | -0.27413 | 5.5286
112 | 0.01268 | 0.0031769 | -0.01268 | -0.0031769 | 9.6154e-08 | 5.2615e-08 | 0.01914 | 0.01914 | 0.01914 | 0.98577 | -0.27413 | 0.98576 | -0.27429 | 5.2582
113 | 0.011803 | 0.0029572 | -0.0118 | -0.0029552 | 3.6826e-06 | 1.9626e-06 | 0.017817 | 0.017817 | 0.017817 | 0.98576 | -0.27429 | 0.98543 | -0.28084 | 4.8948
114 | 0.011152 | 0.0027929 | -0.011148 | -0.002791 | 3.4954e-06 | 1.8184e-06 | 0.016839 | 0.016839 | 0.016839 | 0.98543 | -0.28084 | 0.98509 | -0.28743 | 4.626
115 | 0.0076247 | 0.0019092 | -0.0076232 | -0.0019086 | 1.4904e-06 | 5.7246e-07 | 0.011517 | 0.011517 | 0.011517 | 0.98509 | -0.28743 | 0.98488 | -0.29154 | 3.164
116 | 0.0018035 | 0.00045169 | -0.0018035 | -0.00045186 | 4.357e-08 | -1.7142e-07 | 0.0027242 | 0.0027243 | 0.0027243 | 0.98509 | -0.28743 | 0.98506 | -0.28794 | 0.74843
117 | 0.0072165 | 0.0018067 | -0.007216 | -0.0018065 | 5.2317e-07 | 1.8548e-07 | 0.010902 | 0.010902 | 0.010902 | 0.98488 | -0.29154 | 0.9848 | -0.29306 | 2.9952
118 | 0.0015105 | 0.00037843 | -0.0015105 | -0.00037856 | 2.1923e-08 | -1.2891e-07 | 0.0022817 | 0.0022818 | 0.0022818 | 0.98506 | -0.28794 | 0.98505 | -0.28824 | 0.62686
119 | 0.0049896 | 0.0012485 | -0.0049891 | -0.0012485 | 4.3801e-07 | 1.884e-08 | 0.0075384 | 0.0075385 | 0.0075385 | 0.9848 | -0.29306 | 0.98471 | -0.2949 | 2.071
120 | 0.00061444 | 0.00015399 | -0.00061444 | -0.00015399 | 1.4666e-10 | -5.683e-09 | 0.00092818 | 0.00092818 | 0.00092818 | 0.98505 | -0.28824 | 0.98505 | -0.28825 | 0.255
121 | 0.0044279 | 0.0011078 | -0.0044271 | -0.0011079 | 7.9046e-07 | -9.3029e-08 | 0.0066904 | 0.0066906 | 0.0066906 | 0.98471 | -0.2949 | 0.98451 | -0.29866 | 1.8381
122 | 0.0044271 | 0.0011079 | -0.0044226 | -0.0011084 | 4.4331e-06 | -5.167e-07 | 0.0066906 | 0.0066918 | 0.0066918 | 0.98451 | -0.29866 | 0.98344 | -0.3197 | 1.8384

## res_trafo
| p_hv_mw | q_hv_mvar | p_lv_mw | q_lv_mvar | pl_mw | ql_mvar | i_hv_ka | i_lv_ka | vm_hv_pu | va_hv_degree | vm_lv_pu | va_lv_degree | loading_percent
0 | -1.2729e-15 | -1.3162e-15 | 0.00165 | 1.2699e-07 | 0.00165 | 1.2699e-07 | 5.2857e-17 | 0.0023815 | 0.99998 | 149.9956 | 1 | 0 | 0.2619

## res_ext_grid
| p_mw | q_mvar
0 | 0.1204 | 0.030234

## res_load
| p_mw | q_mvar
0 | 0.0020927 | 0.00052447
1 | 0.0014928 | 0.00037413
2 | 0.0014063 | 0.00035246
3 | 0.0014158 | 0.00035483
4 | 0.0010324 | 0.00025876
5 | 0.001313 | 0.00032906
6 | 0.0040647 | 0.0010187
7 | 0.0017264 | 0.00043268
8 | 0.0010728 | 0.00026887
9 | 0.00043672 | 0.00010945
10 | 0.00097424 | 0.00024417
11 | 0.00069799 | 0.00017493
12 | 0.00096177 | 0.00024104
13 | 0.00022881 | 5.7345e-05
14 | 0.0035187 | 0.00088187
15 | 0.00069674 | 0.00017462
16 | 0.0016132 | 0.00040431
17 | 9.1539e-05 | 2.2942e-05
18 | 0.0004493 | 0.00011261
19 | 0.00024294 | 6.0886e-05
20 | 0.0015609 | 0.0003912
21 | 0.0049049 | 0.0012293
22 | 0.0010058 | 0.00025207
23 | 0.0097381 | 0.0024406
24 | 0.00039697 | 9.9489e-05
25 | 0.0030013 | 0.00075219
26 | 0.00028846 | 7.2295e-05
27 | 0.00038642 | 9.6846e-05
28 | 0.0008564 | 0.00021463
29 | 0.00085353 | 0.00021391
30 | 0.00031307 | 7.8462e-05
31 | 0.00028988 | 7.265e-05
32 | 0.00021022 | 5.2685e-05
33 | 0.00061238 | 0.00015348
34 | 0.00014768 | 3.7013e-05
35 | 0.0001894 | 4.7467e-05
36 | 0.00045777 | 0.00011473
37 | 0.0019514 | 0.00048907
38 | 0.00075605 | 0.00018948
39 | 0.00073761 | 0.00018486
40 | 0.00084542 | 0.00021188
41 | 0.00075 | 0.00018797
42 | 0.00072909 | 0.00018273
43 | 0.0018504 | 0.00046375
44 | 0.00094509 | 0.00023686
45 | 0.00077478 | 0.00019418
46 | 0.000648 | 0.0001624
47 | 0.001774 | 0.00044461
48 | 0.0018241 | 0.00045717
49 | 0.00062625 | 0.00015695
50 | 0.0013698 | 0.0003433
51 | 0.0011826 | 0.00029638
52 | 0.0015947 | 0.00039966
53 | 0.00042937 | 0.00010761
54 | 0.00037967 | 9.5154e-05
55 | 0.00043407 | 0.00010879
56 | 0.00044602 | 0.00011178
57 | 0.00045228 | 0.00011335
58 | 0.0033669 | 0.00084383
59 | 0.0014686 | 0.00036807
60 | 0.00032763 | 8.2112e-05
61 | 0.00030438 | 7.6286e-05
62 | 0.00013527 | 3.3902e-05
63 | 0.00016836 | 4.2194e-05
64 | 0.00018737 | 4.696e-05
65 | 0.0001472 | 3.6891e-05
66 | 0.00015205 | 3.8108e-05
67 | 0.00018928 | 4.7439e-05
68 | 0.00010793 | 2.705e-05
69 | 6.5783e-05 | 1.6487e-05
70 | 0.0015501 | 0.0003885
71 | 0.0023664 | 0.00059308
72 | 0.0046684 | 0.00117
73 | 0.00038823 | 9.73e-05
74 | 0.00057576 | 0.0001443
75 | 0.0020115 | 0.00050414
76 | 0.00067634 | 0.00016951
77 | 0.0012102 | 0.0003033
78 | 0.0006989 | 0.00017516
79 | 0.00061946 | 0.00015525
80 | 0.00052096 | 0.00013056
81 | 0.0013585 | 0.00034047
82 | 0.00073006 | 0.00018297
83 | 0.0030451 | 0.00076318
84 | 0.00046926 | 0.00011761
85 | 0.0037152 | 0.00093113
86 | 0.001544 | 0.00038696
87 | 0.00091326 | 0.00022889
88 | 0.00092163 | 0.00023098
89 | 0.00065213 | 0.00016344
90 | 0.00087644 | 0.00021966
91 | 0.00064786 | 0.00016237
92 | 0.0004067 | 0.00010193
93 | 0.00029298 | 7.3428e-05
94 | 0.0022264 | 0.00055799
95 | 0.00089606 | 0.00022457
96 | 0.00056127 | 0.00014067
97 | 0.00061444 | 0.00015399
98 | 0.0044226 | 0.0011084

## dtypes
| element | column | dtype
0 | bus | name | object
1 | bus | vn_kv | float64
2 | bus | type | object
3 | bus | zone | object
4 | bus | in_service | bool
5 | load | name | object
6 | load | bus | uint32
7 | load | p_mw | float64
8 | load | q_mvar | float64
9 | load | const_z_percent | float64
10 | load | const_i_percent | float64
11 | load | sn_mva | float64
12 | load | scaling | float64
13 | load | in_service | bool
14 | load | type | object
15 | ext_grid | name | object
16 | ext_grid | bus | uint32
17 | ext_grid | vm_pu | float64
18 | ext_grid | va_degree | float64
19 | ext_grid | slack_weight | float64
20 | ext_grid | in_service | bool
21 | line | name | object
22 | line | std_type | object
23 | line | from_bus | uint32
24 | line | to_bus | uint32
25 | line | length_km | float64
26 | line | r_ohm_per_km | float64
27 | line | x_ohm_per_km | float64
28 | line | c_nf_per_km | float64
29 | line | g_us_per_km | float64
30 | line | max_i_ka | float64
31 | line | df | float64
32 | line | parallel | uint32
33 | line | type | object
34 | line | in_service | bool
35 | trafo | name | object
36 | trafo | std_type | object
37 | trafo | hv_bus | uint32
38 | trafo | lv_bus | uint32
39 | trafo | sn_mva | float64
40 | trafo | vn_hv_kv | float64
41 | trafo | vn_lv_kv | float64
42 | trafo | vk_percent | float64
43 | trafo | vkr_percent | float64
44 | trafo | pfe_kw | float64
45 | trafo | i0_percent | float64
46 | trafo | shift_degree | float64
47 | trafo | tap_side | object
48 | trafo | tap_neutral | int32
49 | trafo | tap_min | int32
50 | trafo | tap_max | int32
51 | trafo | tap_step_percent | float64
52 | trafo | tap_step_degree | float64
53 | trafo | tap_pos | int32
54 | trafo | tap_phase_shifter | bool
55 | trafo | parallel | uint32
56 | trafo | df | float64
57 | trafo | in_service | bool
58 | line_geodata | coords | object
59 | bus_geodata | x | float64
60 | bus_geodata | y | float64
61 | bus_geodata | coords | object
62 | res_bus | vm_pu | float64
63 | res_bus | va_degree | float64
64 | res_bus | p_mw | float64
65 | res_bus | q_mvar | float64
66 | res_line | p_from_mw | float64
67 | res_line | q_from_mvar | float64
68 | res_line | p_to_mw | float64
69 | res_line | q_to_mvar | float64
70 | res_line | pl_mw | float64
71 | res_line | ql_mvar | float64
72 | res_line | i_from_ka | float64
73 | res_line | i_to_ka | float64
74 | res_line | i_ka | float64
75 | res_line | vm_from_pu | float64
76 | res_line | va_from_degree | float64
77 | res_line | vm_to_pu | float64
78 | res_line | va_to_degree | float64
79 | res_line | loading_percent | float64
80 | res_trafo | p_hv_mw | float64
81 | res_trafo | q_hv_mvar | float64
82 | res_trafo | p_lv_mw | float64
83 | res_trafo | q_lv_mvar | float64
84 | res_trafo | pl_mw | float64
85 | res_trafo | ql_mvar | float64
86 | res_trafo | i_hv_ka | float64
87 | res_trafo | i_lv_ka | float64
88 | res_trafo | vm_hv_pu | float64
89 | res_trafo | va_hv_degree | float64
90 | res_trafo | vm_lv_pu | float64
91 | res_trafo | va_lv_degree | float64
92 | res_trafo | loading_percent | float64
93 | res_ext_grid | p_mw | float64
94 | res_ext_grid | q_mvar | float64
95 | res_load | p_mw | float64
96 | res_load | q_mvar | float64

## parameters
| version | format_version | converged | OPF_converged | name | f_hz | sn_mva
0 | 2.14.6 | 2.14.0 | TRUE | FALSE |  | 50 | 1