## bus
| name | vn_kv | type | zone | in_service
0 | bus_LV_121-16_0_6_node_0 | 0.4 | n |  | TRUE
1 | bus_LV_121-16_0_6_node_1 | 0.4 | n |  | TRUE
2 | bus_LV_121-16_0_6_node_3 | 0.4 | n |  | TRUE
3 | bus_LV_121-16_0_6_node_12 | 0.4 | n |  | TRUE
4 | bus_LV_121-16_0_6_node_18 | 0.4 | n |  | TRUE
5 | bus_LV_121-16_0_6_node_14 | 0.4 | n |  | TRUE
6 | bus_LV_121-16_0_6_node_4 | 0.4 | n |  | TRUE
7 | bus_LV_121-16_0_6_node_16 | 0.4 | n |  | TRUE
8 | bus_LV_121-16_0_6_node_115 | 0.4 | n |  | TRUE
9 | bus_LV_121-16_0_6_node_114 | 0.4 | n |  | TRUE
10 | bus_LV_121-16_0_6_node_6 | 0.4 | n |  | TRUE
11 | bus_LV_121-16_0_6_node_13 | 0.4 | n |  | TRUE
12 | bus_LV_121-16_0_6_node_128 | 0.4 | n |  | TRUE
13 | bus_LV_121-16_0_6_node_7 | 0.4 | n |  | TRUE
14 | bus_LV_121-16_0_6_node_10 | 0.4 | n |  | TRUE
15 | bus_LV_121-16_0_6_node_17 | 0.4 | n |  | TRUE
16 | bus_LV_121-16_0_6_node_119 | 0.4 | n |  | TRUE
17 | bus_LV_121-16_0_6_node_8 | 0.4 | n |  | TRUE
18 | bus_LV_121-16_0_6_node_132 | 0.4 | n |  | TRUE
19 | bus_LV_121-16_0_6_node_15 | 0.4 | n |  | TRUE
20 | bus_LV_121-16_0_6_node_121 | 0.4 | n |  | TRUE
21 | bus_LV_121-16_0_6_node_11 | 0.4 | n |  | TRUE
22 | bus_LV_121-16_0_6_node_96 | 0.4 | n |  | TRUE
23 | bus_LV_121-16_0_6_node_97 | 0.4 | n |  | TRUE
24 | bus_LV_121-16_0_6_node_85 | 0.4 | n |  | TRUE
25 | bus_LV_121-16_0_6_node_22 | 0.4 | n |  | TRUE
26 | bus_LV_121-16_0_6_node_98 | 0.4 | n |  | TRUE
27 | bus_LV_121-16_0_6_node_20 | 0.4 | n |  | TRUE
28 | bus_LV_121-16_0_6_node_36 | 0.4 | n |  | TRUE
29 | bus_LV_121-16_0_6_node_102 | 0.4 | n |  | TRUE
30 | bus_LV_121-16_0_6_node_116 | 0.4 | n |  | TRUE
31 | bus_LV_121-16_0_6_node_41 | 0.4 | n |  | TRUE
32 | bus_LV_121-16_0_6_node_21 | 0.4 | n |  | TRUE
33 | bus_LV_121-16_0_6_node_19 | 0.4 | n |  | TRUE
34 | bus_LV_121-16_0_6_node_32 | 0.4 | n |  | TRUE
35 | bus_LV_121-16_0_6_node_29 | 0.4 | n |  | TRUE
36 | bus_LV_121-16_0_6_node_40 | 0.4 | n |  | TRUE
37 | bus_LV_121-16_0_6_node_47 | 0.4 | n |  | TRUE
38 | bus_LV_121-16_0_6_node_54 | 0.4 | n |  | TRUE
39 | bus_LV_121-16_0_6_node_46 | 0.4 | n |  | TRUE
40 | bus_LV_121-16_0_6_node_113 | 0.4 | n |  | TRUE
41 | bus_LV_121-16_0_6_node_38 | 0.4 | n |  | TRUE
42 | bus_LV_121-16_0_6_node_37 | 0.4 | n |  | TRUE
43 | bus_LV_121-16_0_6_node_127 | 0.4 | n |  | TRUE
44 | bus_LV_121-16_0_6_node_101 | 0.4 | n |  | TRUE
45 | bus_LV_121-16_0_6_node_104 | 0.4 | n |  | TRUE
46 | bus_LV_121-16_0_6_node_87 | 0.4 | n |  | TRUE
47 | bus_LV_121-16_0_6_node_83 | 0.4 | n |  | TRUE
48 | bus_LV_121-16_0_6_node_23 | 0.4 | n |  | TRUE
49 | bus_LV_121-16_0_6_node_39 | 0.4 | n |  | TRUE
50 | bus_LV_121-16_0_6_node_28 | 0.4 | n |  | TRUE
51 | bus_LV_121-16_0_6_node_27 | 0.4 | n |  | TRUE
52 | bus_LV_121-16_0_6_node_103 | 0.4 | n |  | TRUE
53 | bus_LV_121-16_0_6_node_105 | 0.4 | n |  | TRUE
54 | bus_LV_121-16_0_6_node_34 | 0.4 | n |  | TRUE
55 | bus_LV_121-16_0_6_node_35 | 0.4 | n |  | TRUE
56 | bus_LV_121-16_0_6_node_30 | 0.4 | n |  | TRUE
57 | bus_LV_121-16_0_6_node_24 | 0.4 | n |  | TRUE
58 | bus_LV_121-16_0_6_node_25 | 0.4 | n |  | TRUE
59 | bus_LV_121-16_0_6_node_26 | 0.4 | n |  | TRUE
60 | bus_LV_121-16_0_6_node_33 | 0.4 | n |  | TRUE
61 | bus_LV_121-16_0_6_node_66 | 0.4 | n |  | TRUE
62 | bus_LV_121-16_0_6_node_67 | 0.4 | n |  | TRUE
63 | bus_LV_121-16_0_6_node_44 | 0.4 | n |  | TRUE
64 | bus_LV_121-16_0_6_node_95 | 0.4 | n |  | TRUE
65 | bus_LV_121-16_0_6_node_68 | 0.4 | n |  | TRUE
66 | bus_LV_121-16_0_6_node_42 | 0.4 | n |  | TRUE
67 | bus_LV_121-16_0_6_node_43 | 0.4 | n |  | TRUE
68 | bus_LV_121-16_0_6_node_45 | 0.4 | n |  | TRUE
69 | bus_LV_121-16_0_6_node_48 | 0.4 | n |  | TRUE
70 | bus_LV_121-16_0_6_node_53 | 0.4 | n |  | TRUE
71 | bus_LV_121-16_0_6_node_55 | 0.4 | n |  | TRUE
72 | bus_LV_121-16_0_6_node_52 | 0.4 | n |  | TRUE
73 | bus_LV_121-16_0_6_node_49 | 0.4 | n |  | TRUE
74 | bus_LV_121-16_0_6_node_50 | 0.4 | n |  | TRUE
75 | bus_LV_121-16_0_6_node_51 | 0.4 | n |  | TRUE
76 | bus_LV_121-16_0_6_node_56 | 0.4 | n |  | TRUE
77 | bus_LV_121-16_0_6_node_57 | 0.4 | n |  | TRUE
78 | bus_LV_121-16_0_6_node_58 | 0.4 | n |  | TRUE
79 | bus_LV_121-16_0_6_node_59 | 0.4 | n |  | TRUE
80 | bus_LV_121-16_0_6_node_60 | 0.4 | n |  | TRUE
81 | bus_LV_121-16_0_6_node_61 | 0.4 | n |  | TRUE
82 | bus_LV_121-16_0_6_node_64 | 0.4 | n |  | TRUE
83 | bus_LV_121-16_0_6_node_71 | 0.4 | n |  | TRUE
84 | bus_LV_121-16_0_6_node_70 | 0.4 | n |  | TRUE
85 | bus_LV_121-16_0_6_node_65 | 0.4 | n |  | TRUE
86 | bus_LV_121-16_0_6_node_63 | 0.4 | n |  | TRUE
87 | bus_LV_121-16_0_6_node_62 | 0.4 | n |  | TRUE
88 | bus_LV_121-16_0_6_node_74 | 0.4 | n |  | TRUE
89 | bus_LV_121-16_0_6_node_94 | 0.4 | n |  | TRUE
90 | bus_LV_121-16_0_6_node_73 | 0.4 | n |  | TRUE
91 | bus_LV_121-16_0_6_node_93 | 0.4 | n |  | TRUE
92 | bus_LV_121-16_0_6_node_69 | 0.4 | n |  | TRUE
93 | bus_LV_121-16_0_6_node_72 | 0.4 | n |  | TRUE
94 | bus_LV_121-16_0_6_node_75 | 0.4 | n |  | TRUE
95 | bus_LV_121-16_0_6_node_76 | 0.4 | n |  | TRUE
96 | bus_LV_121-16_0_6_node_77 | 0.4 | n |  | TRUE
97 | bus_LV_121-16_0_6_node_78 | 0.4 | n |  | TRUE
98 | bus_LV_121-16_0_6_node_79 | 0.4 | n |  | TRUE
99 | bus_LV_121-16_0_6_node_80 | 0.4 | n |  | TRUE
100 | bus_LV_121-16_0_6_node_81 | 0.4 | n |  | TRUE
101 | bus_LV_121-16_0_6_node_99 | 0.4 | n |  | TRUE
102 | bus_LV_121-16_0_6_node_88 | 0.4 | n |  | TRUE
103 | bus_LV_121-16_0_6_node_100 | 0.4 | n |  | TRUE
104 | bus_LV_121-16_0_6_node_89 | 0.4 | n |  | TRUE
105 | bus_LV_121-16_0_6_node_82 | 0.4 | n |  | TRUE
106 | bus_LV_121-16_0_6_node_84 | 0.4 | n |  | TRUE
107 | bus_LV_121-16_0_6_node_90 | 0.4 | n |  | TRUE
108 | bus_LV_121-16_0_6_node_91 | 0.4 | n |  | TRUE
109 | bus_LV_121-16_0_6_node_92 | 0.4 | n |  | TRUE
110 | bus_LV_121-16_0_6_node_106 | 0.4 | n |  | TRUE
111 | bus_LV_121-16_0_6_node_107 | 0.4 | n |  | TRUE
112 | bus_LV_121-16_0_6_node_108 | 0.4 | n |  | TRUE
113 | bus_LV_121-16_0_6_node_109 | 0.4 | n |  | TRUE
114 | bus_LV_121-16_0_6_node_110 | 0.4 | n |  | TRUE
115 | bus_LV_121-16_0_6_node_111 | 0.4 | n |  | TRUE
116 | bus_LV_121-16_0_6_node_118 | 0.4 | n |  | TRUE
117 | bus_LV_121-16_0_6_node_122 | 0.4 | n |  | TRUE
118 | bus_LV_121-16_0_6_node_131 | 0.4 | n |  | TRUE
119 | bus_LV_121-16_0_6_node_123 | 0.4 | n |  | TRUE
120 | bus_LV_121-16_0_6_node_129 | 0.4 | n |  | TRUE
121 | bus_LV_121-16_0_6_node_130 | 0.4 | n |  | TRUE
122 | bus_LV_121-16_0_6_node_124 | 0.4 | n |  | TRUE
123 | bus_LV_121-16_0_6_node_125 | 0.4 | n |  | TRUE
124 | bus_LV_121-16_0_6_node_126 | 0.4 | n |  | TRUE
125 | bus_MV_357_0_node_134 | 20 | n |  | TRUE

## load
| name | bus | p_mw | q_mvar | const_z_percent | const_i_percent | sn_mva | scaling | in_service | type
0 | LV_121-16_0_6_load_0 | 0 | 0.0043689 | 0.0010949 | 0 | 0 |  | 1 | TRUE | wye
1 | LV_121-16_0_6_load_18 | 4 | 0.0044726 | 0.0011209 | 0 | 0 |  | 1 | TRUE | wye
2 | LV_121-16_0_6_load_115 | 8 | 0.00055184 | 0.0001383 | 0 | 0 |  | 1 | TRUE | wye
3 | LV_121-16_0_6_load_114 | 9 | 0.030185 | 0.0075651 | 0 | 0 |  | 1 | TRUE | wye
4 | LV_121-16_0_6_load_128 | 12 | 0.00051813 | 0.00012986 | 0 | 0 |  | 1 | TRUE | wye
5 | LV_121-16_0_6_load_119 | 16 | 0.025249 | 0.0063279 | 0 | 0 |  | 1 | TRUE | wye
6 | LV_121-16_0_6_load_132 | 18 | 0.0011009 | 0.00027592 | 0 | 0 |  | 1 | TRUE | wye
7 | LV_121-16_0_6_load_121 | 20 | 0.050669 | 0.012699 | 0 | 0 |  | 1 | TRUE | wye
8 | LV_121-16_0_6_load_96 | 22 | 0.0053766 | 0.0013475 | 0 | 0 |  | 1 | TRUE | wye
9 | LV_121-16_0_6_load_22 | 25 | 0.0016053 | 0.00040233 | 0 | 0 |  | 1 | TRUE | wye
10 | LV_121-16_0_6_load_98 | 26 | 0.00087856 | 0.00022019 | 0 | 0 |  | 1 | TRUE | wye
11 | LV_121-16_0_6_load_36 | 28 | 0.0059525 | 0.0014918 | 0 | 0 |  | 1 | TRUE | wye
12 | LV_121-16_0_6_load_102 | 29 | 0.0048395 | 0.0012129 | 0 | 0 |  | 1 | TRUE | wye
13 | LV_121-16_0_6_load_116 | 30 | 0.030817 | 0.0077236 | 0 | 0 |  | 1 | TRUE | wye
14 | LV_121-16_0_6_load_41 | 31 | 0.010573 | 0.0026498 | 0 | 0 |  | 1 | TRUE | wye
15 | LV_121-16_0_6_load_21 | 32 | 0.0057051 | 0.0014298 | 0 | 0 |  | 1 | TRUE | wye
16 | LV_121-16_0_6_load_29 | 35 | 0.0024991 | 0.00062633 | 0 | 0 |  | 1 | TRUE | wye
17 | LV_121-16_0_6_load_40 | 36 | 0.0029641 | 0.00074287 | 0 | 0 |  | 1 | TRUE | wye
18 | LV_121-16_0_6_load_54 | 38 | 0.001044 | 0.00026166 | 0 | 0 |  | 1 | TRUE | wye
19 | LV_121-16_0_6_load_113 | 40 | 0.018517 | 0.0046407 | 0 | 0 |  | 1 | TRUE | wye
20 | LV_121-16_0_6_load_38 | 41 | 0.0039922 | 0.0010006 | 0 | 0 |  | 1 | TRUE | wye
21 | LV_121-16_0_6_load_127 | 43 | 0.00035865 | 8.9886e-05 | 0 | 0 |  | 1 | TRUE | wye
22 | LV_121-16_0_6_load_101 | 44 | 0.0028471 | 0.00071356 | 0 | 0 |  | 1 | TRUE | wye
23 | LV_121-16_0_6_load_104 | 45 | 0.0040226 | 0.0010082 | 0 | 0 |  | 1 | TRUE | wye
24 | LV_121-16_0_6_load_83 | 47 | 0.0059925 | 0.0015019 | 0 | 0 |  | 1 | TRUE | wye
25 | LV_121-16_0_6_load_23 | 48 | 0.0043655 | 0.0010941 | 0 | 0 |  | 1 | TRUE | wye
26 | LV_121-16_0_6_load_28 | 50 | 0.010091 | 0.002529 | 0 | 0 |  | 1 | TRUE | wye
27 | LV_121-16_0_6_load_27 | 51 | 0.0060893 | 0.0015261 | 0 | 0 |  | 1 | TRUE | wye
28 | LV_121-16_0_6_load_34 | 54 | 0.003346 | 0.00083859 | 0 | 0 |  | 1 | TRUE | wye
29 | LV_121-16_0_6_load_35 | 55 | 0.003099 | 0.00077668 | 0 | 0 |  | 1 | TRUE | wye
30 | LV_121-16_0_6_load_30 | 56 | 0.0017778 | 0.00044557 | 0 | 0 |  | 1 | TRUE | wye
31 | LV_121-16_0_6_load_25 | 58 | 0.0069018 | 0.0017298 | 0 | 0 |  | 1 | TRUE | wye
32 | LV_121-16_0_6_load_26 | 59 | 0.009092 | 0.0022787 | 0 | 0 |  | 1 | TRUE | wye
33 | LV_121-16_0_6_load_66 | 61 | 0.0014738 | 0.00036936 | 0 | 0 |  | 1 | TRUE | wye
34 | LV_121-16_0_6_load_95 | 64 | 0.0037077 | 0.00092924 | 0 | 0 |  | 1 | TRUE | wye
35 | LV_121-16_0_6_load_68 | 65 | 0.0005813 | 0.00014569 | 0 | 0 |  | 1 | TRUE | wye
36 | LV_121-16_0_6_load_42 | 66 | 0.0021312 | 0.00053412 | 0 | 0 |  | 1 | TRUE | wye
37 | LV_121-16_0_6_load_43 | 67 | 0.0020095 | 0.00050364 | 0 | 0 |  | 1 | TRUE | wye
38 | LV_121-16_0_6_load_45 | 68 | 0.0016738 | 0.00041949 | 0 | 0 |  | 1 | TRUE | wye
39 | LV_121-16_0_6_load_48 | 69 | 0.0013923 | 0.00034895 | 0 | 0 |  | 1 | TRUE | wye
40 | LV_121-16_0_6_load_53 | 70 | 0.0015391 | 0.00038572 | 0 | 0 |  | 1 | TRUE | wye
41 | LV_121-16_0_6_load_55 | 71 | 0.0044232 | 0.0011086 | 0 | 0 |  | 1 | TRUE | wye
42 | LV_121-16_0_6_load_49 | 73 | 0.0024859 | 0.00062303 | 0 | 0 |  | 1 | TRUE | wye
43 | LV_121-16_0_6_load_50 | 74 | 0.0014506 | 0.00036356 | 0 | 0 |  | 1 | TRUE | wye
44 | LV_121-16_0_6_load_51 | 75 | 0.0021556 | 0.00054024 | 0 | 0 |  | 1 | TRUE | wye
45 | LV_121-16_0_6_load_56 | 76 | 0.005329 | 0.0013356 | 0 | 0 |  | 1 | TRUE | wye
46 | LV_121-16_0_6_load_58 | 78 | 0.0006213 | 0.00015571 | 0 | 0 |  | 1 | TRUE | wye
47 | LV_121-16_0_6_load_59 | 79 | 0.00061998 | 0.00015538 | 0 | 0 |  | 1 | TRUE | wye
48 | LV_121-16_0_6_load_60 | 80 | 0.0013334 | 0.00033418 | 0 | 0 |  | 1 | TRUE | wye
49 | LV_121-16_0_6_load_61 | 81 | 0.00061676 | 0.00015458 | 0 | 0 |  | 1 | TRUE | wye
50 | LV_121-16_0_6_load_71 | 83 | 0.00068216 | 0.00017097 | 0 | 0 |  | 1 | TRUE | wye
51 | LV_121-16_0_6_load_70 | 84 | 0.00067403 | 0.00016893 | 0 | 0 |  | 1 | TRUE | wye
52 | LV_121-16_0_6_load_63 | 86 | 0.0045819 | 0.0011483 | 0 | 0 |  | 1 | TRUE | wye
53 | LV_121-16_0_6_load_62 | 87 | 0.0046588 | 0.0011676 | 0 | 0 |  | 1 | TRUE | wye
54 | LV_121-16_0_6_load_74 | 88 | 0.00062321 | 0.00015619 | 0 | 0 |  | 1 | TRUE | wye
55 | LV_121-16_0_6_load_94 | 89 | 0.00090105 | 0.00022582 | 0 | 0 |  | 1 | TRUE | wye
56 | LV_121-16_0_6_load_73 | 90 | 0.00062066 | 0.00015555 | 0 | 0 |  | 1 | TRUE | wye
57 | LV_121-16_0_6_load_69 | 92 | 0.0048393 | 0.0012128 | 0 | 0 |  | 1 | TRUE | wye
58 | LV_121-16_0_6_load_72 | 93 | 0.00067475 | 0.00016911 | 0 | 0 |  | 1 | TRUE | wye
59 | LV_121-16_0_6_load_75 | 94 | 0.0021411 | 0.00053661 | 0 | 0 |  | 1 | TRUE | wye
60 | LV_121-16_0_6_load_76 | 95 | 0.001785 | 0.00044737 | 0 | 0 |  | 1 | TRUE | wye
61 | LV_121-16_0_6_load_77 | 96 | 0.00097564 | 0.00024452 | 0 | 0 |  | 1 | TRUE | wye
62 | LV_121-16_0_6_load_78 | 97 | 0.0028361 | 0.0007108 | 0 | 0 |  | 1 | TRUE | wye
63 | LV_121-16_0_6_load_79 | 98 | 0.00099515 | 0.00024941 | 0 | 0 |  | 1 | TRUE | wye
64 | LV_121-16_0_6_load_81 | 100 | 0.0043172 | 0.001082 | 0 | 0 |  | 1 | TRUE | wye
65 | LV_121-16_0_6_load_99 | 101 | 0.0034784 | 0.00087176 | 0 | 0 |  | 1 | TRUE | wye
66 | LV_121-16_0_6_load_88 | 102 | 0.0013945 | 0.0003495 | 0 | 0 |  | 1 | TRUE | wye
67 | LV_121-16_0_6_load_100 | 103 | 0.001871 | 0.00046892 | 0 | 0 |  | 1 | TRUE | wye
68 | LV_121-16_0_6_load_89 | 104 | 0.00083953 | 0.00021041 | 0 | 0 |  | 1 | TRUE | wye
69 | LV_121-16_0_6_load_82 | 105 | 0.0042255 | 0.001059 | 0 | 0 |  | 1 | TRUE | wye
70 | LV_121-16_0_6_load_84 | 106 | 0.0037024 | 0.00092791 | 0 | 0 |  | 1 | TRUE | wye
71 | LV_121-16_0_6_load_90 | 107 | 0.0037358 | 0.00093628 | 0 | 0 |  | 1 | TRUE | wye
72 | LV_121-16_0_6_load_91 | 108 | 0.0011827 | 0.00029642 | 0 | 0 |  | 1 | TRUE | wye
73 | LV_121-16_0_6_load_92 | 109 | 0.0057736 | 0.001447 | 0 | 0 |  | 1 | TRUE | wye
74 | LV_121-16_0_6_load_106 | 110 | 0.0065607 | 0.0016443 | 0 | 0 |  | 1 | TRUE | wye
75 | LV_121-16_0_6_load_107 | 111 | 0.00085575 | 0.00021447 | 0 | 0 |  | 1 | TRUE | wye
76 | LV_121-16_0_6_load_108 | 112 | 0.0015237 | 0.00038187 | 0 | 0 |  | 1 | TRUE | wye
77 | LV_121-16_0_6_load_109 | 113 | 0.00087111 | 0.00021832 | 0 | 0 |  | 1 | TRUE | wye
78 | LV_121-16_0_6_load_110 | 114 | 0.00079789 | 0.00019997 | 0 | 0 |  | 1 | TRUE | wye
79 | LV_121-16_0_6_load_111 | 115 | 0.0079641 | 0.001996 | 0 | 0 |  | 1 | TRUE | wye
80 | LV_121-16_0_6_load_122 | 117 | 0.0015097 | 0.00037836 | 0 | 0 |  | 1 | TRUE | wye
81 | LV_121-16_0_6_load_123 | 119 | 0.0010862 | 0.00027224 | 0 | 0 |  | 1 | TRUE | wye
82 | LV_121-16_0_6_load_129 | 120 | 0.050089 | 0.012553 | 0 | 0 |  | 1 | TRUE | wye
83 | LV_121-16_0_6_load_124 | 122 | 0.0012407 | 0.00031094 | 0 | 0 |  | 1 | TRUE | wye
84 | LV_121-16_0_6_load_125 | 123 | 0.00094595 | 0.00023708 | 0 | 0 |  | 1 | TRUE | wye
85 | LV_121-16_0_6_load_126 | 124 | 0.00082424 | 0.00020657 | 0 | 0 |  | 1 | TRUE | wye

## ext_grid
| name | bus | vm_pu | va_degree | slack_weight | in_service
0 |  | 10 | 1 | 0 | 1 | TRUE

## line
| name | std_type | from_bus | to_bus | length_km | r_ohm_per_km | x_ohm_per_km | c_nf_per_km | g_us_per_km | max_i_ka | df | parallel | type | in_service
0 | LV_121-16_0_6_line_0 |  | 0 | 1 | 0.014752 | 0.125 | 0.08 | 261 | 0 | 0.364 | 1 | 1 | cs | TRUE
1 | LV_121-16_0_6_line_1 |  | 1 | 2 | 0.027969 | 0.125 | 0.08 | 261 | 0 | 0.364 | 1 | 1 | cs | TRUE
2 | LV_121-16_0_6_line_2 |  | 1 | 3 | 0.01986 | 0.125 | 0.08 | 261 | 0 | 0.364 | 1 | 1 | cs | TRUE
3 | LV_121-16_0_6_line_3 |  | 2 | 4 | 0.021343 | 0.125 | 0.08 | 261 | 0 | 0.364 | 1 | 1 | cs | TRUE
4 | LV_121-16_0_6_line_4 |  | 2 | 5 | 0.023029 | 0.125 | 0.08 | 261 | 0 | 0.364 | 1 | 1 | cs | TRUE
5 | LV_121-16_0_6_line_5 |  | 3 | 25 | 0.012035 | 0.125 | 0.08 | 261 | 0 | 0.364 | 1 | 1 | cs | TRUE
6 | LV_121-16_0_6_line_6 |  | 4 | 32 | 0.0029116 | 0.125 | 0.08 | 261 | 0 | 0.364 | 1 | 1 | cs | TRUE
7 | LV_121-16_0_6_line_7 |  | 5 | 27 | 0.058591 | 0.125 | 0.08 | 261 | 0 | 0.364 | 1 | 4 | cs | TRUE
8 | LV_121-16_0_6_line_8 |  | 5 | 28 | 0.036046 | 0.125 | 0.08 | 261 | 0 | 0.364 | 1 | 4 | cs | TRUE
9 | LV_121-16_0_6_line_9 |  | 6 | 7 | 0.051864 | 0.125 | 0.08 | 261 | 0 | 0.364 | 1 | 4 | cs | TRUE
10 | LV_121-16_0_6_line_10 |  | 6 | 8 | 0.04627 | 0.125 | 0.08 | 261 | 0 | 0.364 | 1 | 4 | cs | TRUE
11 | LV_121-16_0_6_line_11 |  | 6 | 9 | 0.020581 | 0.125 | 0.08 | 261 | 0 | 0.364 | 1 | 1 | cs | TRUE
12 | LV_121-16_0_6_line_12 |  | 7 | 30 | 0.032493 | 0.125 | 0.08 | 261 | 0 | 0.364 | 1 | 1 | cs | TRUE
13 | LV_121-16_0_6_line_13 |  | 7 | 15 | 0.061095 | 0.125 | 0.08 | 261 | 0 | 0.364 | 1 | 4 | cs | TRUE
14 | LV_121-16_0_6_line_14 |  | 8 | 10 | 0.023318 | 0.125 | 0.08 | 261 | 0 | 0.364 | 1 | 4 | cs | TRUE
15 | LV_121-16_0_6_line_15 |  | 9 | 40 | 0.0045341 | 0.125 | 0.08 | 261 | 0 | 0.364 | 1 | 1 | cs | TRUE
16 | LV_121-16_0_6_line_16 |  | 10 | 11 | 0.011854 | 0.125 | 0.08 | 261 | 0 | 0.364 | 1 | 1 | cs | TRUE
17 | LV_121-16_0_6_line_17 |  | 10 | 12 | 0.017077 | 0.125 | 0.08 | 261 | 0 | 0.364 | 1 | 1 | cs | TRUE
18 | LV_121-16_0_6_line_18 |  | 11 | 26 | 0.0023089 | 0.125 | 0.08 | 261 | 0 | 0.364 | 1 | 1 | cs | TRUE
19 | LV_121-16_0_6_line_19 |  | 12 | 43 | 0.0074921 | 0.125 | 0.08 | 261 | 0 | 0.364 | 1 | 1 | cs | TRUE
20 | LV_121-16_0_6_line_20 |  | 13 | 14 | 0.028847 | 0.125 | 0.08 | 261 | 0 | 0.364 | 1 | 1 | cs | TRUE
21 | LV_121-16_0_6_line_21 |  | 13 | 15 | 0.058198 | 0.125 | 0.08 | 261 | 0 | 0.364 | 1 | 1 | cs | TRUE
22 | LV_121-16_0_6_line_22 |  | 13 | 16 | 0.023175 | 0.125 | 0.08 | 261 | 0 | 0.364 | 1 | 1 | cs | TRUE
23 | LV_121-16_0_6_line_23 |  | 14 | 20 | 0.0082422 | 0.125 | 0.08 | 261 | 0 | 0.364 | 1 | 1 | cs | TRUE
24 | LV_121-16_0_6_line_24 |  | 15 | 31 | 0.030137 | 0.125 | 0.08 | 261 | 0 | 0.364 | 1 | 4 | cs | TRUE
25 | LV_121-16_0_6_line_25 |  | 17 | 18 | 0.024426 | 0.125 | 0.08 | 261 | 0 | 0.364 | 1 | 1 | cs | TRUE
26 | LV_121-16_0_6_line_26 |  | 17 | 19 | 0.079191 | 0.125 | 0.08 | 261 | 0 | 0.364 | 1 | 1 | cs | TRUE
27 | LV_121-16_0_6_line_27 |  | 19 | 29 | 0.011195 | 0.125 | 0.08 | 261 | 0 | 0.364 | 1 | 1 | cs | TRUE
28 | LV_121-16_0_6_line_28 |  | 21 | 22 | 0.047412 | 0.125 | 0.08 | 261 | 0 | 0.364 | 1 | 1 | cs | TRUE
29 | LV_121-16_0_6_line_29 |  | 21 | 23 | 0.043007 | 0.125 | 0.08 | 261 | 0 | 0.364 | 1 | 1 | cs | TRUE
30 | LV_121-16_0_6_line_30 |  | 21 | 24 | 0.004439 | 0.125 | 0.08 | 261 | 0 | 0.364 | 1 | 1 | cs | TRUE
31 | LV_121-16_0_6_line_31 |  | 22 | 44 | 0.021283 | 0.125 | 0.08 | 261 | 0 | 0.364 | 1 | 1 | cs | TRUE
32 | LV_121-16_0_6_line_32 |  | 23 | 45 | 0.024959 | 0.125 | 0.08 | 261 | 0 | 0.364 | 1 | 1 | cs | TRUE
33 | LV_121-16_0_6_line_33 |  | 23 | 29 | 0.022271 | 0.125 | 0.08 | 261 | 0 | 0.364 | 1 | 1 | cs | TRUE
34 | LV_121-16_0_6_line_34 |  | 24 | 46 | 0.12946 | 0.125 | 0.08 | 261 | 0 | 0.364 | 1 | 1 | cs | TRUE
35 | LV_121-16_0_6_line_35 |  | 24 | 47 | 0.069033 | 0.125 | 0.08 | 261 | 0 | 0.364 | 1 | 1 | cs | TRUE
36 | LV_121-16_0_6_line_36 |  | 25 | 48 | 0.016764 | 0.125 | 0.08 | 261 | 0 | 0.364 | 1 | 1 | cs | TRUE
37 | LV_121-16_0_6_line_37 |  | 26 | 46 | 0.011712 | 0.125 | 0.08 | 261 | 0 | 0.364 | 1 | 1 | cs | TRUE
38 | LV_121-16_0_6_line_38 |  | 27 | 36 | 0.012315 | 0.125 | 0.08 | 261 | 0 | 0.364 | 1 | 4 | cs | TRUE
39 | LV_121-16_0_6_line_39 |  | 28 | 51 | 0.015675 | 0.125 | 0.08 | 261 | 0 | 0.364 | 1 | 4 | cs | TRUE
40 | LV_121-16_0_6_line_40 |  | 31 | 49 | 0.043805 | 0.125 | 0.08 | 261 | 0 | 0.364 | 1 | 4 | cs | TRUE
41 | LV_121-16_0_6_line_41 |  | 33 | 34 | 0.004081 | 0.125 | 0.08 | 261 | 0 | 0.364 | 1 | 1 | cs | TRUE
42 | LV_121-16_0_6_line_42 |  | 33 | 35 | 0.058208 | 0.125 | 0.08 | 261 | 0 | 0.364 | 1 | 1 | cs | TRUE
43 | LV_121-16_0_6_line_43 |  | 34 | 54 | 0.025216 | 0.125 | 0.08 | 261 | 0 | 0.364 | 1 | 4 | cs | TRUE
44 | LV_121-16_0_6_line_44 |  | 34 | 55 | 0.066667 | 0.125 | 0.08 | 261 | 0 | 0.364 | 1 | 4 | cs | TRUE
45 | LV_121-16_0_6_line_45 |  | 35 | 56 | 0.077176 | 0.125 | 0.08 | 261 | 0 | 0.364 | 1 | 1 | cs | TRUE
46 | LV_121-16_0_6_line_46 |  | 36 | 55 | 0.0036017 | 0.125 | 0.08 | 261 | 0 | 0.364 | 1 | 4 | cs | TRUE
47 | LV_121-16_0_6_line_47 |  | 37 | 38 | 0.083842 | 0.125 | 0.08 | 261 | 0 | 0.364 | 1 | 4 | cs | TRUE
48 | LV_121-16_0_6_line_48 |  | 37 | 39 | 0.057419 | 0.125 | 0.08 | 261 | 0 | 0.364 | 1 | 4 | cs | TRUE
49 | LV_121-16_0_6_line_49 |  | 38 | 71 | 0.02622 | 0.125 | 0.08 | 261 | 0 | 0.364 | 1 | 4 | cs | TRUE
50 | LV_121-16_0_6_line_50 |  | 39 | 69 | 0.031021 | 0.125 | 0.08 | 261 | 0 | 0.364 | 1 | 1 | cs | TRUE
51 | LV_121-16_0_6_line_51 |  | 39 | 63 | 0.007719 | 0.125 | 0.08 | 261 | 0 | 0.364 | 1 | 4 | cs | TRUE
52 | LV_121-16_0_6_line_52 |  | 40 | 115 | 0.0084157 | 0.125 | 0.08 | 261 | 0 | 0.364 | 1 | 1 | cs | TRUE
53 | LV_121-16_0_6_line_53 |  | 41 | 42 | 0.021181 | 0.125 | 0.08 | 261 | 0 | 0.364 | 1 | 1 | cs | TRUE
54 | LV_121-16_0_6_line_54 |  | 42 | 49 | 0.003664 | 0.125 | 0.08 | 261 | 0 | 0.364 | 1 | 4 | cs | TRUE
55 | LV_121-16_0_6_line_55 |  | 42 | 50 | 0.015565 | 0.125 | 0.08 | 261 | 0 | 0.364 | 1 | 4 | cs | TRUE
56 | LV_121-16_0_6_line_56 |  | 43 | 124 | 0.012314 | 0.125 | 0.08 | 261 | 0 | 0.364 | 1 | 1 | cs | TRUE
57 | LV_121-16_0_6_line_57 |  | 44 | 103 | 0.0045056 | 0.125 | 0.08 | 261 | 0 | 0.364 | 1 | 1 | cs | TRUE
58 | LV_121-16_0_6_line_58 |  | 45 | 52 | 0.010828 | 0.125 | 0.08 | 261 | 0 | 0.364 | 1 | 1 | cs | TRUE
59 | LV_121-16_0_6_line_59 |  | 47 | 105 | 0.034597 | 0.125 | 0.08 | 261 | 0 | 0.364 | 1 | 1 | cs | TRUE
60 | LV_121-16_0_6_line_60 |  | 50 | 59 | 0.022097 | 0.125 | 0.08 | 261 | 0 | 0.364 | 1 | 4 | cs | TRUE
61 | LV_121-16_0_6_line_61 |  | 51 | 58 | 0.015997 | 0.125 | 0.08 | 261 | 0 | 0.364 | 1 | 4 | cs | TRUE
62 | LV_121-16_0_6_line_62 |  | 52 | 53 | 0.028403 | 0.125 | 0.08 | 261 | 0 | 0.364 | 1 | 1 | cs | TRUE
63 | LV_121-16_0_6_line_63 |  | 53 | 110 | 0.039813 | 0.125 | 0.08 | 261 | 0 | 0.364 | 1 | 1 | cs | TRUE
64 | LV_121-16_0_6_line_64 |  | 54 | 63 | 0.058235 | 0.125 | 0.08 | 261 | 0 | 0.364 | 1 | 4 | cs | TRUE
65 | LV_121-16_0_6_line_65 |  | 57 | 58 | 0.012574 | 0.125 | 0.08 | 261 | 0 | 0.364 | 1 | 4 | cs | TRUE
66 | LV_121-16_0_6_line_66 |  | 57 | 59 | 0.013337 | 0.125 | 0.08 | 261 | 0 | 0.364 | 1 | 4 | cs | TRUE
67 | LV_121-16_0_6_line_67 |  | 60 | 61 | 0.08835 | 0.125 | 0.08 | 261 | 0 | 0.364 | 1 | 1 | cs | TRUE
68 | LV_121-16_0_6_line_68 |  | 60 | 62 | 0.40358 | 0.125 | 0.08 | 261 | 0 | 0.364 | 1 | 1 | cs | TRUE
69 | LV_121-16_0_6_line_69 |  | 61 | 64 | 0.0082547 | 0.125 | 0.08 | 261 | 0 | 0.364 | 1 | 1 | cs | TRUE
70 | LV_121-16_0_6_line_70 |  | 62 | 65 | 0.31551 | 0.125 | 0.08 | 261 | 0 | 0.364 | 1 | 1 | cs | TRUE
71 | LV_121-16_0_6_line_71 |  | 63 | 66 | 0.017394 | 0.125 | 0.08 | 261 | 0 | 0.364 | 1 | 1 | cs | TRUE
72 | LV_121-16_0_6_line_72 |  | 64 | 91 | 0.012033 | 0.125 | 0.08 | 261 | 0 | 0.364 | 1 | 1 | cs | TRUE
73 | LV_121-16_0_6_line_73 |  | 65 | 92 | 0.0087494 | 0.125 | 0.08 | 261 | 0 | 0.364 | 1 | 1 | cs | TRUE
74 | LV_121-16_0_6_line_74 |  | 66 | 67 | 0.011456 | 0.125 | 0.08 | 261 | 0 | 0.364 | 1 | 1 | cs | TRUE
75 | LV_121-16_0_6_line_75 |  | 67 | 68 | 0.014092 | 0.125 | 0.08 | 261 | 0 | 0.364 | 1 | 1 | cs | TRUE
76 | LV_121-16_0_6_line_76 |  | 69 | 70 | 0.0054444 | 0.125 | 0.08 | 261 | 0 | 0.364 | 1 | 1 | cs | TRUE
77 | LV_121-16_0_6_line_77 |  | 70 | 72 | 0.013713 | 0.125 | 0.08 | 261 | 0 | 0.364 | 1 | 1 | cs | TRUE
78 | LV_121-16_0_6_line_78 |  | 71 | 76 | 0.016064 | 0.125 | 0.08 | 261 | 0 | 0.364 | 1 | 4 | cs | TRUE
79 | LV_121-16_0_6_line_79 |  | 72 | 74 | 0.036077 | 0.125 | 0.08 | 261 | 0 | 0.364 | 1 | 1 | cs | TRUE
80 | LV_121-16_0_6_line_80 |  | 73 | 74 | 0.02606 | 0.125 | 0.08 | 261 | 0 | 0.364 | 1 | 1 | cs | TRUE
81 | LV_121-16_0_6_line_81 |  | 73 | 75 | 0.0033428 | 0.125 | 0.08 | 261 | 0 | 0.364 | 1 | 1 | cs | TRUE
82 | LV_121-16_0_6_line_82 |  | 76 | 77 | 0.02067 | 0.125 | 0.08 | 261 | 0 | 0.364 | 1 | 4 | cs | TRUE
83 | LV_121-16_0_6_line_83 |  | 77 | 78 | 0.015495 | 0.125 | 0.08 | 261 | 0 | 0.364 | 1 | 1 | cs | TRUE
84 | LV_121-16_0_6_line_84 |  | 77 | 79 | 0.014019 | 0.125 | 0.08 | 261 | 0 | 0.364 | 1 | 4 | cs | TRUE
85 | LV_121-16_0_6_line_85 |  | 78 | 80 | 0.0024673 | 0.125 | 0.08 | 261 | 0 | 0.364 | 1 | 1 | cs | TRUE
86 | LV_121-16_0_6_line_86 |  | 79 | 81 | 0.007498 | 0.125 | 0.08 | 261 | 0 | 0.364 | 1 | 4 | cs | TRUE
87 | LV_121-16_0_6_line_87 |  | 81 | 82 | 0.017198 | 0.125 | 0.08 | 261 | 0 | 0.364 | 1 | 2 | cs | TRUE
88 | LV_121-16_0_6_line_88 |  | 82 | 85 | 0.008854 | 0.125 | 0.08 | 261 | 0 | 0.364 | 1 | 1 | cs | TRUE
89 | LV_121-16_0_6_line_89 |  | 82 | 86 | 0.026675 | 0.125 | 0.08 | 261 | 0 | 0.364 | 1 | 1 | cs | TRUE
90 | LV_121-16_0_6_line_90 |  | 83 | 84 | 0.015463 | 0.125 | 0.08 | 261 | 0 | 0.364 | 1 | 1 | cs | TRUE
91 | LV_121-16_0_6_line_91 |  | 84 | 93 | 0.0073524 | 0.125 | 0.08 | 261 | 0 | 0.364 | 1 | 1 | cs | TRUE
92 | LV_121-16_0_6_line_92 |  | 85 | 88 | 0.018751 | 0.125 | 0.08 | 261 | 0 | 0.364 | 1 | 1 | cs | TRUE
93 | LV_121-16_0_6_line_93 |  | 85 | 89 | 0.01527 | 0.125 | 0.08 | 261 | 0 | 0.364 | 1 | 1 | cs | TRUE
94 | LV_121-16_0_6_line_94 |  | 86 | 87 | 0.024313 | 0.125 | 0.08 | 261 | 0 | 0.364 | 1 | 1 | cs | TRUE
95 | LV_121-16_0_6_line_95 |  | 88 | 90 | 0.0011102 | 0.125 | 0.08 | 261 | 0 | 0.364 | 1 | 1 | cs | TRUE
96 | LV_121-16_0_6_line_96 |  | 89 | 91 | 0.025899 | 0.125 | 0.08 | 261 | 0 | 0.364 | 1 | 1 | cs | TRUE
97 | LV_121-16_0_6_line_97 |  | 90 | 93 | 0.026375 | 0.125 | 0.08 | 261 | 0 | 0.364 | 1 | 1 | cs | TRUE
98 | LV_121-16_0_6_line_98 |  | 91 | 108 | 0.013346 | 0.125 | 0.08 | 261 | 0 | 0.364 | 1 | 1 | cs | TRUE
99 | LV_121-16_0_6_line_99 |  | 94 | 95 | 0.03014 | 0.125 | 0.08 | 261 | 0 | 0.364 | 1 | 1 | cs | TRUE
100 | LV_121-16_0_6_line_100 |  | 94 | 96 | 0.005863 | 0.125 | 0.08 | 261 | 0 | 0.364 | 1 | 1 | cs | TRUE
101 | LV_121-16_0_6_line_101 |  | 95 | 97 | 0.0021707 | 0.125 | 0.08 | 261 | 0 | 0.364 | 1 | 1 | cs | TRUE
102 | LV_121-16_0_6_line_102 |  | 96 | 98 | 0.0029054 | 0.125 | 0.08 | 261 | 0 | 0.364 | 1 | 1 | cs | TRUE
103 | LV_121-16_0_6_line_103 |  | 97 | 99 | 0.01384 | 0.125 | 0.08 | 261 | 0 | 0.364 | 1 | 1 | cs | TRUE
104 | LV_121-16_0_6_line_104 |  | 98 | 100 | 0.031539 | 0.125 | 0.08 | 261 | 0 | 0.364 | 1 | 1 | cs | TRUE
105 | LV_121-16_0_6_line_105 |  | 99 | 101 | 0.050568 | 0.125 | 0.08 | 261 | 0 | 0.364 | 1 | 1 | cs | TRUE
106 | LV_121-16_0_6_line_106 |  | 100 | 102 | 0.012143 | 0.125 | 0.08 | 261 | 0 | 0.364 | 1 | 1 | cs | TRUE
107 | LV_121-16_0_6_line_107 |  | 101 | 103 | 0.012166 | 0.125 | 0.08 | 261 | 0 | 0.364 | 1 | 1 | cs | TRUE
108 | LV_121-16_0_6_line_108 |  | 102 | 104 | 0.021597 | 0.125 | 0.08 | 261 | 0 | 0.364 | 1 | 1 | cs | TRUE
109 | LV_121-16_0_6_line_109 |  | 105 | 106 | 0.029457 | 0.125 | 0.08 | 261 | 0 | 0.364 | 1 | 1 | cs | TRUE
110 | LV_121-16_0_6_line_110 |  | 107 | 108 | 0.027624 | 0.125 | 0.08 | 261 | 0 | 0.364 | 1 | 1 | cs | TRUE
111 | LV_121-16_0_6_line_111 |  | 107 | 109 | 0.0077399 | 0.125 | 0.08 | 261 | 0 | 0.364 | 1 | 1 | cs | TRUE
112 | LV_121-16_0_6_line_112 |  | 111 | 112 | 0.022892 | 0.125 | 0.08 | 261 | 0 | 0.364 | 1 | 1 | cs | TRUE
113 | LV_121-16_0_6_line_113 |  | 111 | 113 | 0.0039499 | 0.125 | 0.08 | 261 | 0 | 0.364 | 1 | 1 | cs | TRUE
114 | LV_121-16_0_6_line_114 |  | 112 | 114 | 0.032196 | 0.125 | 0.08 | 261 | 0 | 0.364 | 1 | 1 | cs | TRUE
115 | LV_121-16_0_6_line_115 |  | 113 | 115 | 0.02065 | 0.125 | 0.08 | 261 | 0 | 0.364 | 1 | 1 | cs | TRUE
116 | LV_121-16_0_6_line_116 |  | 116 | 117 | 0.045805 | 0.125 | 0.08 | 261 | 0 | 0.364 | 1 | 1 | cs | TRUE
117 | LV_121-16_0_6_line_117 |  | 116 | 118 | 0.082186 | 0.125 | 0.08 | 261 | 0 | 0.364 | 1 | 1 | cs | TRUE
118 | LV_121-16_0_6_line_118 |  | 117 | 119 | 0.025233 | 0.125 | 0.08 | 261 | 0 | 0.364 | 1 | 1 | cs | TRUE
119 | LV_121-16_0_6_line_119 |  | 118 | 121 | 0.030484 | 0.125 | 0.08 | 261 | 0 | 0.364 | 1 | 1 | cs | TRUE
120 | LV_121-16_0_6_line_120 |  | 119 | 122 | 0.032339 | 0.125 | 0.08 | 261 | 0 | 0.364 | 1 | 1 | cs | TRUE
121 | LV_121-16_0_6_line_121 |  | 120 | 121 | 0.036429 | 0.125 | 0.08 | 261 | 0 | 0.364 | 1 | 1 | cs | TRUE
122 | LV_121-16_0_6_line_122 |  | 122 | 123 | 0.034482 | 0.125 | 0.08 | 261 | 0 | 0.364 | 1 | 1 | cs | TRUE
123 | LV_121-16_0_6_line_123 |  | 123 | 124 | 0.02372 | 0.125 | 0.08 | 261 | 0 | 0.364 | 1 | 1 | cs | TRUE

## trafo
| name | std_type | hv_bus | lv_bus | sn_mva | vn_hv_kv | vn_lv_kv | vk_percent | vkr_percent | pfe_kw | i0_percent | shift_degree | tap_side | tap_neutral | tap_min | tap_max | tap_step_percent | tap_step_degree | tap_pos | tap_phase_shifter | parallel | df | in_service
0 | LV_121-16_0_6_trafo_6 | 0.63 MVA 20/0.4 kV | 125 | 10 | 0.63 | 20 | 0.4 | 6 | 1.206 | 1.65 | 0.2619 | 150 | hv | 0 | -2 | 2 | 2.5 | 0 | 0 | FALSE | 1 | 1 | TRUE

## line_geodata
| x0 | y0 | x1 | y1 | x2 | y2 | x3 | y3 | x4 | y4 | x5 | y5 | x6 | y6 | x7 | y7 | x8 | y8
0 | 2702905.5716 | 1241915.7487 | 2702892.85 | 1241908.2794
1 | 2702905.5716 | 1241915.7487 | 2702931.3302 | 1241926.8261
2 | 2702897.754 | 1241934.0051 | 2702904.0179 | 1241919.4469 | 2702905.5716 | 1241915.7487
3 | 2702931.3302 | 1241926.8261 | 2702939.7368 | 1241907.2088
4 | 2702931.3302 | 1241926.8261 | 2702949.2837 | 1241932.3307 | 2702948.2292 | 1241936.4489
5 | 2702897.754 | 1241934.0051 | 2702892.3633 | 1241944.7654
6 | 2702939.7368 | 1241907.2088 | 2702940.8837 | 1241904.5326
7 | 2702948.2292 | 1241936.4489 | 2702949.2837 | 1241932.3307 | 2702969.4162 | 1241936.4497 | 2702971.7499 | 1241937.0462 | 2702973.7305 | 1241938.3816 | 2702975.1642 | 1241940.2969 | 2702975.8807 | 1241942.5777 | 2702975.7863 | 1241944.9668 | 2702968.7059 | 1241965.6044
8 | 2702948.2292 | 1241936.4489 | 2702947.9046 | 1241937.2884 | 2702950.3135 | 1241942.2673 | 2702958.4123 | 1241948.7684 | 2702959.8174 | 1241952.7625 | 2702959.8853 | 1241958.8684 | 2702957.5384 | 1241964.6989 | 2702956.2664 | 1241966.971
9 | 2702907.5402 | 1242142.2024 | 2702916.2176 | 1242145.4109 | 2702927.7639 | 1242148.8693 | 2702942.2434 | 1242151.9228 | 2702958.0444 | 1242153.765
10 | 2702958.0444 | 1242153.765 | 2702987.349 | 1242156.0752 | 2703004.0994 | 1242158.119
11 | 2702958.0444 | 1242153.765 | 2702955.8004 | 1242174.2237
12 | 2702907.5402 | 1242142.2024 | 2702894.1328 | 1242168.001 | 2702893.1488 | 1242171.2751
13 | 2702869.0871 | 1242107.1642 | 2702879.0073 | 1242114.1416 | 2702876.3481 | 1242117.9318 | 2702895.6249 | 1242130.8092 | 2702909.9887 | 1242137.4856 | 2702907.5402 | 1242142.2024
14 | 2703026.9605 | 1242162.6677 | 2703006.6871 | 1242158.4348 | 2703004.0994 | 1242158.119
15 | 2702955.8004 | 1242174.2237 | 2702955.3675 | 1242178.1707 | 2702955.323 | 1242178.7324
16 | 2703026.9605 | 1242162.6677 | 2703034.4728 | 1242164.6108 | 2703038.4643 | 1242165.5252
17 | 2703026.9605 | 1242162.6677 | 2703022.1199 | 1242179.0448
18 | 2703038.4643 | 1242165.5252 | 2703040.6819 | 1242166.168
19 | 2703022.1199 | 1242179.0448 | 2703019.9963 | 1242186.2297
20 | 2702920.1068 | 1242134.3586 | 2702948.328 | 1242140.7197
21 | 2702869.0871 | 1242107.1642 | 2702879.0073 | 1242114.1416 | 2702899.486 | 1242126.6062 | 2702902.5919 | 1242127.1383 | 2702920.1068 | 1242134.3586
22 | 2702920.1068 | 1242134.3586 | 2702929.2395 | 1242118.3046 | 2702931.5669 | 1242114.2153
23 | 2702948.328 | 1242140.7197 | 2702955.0921 | 1242136.0101
24 | 2702869.0871 | 1242107.1642 | 2702881.5638 | 1242094.4818 | 2702889.7525 | 1242085.2415
25 | 2703130.1729 | 1242132.4813 | 2703119.8199 | 1242126.9305 | 2703113.3641 | 1242115.9765
26 | 2703130.1729 | 1242132.4813 | 2703134.4533 | 1242140.6954 | 2703140.3421 | 1242142.5102 | 2703134.7635 | 1242160.2492 | 2703142.5959 | 1242162.9096 | 2703153.7865 | 1242164.6388 | 2703161.7762 | 1242164.7778 | 2703168.8339 | 1242162.4208 | 2703177.7861 | 1242157.6505
27 | 2703177.7861 | 1242157.6505 | 2703182.7366 | 1242157.3363 | 2703188.4519 | 1242159.8283
28 | 2703173.8251 | 1242212.791 | 2703216.702 | 1242233.0261
29 | 2703198.2383 | 1242178.1108 | 2703193.3071 | 1242186.009 | 2703180.2639 | 1242199.5038 | 2703176.4866 | 1242204.5309 | 2703173.8251 | 1242212.791
30 | 2703173.8251 | 1242212.791 | 2703172.4963 | 1242217.0268
31 | 2703235.5071 | 1242242.9477 | 2703226.2762 | 1242237.5444 | 2703216.702 | 1242233.0261
32 | 2703198.2383 | 1242178.1108 | 2703208.4504 | 1242164.8114 | 2703210.9957 | 1242157.0253
33 | 2703198.2383 | 1242178.1108 | 2703198.3485 | 1242171.7745 | 2703194.9308 | 1242164.8319 | 2703188.7399 | 1242159.9539 | 2703188.4519 | 1242159.8283
34 | 2703051.9308 | 1242169.4287 | 2703072.2417 | 1242175.4193 | 2703109.503 | 1242188.8881 | 2703149.2141 | 1242206.2582 | 2703172.4963 | 1242217.0268
35 | 2703172.4963 | 1242217.0268 | 2703224.3203 | 1242240.8797 | 2703234.52 | 1242247.1689
36 | 2702892.3633 | 1241944.7654 | 2702887.4541 | 1241954.5646 | 2702883.6875 | 1241958.9805
37 | 2703051.9308 | 1242169.4287 | 2703040.6819 | 1242166.168
38 | 2702968.7059 | 1241965.6044 | 2702978.5845 | 1241969.3231 | 2702980.3274 | 1241969.565
39 | 2702946.5413 | 1241979.0732 | 2702946.855 | 1241978.591 | 2702953.309 | 1241972.2536 | 2702956.2664 | 1241966.971
40 | 2702917.1947 | 1242051.1994 | 2702907.8932 | 1242064.7708 | 2702889.7525 | 1242085.2415
41 | 2703048.7957 | 1241958.2109 | 2703049.5384 | 1241954.1984
42 | 2703049.5384 | 1241954.1984 | 2703050.4725 | 1241949.1774 | 2703060.8919 | 1241930.0435 | 2703075.3195 | 1241902.2511
43 | 2703048.7957 | 1241958.2109 | 2703073.5183 | 1241963.1773
44 | 2703048.7957 | 1241958.2109 | 2703037.2861 | 1241957.8441 | 2703026.0708 | 1241958.3832 | 2703017.1004 | 1241959.8397 | 2703009.4324 | 1241962.0639 | 2702997.0914 | 1241966.4642 | 2702990.6286 | 1241968.954 | 2702983.8949 | 1241970.0603 | 2702983.8949 | 1241970.0603
45 | 2703112.8399 | 1241834.8449 | 2703101.8522 | 1241852.6061 | 2703076.1552 | 1241900.6414 | 2703075.3195 | 1241902.2511
46 | 2702980.3274 | 1241969.565 | 2702983.8949 | 1241970.0603
47 | 2703177.6706 | 1242026.5137 | 2703181.5119 | 1242014.3377 | 2703189.6459 | 1241991.4169 | 2703200.3693 | 1241966.1282 | 2703211.162 | 1241950.1461
48 | 2703130.23 | 1241993.964 | 2703155.475 | 1242011.0493 | 2703177.6706 | 1242026.5137
49 | 2703211.162 | 1241950.1461 | 2703225.8359 | 1241928.4165
50 | 2703130.23 | 1241993.964 | 2703136.0002 | 1241988.6935 | 2703149.7648 | 1241982.8727 | 2703156.5871 | 1241978.2137
51 | 2703130.23 | 1241993.964 | 2703125.811 | 1241987.6268
52 | 2702954.6588 | 1242187.1218 | 2702955.323 | 1242178.7324
53 | 2702915.2066 | 1242048.1181 | 2702904.2518 | 1242062.417 | 2702902.1611 | 1242064.7977
54 | 2702917.1947 | 1242051.1994 | 2702915.2066 | 1242048.1181
55 | 2702915.2066 | 1242048.1181 | 2702912.725 | 1242044.2832 | 2702912.0215 | 1242038.1996 | 2702914.8138 | 1242034.2057
56 | 2703016.5058 | 1242198.0388 | 2703019.9963 | 1242186.2297
57 | 2703235.5071 | 1242242.9477 | 2703239.3955 | 1242245.2238
58 | 2703214.3602 | 1242146.7335 | 2703210.9957 | 1242157.0253
59 | 2703263.6355 | 1242265.8382 | 2703253.6597 | 1242258.9707 | 2703234.52 | 1242247.1689
60 | 2702923.8162 | 1242014.2857 | 2702921.8207 | 1242022.0904 | 2702918.5734 | 1242028.8282 | 2702914.8138 | 1242034.2057
61 | 2702946.5413 | 1241979.0732 | 2702937.8176 | 1241992.4828
62 | 2703223.1852 | 1242119.7328 | 2703214.3602 | 1242146.7335
63 | 2703187.503 | 1242113.7077 | 2703192.915 | 1242109.4651 | 2703209.4261 | 1242112.6547 | 2703219.6626 | 1242115.3348 | 2703223.1852 | 1242119.7328
64 | 2703125.811 | 1241987.6268 | 2703120.9478 | 1241982.9164 | 2703091.2324 | 1241968.9561 | 2703073.5183 | 1241963.1773
65 | 2702930.9605 | 1242003.0231 | 2702937.8176 | 1241992.4828
66 | 2702930.9605 | 1242003.0231 | 2702923.8162 | 1242014.2857
67 | 2703383.5098 | 1241760.2782 | 2703353.6705 | 1241817.1804 | 2703347.0262 | 1241824.8595 | 2703336.8162 | 1241834.357
68 | 2703383.5098 | 1241760.2782 | 2703445.0126 | 1241649.4863 | 2703494.0242 | 1241626.3116 | 2703555.9893 | 1241600.1165 | 2703503.7724 | 1241453.7814
69 | 2703330.7722 | 1241839.9792 | 2703336.8162 | 1241834.357
70 | 2703503.7724 | 1241453.7814 | 2703298.6144 | 1241526.7418 | 2703262.903 | 1241540.8647 | 2703247.122 | 1241550.3865 | 2703237.9903 | 1241561.0692 | 2703233.1698 | 1241568.2243 | 2703222.1647 | 1241582.7883
71 | 2703125.811 | 1241987.6268 | 2703125.1042 | 1241981.3096 | 2703124.2525 | 1241975.9351 | 2703124.8996 | 1241970.4643 | 2703124.9439 | 1241970.3898
72 | 2703321.9618 | 1241848.1746 | 2703330.7722 | 1241839.9792
73 | 2703216.6162 | 1241589.5529 | 2703221.9157 | 1241583.1178 | 2703222.1647 | 1241582.7883
74 | 2703124.9439 | 1241970.3898 | 2703130.7987 | 1241960.5432
75 | 2703138.0009 | 1241948.4305 | 2703130.7987 | 1241960.5432
76 | 2703156.5871 | 1241978.2137 | 2703161.0832 | 1241975.1434
77 | 2703172.4078 | 1241967.4098 | 2703161.0832 | 1241975.1434
78 | 2703225.8359 | 1241928.4165 | 2703227.0065 | 1241926.6831 | 2703237.1884 | 1241917.1147
79 | 2703172.4078 | 1241967.4098 | 2703170.8475 | 1241957.9976 | 2703154.2344 | 1241939.7837 | 2703153.2702 | 1241938.1649
80 | 2703158.175 | 1241914.9462 | 2703150.6357 | 1241926.711 | 2703151.0018 | 1241934.3566 | 2703153.2702 | 1241938.1649
81 | 2703158.175 | 1241914.9462 | 2703159.9786 | 1241912.1317
82 | 2703252.2512 | 1241902.9594 | 2703237.1884 | 1241917.1147
83 | 2703252.2512 | 1241902.9594 | 2703240.6818 | 1241892.6516
84 | 2703252.2512 | 1241902.9594 | 2703261.0607 | 1241894.6841 | 2703262.5448 | 1241893.446
85 | 2703238.8396 | 1241891.0103 | 2703240.6818 | 1241892.6516
86 | 2703268.3026 | 1241888.6431 | 2703262.5448 | 1241893.446
87 | 2703281.509 | 1241877.6267 | 2703268.3026 | 1241888.6431
88 | 2703288.6775 | 1241872.4029 | 2703281.509 | 1241877.6267
89 | 2703281.509 | 1241877.6267 | 2703288.7355 | 1241883.835 | 2703303.9179 | 1241891.8063
90 | 2703249.1416 | 1241857.3954 | 2703242.2356 | 1241864.9781 | 2703238.7314 | 1241863.427 | 2703237.3572 | 1241863.4218
91 | 2703249.1416 | 1241857.3954 | 2703254.0923 | 1241851.9595
92 | 2703288.6775 | 1241872.4029 | 2703274.4065 | 1241860.2392
93 | 2703288.6775 | 1241872.4029 | 2703301.0232 | 1241863.4163
94 | 2703325.4615 | 1241903.0745 | 2703320.2358 | 1241900.3738 | 2703303.9179 | 1241891.8063
95 | 2703274.4065 | 1241860.2392 | 2703273.5616 | 1241859.519
96 | 2703321.9618 | 1241848.1746 | 2703301.0232 | 1241863.4163
97 | 2703273.5616 | 1241859.519 | 2703258.7248 | 1241846.8731 | 2703254.0923 | 1241851.9595
98 | 2703321.9618 | 1241848.1746 | 2703311.8036 | 1241839.5189
99 | 2703326.4502 | 1242250.7208 | 2703303.4164 | 1242270.159
100 | 2703326.4502 | 1242250.7208 | 2703330.931 | 1242246.9395
101 | 2703303.4164 | 1242270.159 | 2703301.7574 | 1242271.559
102 | 2703332.8524 | 1242244.7602 | 2703330.931 | 1242246.9395 | 2703330.931 | 1242246.9395
103 | 2703291.1807 | 1242280.4847 | 2703301.7574 | 1242271.559
104 | 2703353.7104 | 1242221.1031 | 2703332.8524 | 1242244.7602
105 | 2703291.1807 | 1242280.4847 | 2703275.1702 | 1242268.1187 | 2703256.8589 | 1242255.4458 | 2703249.8953 | 1242251.3698
106 | 2703353.7104 | 1242221.1031 | 2703361.7408 | 1242211.9951
107 | 2703249.8953 | 1242251.3698 | 2703239.3955 | 1242245.2238
108 | 2703375.6893 | 1242195.5092 | 2703365.9425 | 1242207.2295 | 2703361.7408 | 1242211.9951
109 | 2703263.6355 | 1242265.8382 | 2703275.1699 | 1242273.7786 | 2703287.0908 | 1242283.6125
110 | 2703290.7772 | 1241821.6025 | 2703311.8036 | 1241839.5189
111 | 2703284.8859 | 1241816.5826 | 2703290.7772 | 1241821.6025
112 | 2702952.7174 | 1242211.6445 | 2702952.3265 | 1242216.581 | 2702951.6884 | 1242223.2863 | 2702950.549 | 1242230.9947 | 2702949.9654 | 1242234.3567
113 | 2702952.7174 | 1242211.6445 | 2702953.0291 | 1242207.707
114 | 2702942.2696 | 1242265.6042 | 2702949.0788 | 1242239.4646 | 2702949.9654 | 1242234.3567
115 | 2702954.6588 | 1242187.1218 | 2702953.0291 | 1242207.707
116 | 2702957.2867 | 1242348.1022 | 2702958.0444 | 1242346.7032 | 2702964.9615 | 1242334.1356 | 2702976.5322 | 1242306.5993
117 | 2702957.2867 | 1242348.1022 | 2703002.9164 | 1242416.458
118 | 2702976.5322 | 1242306.5993 | 2702986.3071 | 1242283.3364
119 | 2703002.9164 | 1242416.458 | 2703032.5773 | 1242423.8563
120 | 2702986.3071 | 1242283.3364 | 2702992.1948 | 1242269.3247 | 2702997.9921 | 1242253.1939
121 | 2703032.5773 | 1242423.8563 | 2703040.5222 | 1242393.0482 | 2703036.0341 | 1242391.9838
122 | 2702997.9921 | 1242253.1939 | 2703009.6545 | 1242220.7441
123 | 2703009.6545 | 1242220.7441 | 2703010.4443 | 1242218.5465 | 2703016.5058 | 1242198.0388

## bus_geodata
| x | y | coords
0 | 2702892.85 | 1241908.2794
1 | 2702905.5716 | 1241915.7487
2 | 2702931.3302 | 1241926.8261
3 | 2702897.754 | 1241934.0051
4 | 2702939.7368 | 1241907.2088
5 | 2702948.2292 | 1241936.4489
6 | 2702958.0444 | 1242153.765
7 | 2702907.5402 | 1242142.2024
8 | 2703004.0994 | 1242158.119
9 | 2702955.8004 | 1242174.2237
10 | 2703026.9605 | 1242162.6677
11 | 2703038.4643 | 1242165.5252
12 | 2703022.1199 | 1242179.0448
13 | 2702920.1068 | 1242134.3586
14 | 2702948.328 | 1242140.7197
15 | 2702869.0871 | 1242107.1642
16 | 2702931.5669 | 1242114.2153
17 | 2703130.1729 | 1242132.4813
18 | 2703113.3641 | 1242115.9765
19 | 2703177.7861 | 1242157.6505
20 | 2702955.0921 | 1242136.0101
21 | 2703173.8251 | 1242212.791
22 | 2703216.702 | 1242233.0261
23 | 2703198.2383 | 1242178.1108
24 | 2703172.4963 | 1242217.0268
25 | 2702892.3633 | 1241944.7654
26 | 2703040.6819 | 1242166.168
27 | 2702968.7059 | 1241965.6044
28 | 2702956.2664 | 1241966.971
29 | 2703188.4519 | 1242159.8283
30 | 2702893.1488 | 1242171.2751
31 | 2702889.7525 | 1242085.2415
32 | 2702940.8837 | 1241904.5326
33 | 2703049.5384 | 1241954.1984
34 | 2703048.7957 | 1241958.2109
35 | 2703075.3195 | 1241902.2511
36 | 2702980.3274 | 1241969.565
37 | 2703177.6706 | 1242026.5137
38 | 2703211.162 | 1241950.1461
39 | 2703130.23 | 1241993.964
40 | 2702955.323 | 1242178.7324
41 | 2702902.1611 | 1242064.7977
42 | 2702915.2066 | 1242048.1181
43 | 2703019.9963 | 1242186.2297
44 | 2703235.5071 | 1242242.9477
45 | 2703210.9957 | 1242157.0253
46 | 2703051.9308 | 1242169.4287
47 | 2703234.52 | 1242247.1689
48 | 2702883.6875 | 1241958.9805
49 | 2702917.1947 | 1242051.1994
50 | 2702914.8138 | 1242034.2057
51 | 2702946.5413 | 1241979.0732
52 | 2703214.3602 | 1242146.7335
53 | 2703223.1852 | 1242119.7328
54 | 2703073.5183 | 1241963.1773
55 | 2702983.8949 | 1241970.0603
56 | 2703112.8399 | 1241834.8449
57 | 2702930.9605 | 1242003.0231
58 | 2702937.8176 | 1241992.4828
59 | 2702923.8162 | 1242014.2857
60 | 2703383.5098 | 1241760.2782
61 | 2703336.8162 | 1241834.357
62 | 2703503.7724 | 1241453.7814
63 | 2703125.811 | 1241987.6268
64 | 2703330.7722 | 1241839.9792
65 | 2703222.1647 | 1241582.7883
66 | 2703124.9439 | 1241970.3898
67 | 2703130.7987 | 1241960.5432
68 | 2703138.0009 | 1241948.4305
69 | 2703156.5871 | 1241978.2137
70 | 2703161.0832 | 1241975.1434
71 | 2703225.8359 | 1241928.4165
72 | 2703172.4078 | 1241967.4098
73 | 2703158.175 | 1241914.9462
74 | 2703153.2702 | 1241938.1649
75 | 2703159.9786 | 1241912.1317
76 | 2703237.1884 | 1241917.1147
77 | 2703252.2512 | 1241902.9594
78 | 2703240.6818 | 1241892.6516
79 | 2703262.5448 | 1241893.446
80 | 2703238.8396 | 1241891.0103
81 | 2703268.3026 | 1241888.6431
82 | 2703281.509 | 1241877.6267
83 | 2703237.3572 | 1241863.4218
84 | 2703249.1416 | 1241857.3954
85 | 2703288.6775 | 1241872.4029
86 | 2703303.9179 | 1241891.8063
87 | 2703325.4615 | 1241903.0745
88 | 2703274.4065 | 1241860.2392
89 | 2703301.0232 | 1241863.4162
90 | 2703273.5616 | 1241859.519
91 | 2703321.9618 | 1241848.1746
92 | 2703216.6162 | 1241589.5529
93 | 2703254.0923 | 1241851.9595
94 | 2703326.4502 | 1242250.7208
95 | 2703303.4164 | 1242270.159
96 | 2703330.931 | 1242246.9395
97 | 2703301.7574 | 1242271.559
98 | 2703332.8524 | 1242244.7602
99 | 2703291.1807 | 1242280.4847
100 | 2703353.7104 | 1242221.1031
101 | 2703249.8953 | 1242251.3698
102 | 2703361.7408 | 1242211.9951
103 | 2703239.3955 | 1242245.2238
104 | 2703375.6893 | 1242195.5092
105 | 2703263.6355 | 1242265.8382
106 | 2703287.0908 | 1242283.6125
107 | 2703290.7772 | 1241821.6025
108 | 2703311.8036 | 1241839.5189
109 | 2703284.8859 | 1241816.5826
110 | 2703187.503 | 1242113.7077
111 | 2702952.7174 | 1242211.6445
112 | 2702949.9654 | 1242234.3567
113 | 2702953.0291 | 1242207.707
114 | 2702942.2696 | 1242265.6042
115 | 2702954.6588 | 1242187.1218
116 | 2702957.2867 | 1242348.1022
117 | 2702976.5322 | 1242306.5993
118 | 2703002.9164 | 1242416.458
119 | 2702986.3071 | 1242283.3364
120 | 2703036.0341 | 1242391.9838
121 | 2703032.5773 | 1242423.8563
122 | 2702997.9921 | 1242253.1939
123 | 2703009.6545 | 1242220.7441
124 | 2703016.5058 | 1242198.0388
125 | 2703028.3156 | 1242158.6548

## line_std_types
| c_nf_per_km | r_ohm_per_km | x_ohm_per_km | max_i_ka | type | q_mm2 | alpha | voltage_rating
NAYY 4x50 SE | 210 | 0.642 | 0.083 | 0.142 | cs | 50 | 0.00403 | LV
NAYY 4x120 SE | 264 | 0.225 | 0.08 | 0.242 | cs | 120 | 0.00403 | LV
NAYY 4x150 SE | 261 | 0.208 | 0.08 | 0.27 | cs | 150 | 0.00403 | LV
NA2XS2Y 1x95 RM/25 12/20 kV | 216 | 0.313 | 0.132 | 0.252 | cs | 95 | 0.00403 | MV
NA2XS2Y 1x185 RM/25 12/20 kV | 273 | 0.161 | 0.117 | 0.362 | cs | 185 | 0.00403 | MV
NA2XS2Y 1x240 RM/25 12/20 kV | 304 | 0.122 | 0.112 | 0.421 | cs | 240 | 0.00403 | MV
NA2XS2Y 1x95 RM/25 6/10 kV | 315 | 0.313 | 0.123 | 0.249 | cs | 95 | 0.00403 | MV
NA2XS2Y 1x185 RM/25 6/10 kV | 406 | 0.161 | 0.11 | 0.358 | cs | 185 | 0.00403 | MV
NA2XS2Y 1x240 RM/25 6/10 kV | 456 | 0.122 | 0.105 | 0.416 | cs | 240 | 0.00403 | MV
NA2XS2Y 1x150 RM/25 12/20 kV | 250 | 0.206 | 0.116 | 0.319 | cs | 150 | 0.00403 | MV
NA2XS2Y 1x120 RM/25 12/20 kV | 230 | 0.253 | 0.119 | 0.283 | cs | 120 | 0.00403 | MV
NA2XS2Y 1x70 RM/25 12/20 kV | 190 | 0.443 | 0.132 | 0.22 | cs | 70 | 0.00403 | MV
NA2XS2Y 1x150 RM/25 6/10 kV | 360 | 0.206 | 0.11 | 0.315 | cs | 150 | 0.00403 | MV
NA2XS2Y 1x120 RM/25 6/10 kV | 340 | 0.253 | 0.113 | 0.28 | cs | 120 | 0.00403 | MV
NA2XS2Y 1x70 RM/25 6/10 kV | 280 | 0.443 | 0.123 | 0.217 | cs | 70 | 0.00403 | MV
N2XS(FL)2Y 1x120 RM/35 64/110 kV | 112 | 0.153 | 0.166 | 0.366 | cs | 120 | 0.00393 | HV
N2XS(FL)2Y 1x185 RM/35 64/110 kV | 125 | 0.099 | 0.156 | 0.457 | cs | 185 | 0.00393 | HV
N2XS(FL)2Y 1x240 RM/35 64/110 kV | 135 | 0.075 | 0.149 | 0.526 | cs | 240 | 0.00393 | HV
N2XS(FL)2Y 1x300 RM/35 64/110 kV | 144 | 0.06 | 0.144 | 0.588 | cs | 300 | 0.00393 | HV
15-AL1/3-ST1A 0.4 | 11 | 1.8769 | 0.35 | 0.105 | ol | 16 | 0.00403 | LV
24-AL1/4-ST1A 0.4 | 11.25 | 1.2012 | 0.335 | 0.14 | ol | 24 | 0.00403 | LV
48-AL1/8-ST1A 0.4 | 12.2 | 0.5939 | 0.3 | 0.21 | ol | 48 | 0.00403 | LV
94-AL1/15-ST1A 0.4 | 13.2 | 0.306 | 0.29 | 0.35 | ol | 94 | 0.00403 | LV
34-AL1/6-ST1A 10.0 | 9.7 | 0.8342 | 0.36 | 0.17 | ol | 34 | 0.00403 | MV
48-AL1/8-ST1A 10.0 | 10.1 | 0.5939 | 0.35 | 0.21 | ol | 48 | 0.00403 | MV
70-AL1/11-ST1A 10.0 | 10.4 | 0.4132 | 0.339 | 0.29 | ol | 70 | 0.00403 | MV
94-AL1/15-ST1A 10.0 | 10.75 | 0.306 | 0.33 | 0.35 | ol | 94 | 0.00403 | MV
122-AL1/20-ST1A 10.0 | 11.1 | 0.2376 | 0.323 | 0.41 | ol | 122 | 0.00403 | MV
149-AL1/24-ST1A 10.0 | 11.25 | 0.194 | 0.315 | 0.47 | ol | 149 | 0.00403 | MV
34-AL1/6-ST1A 20.0 | 9.15 | 0.8342 | 0.382 | 0.17 | ol | 34 | 0.00403 | MV
48-AL1/8-ST1A 20.0 | 9.5 | 0.5939 | 0.372 | 0.21 | ol | 48 | 0.00403 | MV
70-AL1/11-ST1A 20.0 | 9.7 | 0.4132 | 0.36 | 0.29 | ol | 70 | 0.00403 | MV
94-AL1/15-ST1A 20.0 | 10 | 0.306 | 0.35 | 0.35 | ol | 94 | 0.00403 | MV
122-AL1/20-ST1A 20.0 | 10.3 | 0.2376 | 0.344 | 0.41 | ol | 122 | 0.00403 | MV
149-AL1/24-ST1A 20.0 | 10.5 | 0.194 | 0.337 | 0.47 | ol | 149 | 0.00403 | MV
184-AL1/30-ST1A 20.0 | 10.75 | 0.1571 | 0.33 | 0.535 | ol | 184 | 0.00403 | MV
243-AL1/39-ST1A 20.0 | 11 | 0.1188 | 0.32 | 0.645 | ol | 243 | 0.00403 | MV
48-AL1/8-ST1A 110.0 | 8 | 0.5939 | 0.46 | 0.21 | ol | 48 | 0.00403 | HV
70-AL1/11-ST1A 110.0 | 8.4 | 0.4132 | 0.45 | 0.29 | ol | 70 | 0.00403 | HV
94-AL1/15-ST1A 110.0 | 8.65 | 0.306 | 0.44 | 0.35 | ol | 94 | 0.00403 | HV
122-AL1/20-ST1A 110.0 | 8.5 | 0.2376 | 0.43 | 0.41 | ol | 122 | 0.00403 | HV
149-AL1/24-ST1A 110.0 | 8.75 | 0.194 | 0.41 | 0.47 | ol | 149 | 0.00403 | HV
184-AL1/30-ST1A 110.0 | 8.8 | 0.1571 | 0.4 | 0.535 | ol | 184 | 0.00403 | HV
243-AL1/39-ST1A 110.0 | 9 | 0.1188 | 0.39 | 0.645 | ol | 243 | 0.00403 | HV
305-AL1/39-ST1A 110.0 | 9.2 | 0.0949 | 0.38 | 0.74 | ol | 305 | 0.00403 | HV
490-AL1/64-ST1A 110.0 | 9.75 | 0.059 | 0.37 | 0.96 | ol | 490 | 0.00403 | HV
679-AL1/86-ST1A 110.0 | 9.95 | 0.042 | 0.36 | 1.15 | ol | 679 | 0.00403 | HV
490-AL1/64-ST1A 220.0 | 10 | 0.059 | 0.285 | 0.96 | ol | 490 | 0.00403 | HV
679-AL1/86-ST1A 220.0 | 11.7 | 0.042 | 0.275 | 1.15 | ol | 679 | 0.00403 | HV
490-AL1/64-ST1A 380.0 | 11 | 0.059 | 0.253 | 0.96 | ol | 490 | 0.00403 | HV
679-AL1/86-ST1A 380.0 | 14.6 | 0.042 | 0.25 | 1.15 | ol | 679 | 0.00403 | HV

## trafo_std_types
| i0_percent | pfe_kw | vkr_percent | sn_mva | vn_lv_kv | vn_hv_kv | vk_percent | shift_degree | vector_group | tap_side | tap_neutral | tap_min | tap_max | tap_step_degree | tap_step_percent | tap_phase_shifter
160 MVA 380/110 kV | 0.06 | 60 | 0.25 | 160 | 110 | 380 | 12.2 | 0 | Yy0 | hv | 0 | -9 | 9 | 0 | 1.5 | FALSE
100 MVA 220/110 kV | 0.06 | 55 | 0.26 | 100 | 110 | 220 | 12 | 0 | Yy0 | hv | 0 | -9 | 9 | 0 | 1.5 | FALSE
63 MVA 110/20 kV | 0.04 | 22 | 0.32 | 63 | 20 | 110 | 18 | 150 | YNd5 | hv | 0 | -9 | 9 | 0 | 1.5 | FALSE
40 MVA 110/20 kV | 0.05 | 18 | 0.34 | 40 | 20 | 110 | 16.2 | 150 | YNd5 | hv | 0 | -9 | 9 | 0 | 1.5 | FALSE
25 MVA 110/20 kV | 0.07 | 14 | 0.41 | 25 | 20 | 110 | 12 | 150 | YNd5 | hv | 0 | -9 | 9 | 0 | 1.5 | FALSE
63 MVA 110/10 kV | 0.04 | 22 | 0.32 | 63 | 10 | 110 | 18 | 150 | YNd5 | hv | 0 | -9 | 9 | 0 | 1.5 | FALSE
40 MVA 110/10 kV | 0.05 | 18 | 0.34 | 40 | 10 | 110 | 16.2 | 150 | YNd5 | hv | 0 | -9 | 9 | 0 | 1.5 | FALSE
25 MVA 110/10 kV | 0.07 | 14 | 0.41 | 25 | 10 | 110 | 12 | 150 | YNd5 | hv | 0 | -9 | 9 | 0 | 1.5 | FALSE
0.25 MVA 20/0.4 kV | 0.32 | 0.8 | 1.44 | 0.25 | 0.4 | 20 | 6 | 150 | Yzn5 | hv | 0 | -2 | 2 | 0 | 2.5 | FALSE
0.4 MVA 20/0.4 kV | 0.3375 | 1.35 | 1.425 | 0.4 | 0.4 | 20 | 6 | 150 | Dyn5 | hv | 0 | -2 | 2 | 0 | 2.5 | FALSE
0.63 MVA 20/0.4 kV | 0.2619 | 1.65 | 1.206 | 0.63 | 0.4 | 20 | 6 | 150 | Dyn5 | hv | 0 | -2 | 2 | 0 | 2.5 | FALSE
0.25 MVA 10/0.4 kV | 0.24 | 0.6 | 1.2 | 0.25 | 0.4 | 10 | 4 | 150 | Dyn5 | hv | 0 | -2 | 2 | 0 | 2.5 | FALSE
0.4 MVA 10/0.4 kV | 0.2375 | 0.95 | 1.325 | 0.4 | 0.4 | 10 | 4 | 150 | Dyn5 | hv | 0 | -2 | 2 | 0 | 2.5 | FALSE
0.63 MVA 10/0.4 kV | 0.1873 | 1.18 | 1.0794 | 0.63 | 0.4 | 10 | 4 | 150 | Dyn5 | hv | 0 | -2 | 2 | 0 | 2.5 | FALSE

## trafo3w_std_types
| sn_hv_mva | sn_mv_mva | sn_lv_mva | vn_hv_kv | vn_mv_kv | vn_lv_kv | vk_hv_percent | vk_mv_percent | vk_lv_percent | vkr_hv_percent | vkr_mv_percent | vkr_lv_percent | pfe_kw | i0_percent | shift_mv_degree | shift_lv_degree | vector_group | tap_side | tap_neutral | tap_min | tap_max | tap_step_percent
63/25/38 MVA 110/20/10 kV | 63 | 25 | 38 | 110 | 20 | 10 | 10.4 | 10.4 | 10.4 | 0.28 | 0.32 | 0.35 | 35 | 0.89 | 0 | 0 | YN0yn0yn0 | hv | 0 | -10 | 10 | 1.2
63/25/38 MVA 110/10/10 kV | 63 | 25 | 38 | 110 | 10 | 10 | 10.4 | 10.4 | 10.4 | 0.28 | 0.32 | 0.35 | 35 | 0.89 | 0 | 0 | YN0yn0yn0 | hv | 0 | -10 | 10 | 1.2

## fuse_std_types
| fuse_type | i_rated_a | t_avg | t_min | t_total | x_avg | x_min | x_total
HV 100A | HV 100A | 100 | 0 | [10.0, 3.64, 0.854, 0.281, 0.1, 0.0531, 0.022, 0.01] | [10.0, 4.267, 1.21, 0.403, 0.1, 0.058, 0.022, 0.01] | 0 | [300.0, 350.0, 450.0, 550.0, 700.0, 850.0, 1200.0, 1752.0] | [600.0, 700.0, 900.0, 1150.0, 1665.0, 2000.0, 3000.0, 4313.0]
HV 10A | HV 10A | 10 | 0 | [10.0, 1675.0, 0.344, 0.156, 0.1, 0.0417, 0.0171, 0.01] | [10.0, 1.3, 0.3, 0.155, 0.1, 0.0555, 0.023, 0.01] | 0 | [30.0, 32.0, 35.0, 37.0, 39.0, 50.0, 70.0, 88.0] | [60.0, 70.0, 80.0, 87.0, 94.0, 110.0, 150.0, 216.0]
HV 125A | HV 125A | 125 | 0 | [10.0, 1.82, 0.344, 0.1, 0.0467, 0.0269, 0.01] | [10.0, 2.478, 0.426, 0.1, 0.0427, 0.0211, 0.01] | 0 | [375.0, 500.0, 700.0, 925.0, 1200.0, 1500.0, 2341.0] | [750.0, 1000.0, 1500.0, 2200.0, 3000.0, 4000.0, 5765.0]
HV 160A | HV 160A | 160 | 0 | [10.0, 4.15, 1.03, 0.198, 0.1, 0.051, 0.0172, 0.01] | [10.0, 2.3, 0.734, 0.274, 0.1, 0.046, 0.0177, 0.01] | 0 | [480.0, 550.0, 700.0, 1000.0, 1260.0, 1600.0, 2500.0, 3227.0] | [960.0, 1300.0, 1700.0, 2200.0, 2996.0, 4000.0, 6000.0, 7946.0]
HV 16A | HV 16A | 16 | 0 | [10.0, 0.352, 0.164, 0.1, 0.0649, 0.0342, 0.01] | [10.0, 2.34, 0.722, 0.181, 0.1, 0.055, 0.0296, 0.01] | 0 | [48.0, 60.0, 65.0, 71.0, 80.0, 100.0, 162.0] | [96.0, 110.0, 125.0, 150.0, 168.0, 200.0, 250.0, 398.0]
HV 200A | HV 200A | 200 | 0 | [10.0, 4.267, 1.21, 0.403, 0.1, 0.058, 0.022, 0.01] | [10.0, 3.73, 1.654, 0.328, 0.1, 0.0531, 0.019, 0.01] | 0 | [600.0, 700.0, 900.0, 1150.0, 1665.0, 2000.0, 3000.0, 4313.0] | [1200.0, 1500.0, 1800.0, 2700.0, 3960.0, 5000.0, 7500.0, 10620.0]
HV 20A | HV 20A | 20 | 0 | [10.0, 1.3, 0.3, 0.155, 0.1, 0.0555, 0.023, 0.01] | [10.0, 1.3, 0.161, 0.1, 0.0611, 0.0399, 0.0141, 0.01] | 0 | [60.0, 70.0, 80.0, 87.0, 94.0, 110.0, 150.0, 216.0] | [120.0, 150.0, 200.0, 223.0, 260.0, 300.0, 450.0, 532.0]
HV 25A | HV 25A | 25 | 0 | [10.0, 2.512, 0.833, 0.299, 0.1, 0.0372, 0.0223, 0.01] | [10.0, 3.125, 0.597, 0.198, 0.1, 0.0378, 0.022, 0.01] | 0 | [75.0, 82.0, 90.0, 100.0, 124.0, 170.0, 200.0, 289.0] | [150.0, 170.0, 210.0, 250.0, 294.0, 400.0, 500.0, 711.0]
HV 31.5A | HV 31.5A | 31.5 | 0 | [10.0, 2.34, 0.722, 0.181, 0.1, 0.055, 0.0296, 0.01] | [10.0, 2.84, 0.368, 0.164, 0.1, 0.0621, 0.0378, 0.0195, 0.01] | 0 | [95.0, 110.0, 125.0, 150.0, 165.0, 200.0, 250.0, 390.0] | [189.0, 220.0, 300.0, 350.0, 393.0, 450.0, 530.0, 700.0, 960.0]
HV 40A | HV 40A | 40 | 0 | [10.0, 1.3, 0.161, 0.1, 0.0611, 0.0399, 0.0141, 0.01] | [10.0, 2.05, 0.369, 0.198, 0.1, 0.051, 0.0298, 0.01] | 0 | [120.0, 150.0, 200.0, 223.0, 260.0, 300.0, 450.0, 532.0] | [240.0, 300.0, 400.0, 450.0, 530.0, 650.0, 800.0, 1311.0]
HV 50A | HV 50A | 50 | 0 | [10.0, 3.215, 0.597, 0.198, 0.1, 0.0378, 0.022, 0.01] | [10.0, 3.64, 0.854, 0.281, 0.1, 0.0531, 0.022, 0.01] | 0 | [150.0, 170.0, 210.0, 250.0, 294.0, 400.0, 500.0, 711.0] | [300.0, 350.0, 450.0, 550.0, 700.0, 850.0, 1200.0, 1752.0]
HV 6.3A | HV 6.3A | 6.3 | 0 | [10.0, 1.39, 0.344, 0.168, 0.1, 0.056, 0.0263, 0.01] | [10.0, 1.711, 0.516, 0.198, 0.1, 0.0634, 0.0303, 0.01] | 0 | [19.0, 19.5, 20.4, 20.8, 22.0, 25.0, 32.0, 48.0] | [38.0, 40.0, 43.0, 48.0, 53.0, 60.0, 75.0, 118.0]
HV 63A | HV 63A | 63 | 0 | [10.0, 2.84, 0.368, 0.164, 0.1, 0.0621, 0.0378, 0.0195, 0.01] | [10.0, 1.82, 0.344, 0.1, 0.0467, 0.0269, 0.01] | 0 | [189.0, 220.0, 300.0, 350.0, 393.0, 450.0, 530.0, 700.0, 961.0] | [378.0, 500.0, 700.0, 934.0, 1200.0, 1500.0, 2366.0]
HV 80A | HV 80A | 80 | 0 | [10.0, 2.05, 0.369, 0.198, 0.1, 0.051, 0.0298, 0.01] | [10.0, 4.15, 1.03, 0.198, 0.1, 0.051, 0.0172, 0.01] | 0 | [240.0, 300.0, 400.0, 450.0, 530.0, 650.0, 800.0, 1311.0] | [480.0, 550.0, 700.0, 1000.0, 1260.0, 1600.0, 2500.0, 3227.0]
Siemens NH-1-100 | Siemens NH-1-100 | 100 | [5400.0, 2000.0, 400.0, 20.0, 1.0, 0.2, 0.012, 0.004] | 0 | 0 | [150.0, 190.0, 250.0, 430.0, 900.0, 1250.0, 2700.0, 3600.0] | 0 | 0
Siemens NH-1-125 | Siemens NH-1-125 | 125 | [4800.0, 120.0, 7.0, 0.1, 0.004] | 0 | 0 | [180.0, 400.0, 740.0, 2000.0, 4250.0] | 0 | 0
Siemens NH-1-16 | Siemens NH-1-16 | 16 | [4000.0, 400.0, 2.0, 0.1, 0.04, 0.01] | 0 | 0 | [26.0, 35.0, 75.0, 150.0, 200.0, 300.0] | 0 | 0
Siemens NH-1-160 | Siemens NH-1-160 | 160 | [4800.0, 120.0, 7.0, 0.1, 0.004] | 0 | 0 | [210.0, 500.0, 900.0, 2300.0, 5000.0] | 0 | 0
Siemens NH-1-25 | Siemens NH-1-25 | 25 | [4000.0, 1000.0, 10.0, 0.2, 0.02, 0.01] | 0 | 0 | [40.0, 50.0, 100.0, 210.0, 400.0, 500.0] | 0 | 0
Siemens NH-1-50 | Siemens NH-1-50 | 50 | [4000.0, 40.0, 4.0, 1.0, 0.02, 0.01] | 0 | 0 | [86.0, 200.0, 300.0, 400.0, 1000.0, 1280.0] | 0 | 0
Siemens NH-1-63 | Siemens NH-1-63 | 63 | [4000.0, 100.0, 10.0, 2.0, 0.04, 0.01] | 0 | 0 | [100.0, 200.0, 300.0, 400.0, 1000.0, 1500.0] | 0 | 0
Siemens NH-1-80 | Siemens NH-1-80 | 80 | [4800.0, 120.0, 7.0, 0.1, 0.01] | 0 | 0 | [150.58, 250.0, 450.0, 1150.0, 2470.0] | 0 | 0
Siemens NH-2-1000 | Siemens NH-2-1000 | 1000 | [4800.0, 120.0, 7.0, 0.1, 0.004] | 0 | 0 | [1900.0, 3500.0, 8400.0, 24000.0, 52000.0] | 0 | 0
Siemens NH-2-200 | Siemens NH-2-200 | 200 | [4800.0, 120.0, 7.0, 0.1, 0.004] | 0 | 0 | [280.0, 650.0, 1200.0, 3000.0, 7000.0] | 0 | 0
Siemens NH-2-224 | Siemens NH-2-224 | 224 | [4800.0, 120.0, 7.0, 0.2, 0.04, 0.004] | 0 | 0 | [400.0, 750.0, 1453.0, 3025.0, 4315.0, 7600.0] | 0 | 0
Siemens NH-2-250 | Siemens NH-2-250 | 250 | [4800.0, 120.0, 7.0, 0.1, 0.004] | 0 | 0 | [450.0, 800.0, 1650.0, 4000.0, 8500.0] | 0 | 0
Siemens NH-2-315 | Siemens NH-2-315 | 315 | [4800.0, 120.0, 7.0, 0.1, 0.004] | 0 | 0 | [550.0, 920.0, 1900.0, 5000.0, 11000.0] | 0 | 0
Siemens NH-2-355 | Siemens NH-2-355 | 355 | [4800.0, 120.0, 6.0, 0.1, 0.004] | 0 | 0 | [650.0, 1116.27, 2350.0, 5840.0, 12790.0] | 0 | 0
Siemens NH-2-400 | Siemens NH-2-400 | 400 | [4800.0, 120.0, 7.0, 0.1, 0.004] | 0 | 0 | [720.0, 1350.0, 2800.0, 6500.0, 15000.0] | 0 | 0
Siemens NH-2-425 | Siemens NH-2-425 | 425 | [4800.0, 120.0, 7.0, 0.1, 0.004] | 0 | 0 | [850.0, 1500.0, 3050.0, 7500.0, 16500.0] | 0 | 0
Siemens NH-2-630 | Siemens NH-2-630 | 630 | [4800.0, 120.0, 7.0, 0.1, 0.004] | 0 | 0 | [1200.0, 2000.0, 4800.0, 12000.0, 26000.0] | 0 | 0

## res_bus
| vm_pu | va_degree | p_mw | q_mvar
0 | 0.98184 | -0.34905 | 0.0043689 | 0.0010949
1 | 0.9819 | -0.34789 | 0 | 0
2 | 0.98217 | -0.34266 | 0 | 0
3 | 0.98179 | -0.35003 | 0 | 0
4 | 0.98197 | -0.34659 | 0.0044726 | 0.0011209
5 | 0.9826 | -0.33413 | 0 | 0
6 | 0.9949 | -0.096988 | 0 | 0
7 | 0.99182 | -0.15592 | 0 | 0
8 | 0.99829 | -0.032426 | 0.00055184 | 0.0001383
9 | 0.99376 | -0.11902 | 0.030185 | 0.0075651
10 | 1 | 0 | -0.44275 | -0.11277
11 | 0.99935 | -0.012448 | 0 | 0
12 | 0.99911 | -0.016857 | 0.00051813 | 0.00012986
13 | 0.98455 | -0.29653 | 0 | 0
14 | 0.9832 | -0.32285 | 0 | 0
15 | 0.98862 | -0.21741 | 0 | 0
16 | 0.98401 | -0.30706 | 0.025249 | 0.0063279
17 | 0.9905 | -0.18252 | 0 | 0
18 | 0.99047 | -0.183 | 0.0011009 | 0.00027592
19 | 0.99058 | -0.18097 | 0 | 0
20 | 0.98281 | -0.33038 | 0.050669 | 0.012699
21 | 0.99136 | -0.16578 | 0 | 0
22 | 0.99011 | -0.19008 | 0.0053766 | 0.0013475
23 | 0.99071 | -0.1784 | 0 | 0
24 | 0.99155 | -0.16221 | 0 | 0
25 | 0.98172 | -0.35133 | 0.0016053 | 0.00040233
26 | 0.99922 | -0.014874 | 0.00087856 | 0.00022019
27 | 0.98155 | -0.35459 | 0 | 0
28 | 0.98342 | -0.31822 | 0.0059525 | 0.0014918
29 | 0.99059 | -0.18075 | 0.0048395 | 0.0012129
30 | 0.9909 | -0.17368 | 0.030817 | 0.0077236
31 | 0.98757 | -0.23766 | 0.010573 | 0.0026498
32 | 0.98195 | -0.34689 | 0.0057051 | 0.0014298
33 | 0.98015 | -0.38195 | 0 | 0
34 | 0.98017 | -0.38163 | 0 | 0
35 | 0.97992 | -0.38647 | 0.0024991 | 0.00062633
36 | 0.98133 | -0.3589 | 0.0029641 | 0.00074287
37 | 0.97816 | -0.42089 | 0 | 0
38 | 0.97721 | -0.43953 | 0.001044 | 0.00026166
39 | 0.97881 | -0.40815 | 0 | 0
40 | 0.99363 | -0.12146 | 0.018517 | 0.0046407
41 | 0.98596 | -0.26891 | 0.0039922 | 0.0010006
42 | 0.98604 | -0.2674 | 0 | 0
43 | 0.99872 | -0.024194 | 0.00035865 | 8.9886e-05
44 | 0.98965 | -0.19898 | 0.0028471 | 0.00071356
45 | 0.99047 | -0.18309 | 0.0040226 | 0.0010082
46 | 0.99858 | -0.027012 | 0 | 0
47 | 0.99067 | -0.17926 | 0.0059925 | 0.0015019
48 | 0.98166 | -0.35266 | 0.0043655 | 0.0010941
49 | 0.98616 | -0.2651 | 0 | 0
50 | 0.98555 | -0.27689 | 0.010091 | 0.002529
51 | 0.9838 | -0.31089 | 0.0060893 | 0.0015261
52 | 0.9904 | -0.18436 | 0 | 0
53 | 0.99023 | -0.18767 | 0 | 0
54 | 0.97978 | -0.38929 | 0.003346 | 0.00083859
55 | 0.98127 | -0.36011 | 0.003099 | 0.00077668
56 | 0.97979 | -0.38896 | 0.0017778 | 0.00044557
57 | 0.98454 | -0.29638 | 0 | 0
58 | 0.9842 | -0.30298 | 0.0069018 | 0.0017298
59 | 0.9849 | -0.28938 | 0.009092 | 0.0022787
60 | 0.97447 | -0.49365 | 0 | 0
61 | 0.97491 | -0.48482 | 0.0014738 | 0.00036936
62 | 0.97242 | -0.53401 | 0 | 0
63 | 0.97892 | -0.40612 | 0 | 0
64 | 0.97497 | -0.48378 | 0.0037077 | 0.00092924
65 | 0.97083 | -0.56562 | 0.0005813 | 0.00014569
66 | 0.97882 | -0.40796 | 0.0021312 | 0.00053412
67 | 0.97878 | -0.40873 | 0.0020095 | 0.00050364
68 | 0.97876 | -0.40916 | 0.0016738 | 0.00041949
69 | 0.97855 | -0.41325 | 0.0013923 | 0.00034895
70 | 0.97852 | -0.414 | 0.0015391 | 0.00038572
71 | 0.97692 | -0.44523 | 0.0044232 | 0.0011086
72 | 0.97844 | -0.41552 | 0 | 0
73 | 0.97812 | -0.42173 | 0.0024859 | 0.00062303
74 | 0.97823 | -0.41953 | 0.0014506 | 0.00036356
75 | 0.97812 | -0.42186 | 0.0021556 | 0.00054024
76 | 0.97676 | -0.44841 | 0.005329 | 0.0013356
77 | 0.97658 | -0.45199 | 0 | 0
78 | 0.97655 | -0.45254 | 0.0006213 | 0.00015571
79 | 0.97646 | -0.4543 | 0.00061998 | 0.00015538
80 | 0.97655 | -0.4526 | 0.0013334 | 0.00033418
81 | 0.9764 | -0.45551 | 0.00061676 | 0.00015458
82 | 0.97612 | -0.46097 | 0 | 0
83 | 0.97579 | -0.46764 | 0.00068216 | 0.00017097
84 | 0.9758 | -0.46744 | 0.00067403 | 0.00016893
85 | 0.97591 | -0.4651 | 0 | 0
86 | 0.9759 | -0.46548 | 0.0045819 | 0.0011483
87 | 0.97579 | -0.46755 | 0.0046588 | 0.0011676
88 | 0.97586 | -0.46623 | 0.00062321 | 0.00015619
89 | 0.9756 | -0.47131 | 0.00090105 | 0.00022582
90 | 0.97585 | -0.46628 | 0.00062066 | 0.00015555
91 | 0.97509 | -0.48143 | 0 | 0
92 | 0.97079 | -0.5664 | 0.0048393 | 0.0012128
93 | 0.97581 | -0.46726 | 0.00067475 | 0.00016911
94 | 0.98813 | -0.22847 | 0.0021411 | 0.00053661
95 | 0.98843 | -0.22273 | 0.001785 | 0.00044737
96 | 0.98808 | -0.22936 | 0.00097564 | 0.00024452
97 | 0.98845 | -0.22225 | 0.0028361 | 0.0007108
98 | 0.98806 | -0.22975 | 0.00099515 | 0.00024941
99 | 0.98864 | -0.21847 | 0 | 0
100 | 0.98787 | -0.23344 | 0.0043172 | 0.001082
101 | 0.98935 | -0.2047 | 0.0034784 | 0.00087176
102 | 0.98785 | -0.23392 | 0.0013945 | 0.0003495
103 | 0.98956 | -0.20063 | 0.001871 | 0.00046892
104 | 0.98783 | -0.23425 | 0.00083953 | 0.00021041
105 | 0.99041 | -0.18414 | 0.0042255 | 0.001059
106 | 0.99032 | -0.18608 | 0.0037024 | 0.00092791
107 | 0.97471 | -0.48887 | 0.0037358 | 0.00093628
108 | 0.97495 | -0.48405 | 0.0011827 | 0.00029642
109 | 0.97467 | -0.48969 | 0.0057736 | 0.001447
110 | 0.98999 | -0.19231 | 0.0065607 | 0.0016443
111 | 0.99345 | -0.12495 | 0.00085575 | 0.00021447
112 | 0.9934 | -0.12588 | 0.0015237 | 0.00038187
113 | 0.99346 | -0.12472 | 0.00087111 | 0.00021832
114 | 0.99338 | -0.12634 | 0.00079789 | 0.00019997
115 | 0.99354 | -0.12325 | 0.0079641 | 0.001996
116 | 0.99028 | -0.18541 | 0 | 0
117 | 0.9924 | -0.14472 | 0.0015097 | 0.00037836
118 | 0.98649 | -0.25887 | 0 | 0
119 | 0.9936 | -0.1217 | 0.0010862 | 0.00027224
120 | 0.9834 | -0.31908 | 0.050089 | 0.012553
121 | 0.98508 | -0.28625 | 0 | 0
122 | 0.99517 | -0.091665 | 0.0012407 | 0.00031094
123 | 0.99689 | -0.058992 | 0.00094595 | 0.00023708
124 | 0.99809 | -0.036189 | 0.00082424 | 0.00020657
125 | 0.99998 | 149.9956 | 0 | 0

## res_line
| p_from_mw | q_from_mvar | p_to_mw | q_to_mvar | pl_mw | ql_mvar | i_from_ka | i_to_ka | i_ka | vm_from_pu | va_from_degree | vm_to_pu | va_to_degree | loading_percent
0 | -0.0043689 | -0.0010949 | 0.0043691 | 0.0010949 | 2.4252e-07 | -3.1369e-08 | 0.0066212 | 0.0066211 | 0.0066212 | 0.98184 | -0.34905 | 0.9819 | -0.34789 | 1.819
1 | -0.010341 | -0.0025915 | 0.010344 | 0.0025928 | 2.5759e-06 | 1.2947e-06 | 0.015671 | 0.015671 | 0.015671 | 0.9819 | -0.34789 | 0.98217 | -0.34266 | 4.3053
2 | 0.0059721 | 0.0014966 | -0.0059715 | -0.0014965 | 6.1001e-07 | 1.3924e-07 | 0.0090503 | 0.0090504 | 0.0090504 | 0.9819 | -0.34789 | 0.98179 | -0.35003 | 2.4864
3 | 0.01018 | 0.0025518 | -0.010178 | -0.0025508 | 1.9038e-06 | 9.4837e-07 | 0.015423 | 0.015423 | 0.015423 | 0.98217 | -0.34266 | 0.98197 | -0.34659 | 4.2371
4 | -0.020524 | -0.0051446 | 0.020532 | 0.0051496 | 8.3497e-06 | 5.0522e-06 | 0.031094 | 0.031094 | 0.031094 | 0.98217 | -0.34266 | 0.9826 | -0.33413 | 8.5424
5 | 0.0059715 | 0.0014965 | -0.0059711 | -0.0014964 | 3.6967e-07 | 8.4407e-08 | 0.0090504 | 0.0090504 | 0.0090504 | 0.98179 | -0.35003 | 0.98172 | -0.35133 | 2.4864
6 | 0.0057052 | 0.0014299 | -0.0057051 | -0.0014298 | 8.1607e-08 | 1.5397e-08 | 0.0086454 | 0.0086454 | 0.0086454 | 0.98197 | -0.34659 | 0.98195 | -0.34689 | 2.3751
7 | 0.077645 | 0.019584 | -0.077569 | -0.019538 | 7.6001e-05 | 4.5675e-05 | 0.11763 | 0.11763 | 0.11763 | 0.9826 | -0.33413 | 0.98155 | -0.35459 | 8.0789
8 | -0.098177 | -0.024733 | 0.098252 | 0.024779 | 7.4743e-05 | 4.6008e-05 | 0.14872 | 0.14872 | 0.14872 | 0.9826 | -0.33413 | 0.98342 | -0.31822 | 10.2144
9 | 0.26014 | 0.066294 | -0.2594 | -0.065825 | 0.00073753 | 0.00046933 | 0.38947 | 0.38947 | 0.38947 | 0.9949 | -0.096988 | 0.99182 | -0.15592 | 26.7492
10 | -0.32092 | -0.081553 | 0.32192 | 0.082191 | 0.001001 | 0.00063825 | 0.48039 | 0.48038 | 0.48039 | 0.9949 | -0.096988 | 0.99829 | -0.032426 | 32.9935
11 | 0.060783 | 0.015259 | -0.060719 | -0.015218 | 6.3799e-05 | 4.0564e-05 | 0.090919 | 0.090919 | 0.090919 | 0.9949 | -0.096988 | 0.99376 | -0.11902 | 24.9777
12 | 0.030843 | 0.0077398 | -0.030817 | -0.0077236 | 2.6096e-05 | 1.6282e-05 | 0.046278 | 0.046278 | 0.046278 | 0.99182 | -0.15592 | 0.9909 | -0.17368 | 12.7137
13 | 0.22856 | 0.058085 | -0.22788 | -0.057656 | 0.0006746 | 0.0004286 | 0.34319 | 0.34319 | 0.34319 | 0.99182 | -0.15592 | 0.98862 | -0.21741 | 23.5708
14 | -0.32248 | -0.08233 | 0.32298 | 0.082652 | 0.00050619 | 0.00032274 | 0.48121 | 0.48121 | 0.48121 | 0.99829 | -0.032426 | 1 | 0 | 33.0499
15 | 0.030534 | 0.0076533 | -0.030531 | -0.0076511 | 3.5543e-06 | 2.216e-06 | 0.045721 | 0.045721 | 0.045721 | 0.99376 | -0.11902 | 0.99363 | -0.12146 | 12.5607
16 | 0.060748 | 0.015435 | -0.060712 | -0.015412 | 3.6384e-05 | 2.313e-05 | 0.090469 | 0.090469 | 0.090469 | 1 | 0 | 0.99935 | -0.012448 | 24.8541
17 | 0.057374 | 0.014687 | -0.057327 | -0.014657 | 4.6796e-05 | 2.9725e-05 | 0.085482 | 0.085482 | 0.085482 | 1 | 0 | 0.99911 | -0.016857 | 23.4841
18 | 0.060712 | 0.015412 | -0.060705 | -0.015408 | 7.0866e-06 | 4.5052e-06 | 0.090469 | 0.090469 | 0.090469 | 0.99935 | -0.012448 | 0.99922 | -0.014874 | 24.8541
19 | 0.056809 | 0.014527 | -0.056789 | -0.014514 | 2.0161e-05 | 1.2805e-05 | 0.08471 | 0.08471 | 0.08471 | 0.99911 | -0.016857 | 0.99872 | -0.024194 | 23.2721
20 | 0.050751 | 0.012751 | -0.050687 | -0.01271 | 6.3662e-05 | 4.0378e-05 | 0.076714 | 0.076714 | 0.076714 | 0.98455 | -0.29653 | 0.9832 | -0.32285 | 21.0753
21 | -0.076012 | -0.019086 | 0.0763 | 0.01927 | 0.0002881 | 0.00018364 | 0.11489 | 0.11489 | 0.11489 | 0.98455 | -0.29653 | 0.98862 | -0.21741 | 31.5645
22 | 0.025261 | 0.0063357 | -0.025249 | -0.0063279 | 1.2669e-05 | 7.8137e-06 | 0.038181 | 0.038181 | 0.038181 | 0.98455 | -0.29653 | 0.98401 | -0.30706 | 10.4893
23 | 0.050687 | 0.01271 | -0.050669 | -0.012699 | 1.819e-05 | 1.1537e-05 | 0.076714 | 0.076714 | 0.076714 | 0.9832 | -0.32285 | 0.98281 | -0.33038 | 21.0753
24 | 0.15158 | 0.038386 | -0.15144 | -0.038294 | 0.00014726 | 9.2701e-05 | 0.2283 | 0.2283 | 0.2283 | 0.98862 | -0.21741 | 0.98757 | -0.23766 | 15.6798
25 | 0.001101 | 0.00027562 | -0.0011009 | -0.00027592 | 2.5055e-08 | -2.9835e-07 | 0.0016538 | 0.001654 | 0.001654 | 0.9905 | -0.18252 | 0.99047 | -0.183 | 0.45438
26 | -0.001101 | -0.00027562 | 0.001101 | 0.00027465 | 8.1209e-08 | -9.6739e-07 | 0.0016538 | 0.0016535 | 0.0016538 | 0.9905 | -0.18252 | 0.99058 | -0.18097 | 0.45435
27 | -0.001101 | -0.00027465 | 0.001101 | 0.00027452 | 1.1478e-08 | -1.3678e-07 | 0.0016535 | 0.0016534 | 0.0016535 | 0.99058 | -0.18097 | 0.99059 | -0.18075 | 0.45425
28 | 0.028924 | 0.0072716 | -0.02889 | -0.0072508 | 3.3523e-05 | 2.0844e-05 | 0.043422 | 0.043423 | 0.043423 | 0.99136 | -0.16578 | 0.99011 | -0.19008 | 11.9293
29 | 0.01654 | 0.0041478 | -0.01653 | -0.004142 | 9.9407e-06 | 5.8079e-06 | 0.024827 | 0.024827 | 0.024827 | 0.99136 | -0.16578 | 0.99071 | -0.1784 | 6.8206
30 | -0.045464 | -0.011419 | 0.045471 | 0.011424 | 7.7537e-06 | 4.9051e-06 | 0.068249 | 0.068249 | 0.068249 | 0.99136 | -0.16578 | 0.99155 | -0.16221 | 18.7498
31 | 0.023514 | 0.0059033 | -0.023504 | -0.0058972 | 9.9689e-06 | 6.1065e-06 | 0.035342 | 0.035342 | 0.035342 | 0.99011 | -0.19008 | 0.98965 | -0.19898 | 9.7094
32 | 0.010589 | 0.0026545 | -0.010586 | -0.0026533 | 2.3675e-06 | 1.1939e-06 | 0.015904 | 0.015904 | 0.015904 | 0.99071 | -0.1784 | 0.99047 | -0.18309 | 4.3693
33 | 0.0059412 | 0.0014875 | -0.0059405 | -0.0014874 | 6.6497e-07 | 1.3883e-07 | 0.008923 | 0.0089231 | 0.0089231 | 0.99071 | -0.1784 | 0.99059 | -0.18075 | 2.4514
34 | -0.059405 | -0.01492 | 0.059791 | 0.015165 | 0.00038594 | 0.00024532 | 0.089161 | 0.08916 | 0.089161 | 0.99155 | -0.16221 | 0.99858 | -0.027012 | 24.4948
35 | 0.013934 | 0.0034957 | -0.013923 | -0.0034894 | 1.1321e-05 | 6.3557e-06 | 0.020912 | 0.020912 | 0.020912 | 0.99155 | -0.16221 | 0.99067 | -0.17926 | 5.7451
36 | 0.0043658 | 0.0010941 | -0.0043655 | -0.0010941 | 2.7528e-07 | -3.5777e-08 | 0.0066172 | 0.0066173 | 0.0066173 | 0.98172 | -0.35133 | 0.98166 | -0.35266 | 1.8179
37 | 0.059826 | 0.015188 | -0.059791 | -0.015165 | 3.4914e-05 | 2.2192e-05 | 0.08916 | 0.08916 | 0.08916 | 0.99922 | -0.014874 | 0.99858 | -0.027012 | 24.4946
38 | 0.077569 | 0.019538 | -0.077553 | -0.019529 | 1.5975e-05 | 9.6013e-06 | 0.11763 | 0.11763 | 0.11763 | 0.98155 | -0.35459 | 0.98133 | -0.3589 | 8.0789
39 | -0.1042 | -0.026271 | 0.10424 | 0.026294 | 3.6558e-05 | 2.2601e-05 | 0.15773 | 0.15773 | 0.15773 | 0.98342 | -0.31822 | 0.9838 | -0.31089 | 10.8329
40 | 0.14086 | 0.035644 | -0.14068 | -0.035527 | 0.00018521 | 0.0001163 | 0.21237 | 0.21237 | 0.21237 | 0.98757 | -0.23766 | 0.98616 | -0.2651 | 14.5857
41 | -0.004278 | -0.0010709 | 0.0042781 | 0.0010709 | 6.4544e-08 | -1.0128e-08 | 0.0064943 | 0.0064942 | 0.0064943 | 0.98015 | -0.38195 | 0.98017 | -0.38163 | 1.7841
42 | 0.004278 | 0.0010709 | -0.0042771 | -0.0010711 | 9.2064e-07 | -1.4425e-07 | 0.0064943 | 0.0064945 | 0.0064945 | 0.98015 | -0.38195 | 0.97992 | -0.38647 | 1.7842
43 | 0.067134 | 0.016892 | -0.06711 | -0.016877 | 2.4568e-05 | 1.4453e-05 | 0.10194 | 0.10194 | 0.10194 | 0.98017 | -0.38163 | 0.97978 | -0.38929 | 7.0015
44 | -0.071413 | -0.017963 | 0.071486 | 0.018006 | 7.349e-05 | 4.3669e-05 | 0.10844 | 0.10844 | 0.10844 | 0.98017 | -0.38163 | 0.98127 | -0.36011 | 7.4476
45 | 0.001778 | 0.00044473 | -0.0017778 | -0.00044557 | 2.1095e-07 | -8.3711e-07 | 0.0026997 | 0.0027 | 0.0027 | 0.97992 | -0.38647 | 0.97979 | -0.38896 | 0.74176
46 | 0.074589 | 0.018786 | -0.074585 | -0.018783 | 4.3218e-06 | 2.584e-06 | 0.11313 | 0.11313 | 0.11313 | 0.98133 | -0.3589 | 0.98127 | -0.36011 | 7.7702
47 | 0.048834 | 0.01227 | -0.048791 | -0.012246 | 4.3392e-05 | 2.3565e-05 | 0.074299 | 0.0743 | 0.0743 | 0.97816 | -0.42089 | 0.97721 | -0.43953 | 5.1031
48 | -0.048834 | -0.01227 | 0.048864 | 0.012286 | 2.9716e-05 | 1.6133e-05 | 0.074299 | 0.074298 | 0.074299 | 0.97816 | -0.42089 | 0.97881 | -0.40815 | 5.1029
49 | 0.047747 | 0.011984 | -0.047734 | -0.011977 | 1.2996e-05 | 7.0038e-06 | 0.072711 | 0.072711 | 0.072711 | 0.97721 | -0.43953 | 0.97692 | -0.44523 | 4.9939
50 | 0.009028 | 0.002263 | -0.0090259 | -0.002262 | 2.1913e-06 | 1.0126e-06 | 0.013725 | 0.013725 | 0.013725 | 0.97881 | -0.40815 | 0.97855 | -0.41325 | 3.7706
51 | -0.057892 | -0.014549 | 0.057897 | 0.014552 | 5.6069e-06 | 3.2003e-06 | 0.088023 | 0.088023 | 0.088023 | 0.97881 | -0.40815 | 0.97892 | -0.40612 | 6.0455
52 | 0.012014 | 0.0030104 | -0.012013 | -0.0030099 | 1.0215e-06 | 5.4478e-07 | 0.017991 | 0.017991 | 0.017991 | 0.99363 | -0.12146 | 0.99354 | -0.12325 | 4.9427
53 | -0.0039922 | -0.0010006 | 0.0039925 | 0.0010005 | 2.8834e-07 | -8.5617e-08 | 0.0060251 | 0.006025 | 0.0060251 | 0.98596 | -0.26891 | 0.98604 | -0.2674 | 1.6553
54 | -0.14066 | -0.035518 | 0.14068 | 0.035527 | 1.5492e-05 | 9.7278e-06 | 0.21237 | 0.21237 | 0.21237 | 0.98604 | -0.2674 | 0.98616 | -0.2651 | 14.5857
55 | 0.13667 | 0.034517 | -0.13661 | -0.034478 | 6.213e-05 | 3.897e-05 | 0.20634 | 0.20634 | 0.20634 | 0.98604 | -0.2674 | 0.98555 | -0.27689 | 14.1719
56 | 0.05643 | 0.014424 | -0.056397 | -0.014404 | 3.272e-05 | 2.078e-05 | 0.084176 | 0.084176 | 0.084176 | 0.99872 | -0.024194 | 0.99809 | -0.036189 | 23.1253
57 | 0.020657 | 0.0051836 | -0.020655 | -0.0051826 | 1.6301e-06 | 9.8541e-07 | 0.031061 | 0.031061 | 0.031061 | 0.98965 | -0.19898 | 0.98956 | -0.20063 | 8.5333
58 | 0.0065636 | 0.0016451 | -0.0065632 | -0.001645 | 3.9482e-07 | 1.1333e-07 | 0.0098608 | 0.0098608 | 0.0098608 | 0.99047 | -0.18309 | 0.9904 | -0.18436 | 2.709
59 | 0.0079301 | 0.0019875 | -0.0079282 | -0.0019868 | 1.8407e-06 | 7.3272e-07 | 0.011911 | 0.011911 | 0.011911 | 0.99067 | -0.17926 | 0.99041 | -0.18414 | 3.2724
60 | 0.12652 | 0.031949 | -0.12644 | -0.031902 | 7.5658e-05 | 4.7296e-05 | 0.19111 | 0.19111 | 0.19111 | 0.98555 | -0.27689 | 0.9849 | -0.28938 | 13.1256
61 | -0.11033 | -0.02782 | 0.11037 | 0.027846 | 4.1796e-05 | 2.5936e-05 | 0.16694 | 0.16694 | 0.16694 | 0.9838 | -0.31089 | 0.9842 | -0.30298 | 11.4655
62 | 0.0065632 | 0.001645 | -0.0065622 | -0.0016447 | 1.0357e-06 | 2.9739e-07 | 0.0098608 | 0.009861 | 0.009861 | 0.9904 | -0.18436 | 0.99023 | -0.18767 | 2.7091
63 | 0.0065622 | 0.0016447 | -0.0065607 | -0.0016443 | 1.4518e-06 | 4.171e-07 | 0.009861 | 0.0098611 | 0.0098611 | 0.99023 | -0.18767 | 0.98999 | -0.19231 | 2.7091
64 | 0.063764 | 0.016039 | -0.063713 | -0.016009 | 5.1222e-05 | 2.9851e-05 | 0.096861 | 0.096862 | 0.096862 | 0.97978 | -0.38929 | 0.97892 | -0.40612 | 6.6526
65 | 0.11731 | 0.029599 | -0.11727 | -0.029576 | 3.7088e-05 | 2.3097e-05 | 0.17737 | 0.17737 | 0.17737 | 0.98454 | -0.29638 | 0.9842 | -0.30298 | 12.1822
66 | -0.11731 | -0.029599 | 0.11735 | 0.029623 | 3.9338e-05 | 2.4498e-05 | 0.17737 | 0.17737 | 0.17737 | 0.98454 | -0.29638 | 0.9849 | -0.28938 | 12.1821
67 | -0.0054393 | -0.0013615 | 0.0054416 | 0.0013619 | 2.2852e-06 | 3.6138e-07 | 0.0083053 | 0.0083049 | 0.0083053 | 0.97447 | -0.49365 | 0.97491 | -0.48482 | 2.2817
68 | 0.0054393 | 0.0013615 | -0.0054289 | -0.0013598 | 1.0442e-05 | 1.6654e-06 | 0.0083053 | 0.0083071 | 0.0083071 | 0.97447 | -0.49365 | 0.97242 | -0.53401 | 2.2822
69 | -0.0069154 | -0.0017312 | 0.0069157 | 0.0017313 | 3.4482e-07 | 1.1775e-07 | 0.010554 | 0.010554 | 0.010554 | 0.97491 | -0.48482 | 0.97497 | -0.48378 | 2.8995
70 | 0.0054289 | 0.0013598 | -0.0054207 | -0.0013585 | 8.1663e-06 | 1.3186e-06 | 0.0083071 | 0.0083085 | 0.0083085 | 0.97242 | -0.53401 | 0.97083 | -0.56562 | 2.2826
71 | 0.0058152 | 0.0014572 | -0.0058147 | -0.001457 | 5.0965e-07 | 1.0752e-07 | 0.0088394 | 0.0088395 | 0.0088395 | 0.97892 | -0.40612 | 0.97882 | -0.40796 | 2.4284
72 | -0.010623 | -0.0026606 | 0.010625 | 0.0026612 | 1.1861e-06 | 6.0903e-07 | 0.016213 | 0.016213 | 0.016213 | 0.97497 | -0.48378 | 0.97509 | -0.48143 | 4.4541
73 | 0.0048394 | 0.0012128 | -0.0048393 | -0.0012128 | 1.8052e-07 | 7.352e-09 | 0.0074175 | 0.0074176 | 0.0074176 | 0.97083 | -0.56562 | 0.97079 | -0.5664 | 2.0378
74 | 0.0036835 | 0.00092292 | -0.0036834 | -0.00092298 | 1.347e-07 | -5.7778e-08 | 0.0055996 | 0.0055997 | 0.0055997 | 0.97882 | -0.40796 | 0.97878 | -0.40873 | 1.5384
75 | 0.0016738 | 0.00041934 | -0.0016738 | -0.00041949 | 3.4219e-08 | -1.5521e-07 | 0.0025446 | 0.0025447 | 0.0025447 | 0.97878 | -0.40873 | 0.97876 | -0.40916 | 0.69909
76 | 0.0076335 | 0.001913 | -0.0076333 | -0.0019129 | 2.7509e-07 | 1.0767e-07 | 0.011608 | 0.011608 | 0.011608 | 0.97855 | -0.41325 | 0.97852 | -0.414 | 3.1889
77 | 0.0060942 | 0.0015272 | -0.0060938 | -0.0015271 | 4.4166e-07 | 1.1041e-07 | 0.0092673 | 0.0092674 | 0.0092674 | 0.97852 | -0.414 | 0.97844 | -0.41552 | 2.546
78 | 0.04331 | 0.010869 | -0.043304 | -0.010865 | 6.555e-06 | 3.3908e-06 | 0.065974 | 0.065974 | 0.065974 | 0.97692 | -0.44523 | 0.97676 | -0.44841 | 4.5312
79 | 0.0060938 | 0.0015271 | -0.0060926 | -0.0015268 | 1.1619e-06 | 2.9062e-07 | 0.0092674 | 0.0092676 | 0.0092676 | 0.97844 | -0.41552 | 0.97823 | -0.41953 | 2.546
80 | -0.0046415 | -0.0011632 | 0.004642 | 0.0011632 | 4.8725e-07 | -1.5296e-08 | 0.0070611 | 0.007061 | 0.0070611 | 0.97812 | -0.42173 | 0.97823 | -0.41953 | 1.9399
81 | 0.0021556 | 0.0005402 | -0.0021556 | -0.00054024 | 1.348e-08 | -3.3329e-08 | 0.0032793 | 0.0032793 | 0.0032793 | 0.97812 | -0.42173 | 0.97812 | -0.42186 | 0.9009
82 | 0.037975 | 0.0095298 | -0.037968 | -0.0095266 | 6.4865e-06 | 3.1167e-06 | 0.057856 | 0.057856 | 0.057856 | 0.97676 | -0.44841 | 0.97658 | -0.45199 | 3.9736
83 | 0.0019548 | 0.00048971 | -0.0019547 | -0.00048987 | 5.1548e-08 | -1.6088e-07 | 0.0029784 | 0.0029785 | 0.0029785 | 0.97658 | -0.45199 | 0.97655 | -0.45254 | 0.81826
84 | 0.036014 | 0.0090369 | -0.03601 | -0.0090351 | 3.9582e-06 | 1.8317e-06 | 0.054878 | 0.054878 | 0.054878 | 0.97658 | -0.45199 | 0.97646 | -0.4543 | 3.7691
85 | 0.0013334 | 0.00033416 | -0.0013334 | -0.00033418 | 3.8195e-09 | -2.8425e-08 | 0.0020318 | 0.0020318 | 0.0020318 | 0.97655 | -0.45254 | 0.97655 | -0.4526 | 0.55818
86 | 0.03539 | 0.0088797 | -0.035388 | -0.0088788 | 2.0447e-06 | 9.3347e-07 | 0.053933 | 0.053933 | 0.053933 | 0.97646 | -0.4543 | 0.9764 | -0.45551 | 3.7042
87 | 0.034771 | 0.0087242 | -0.034762 | -0.0087188 | 9.0558e-06 | 5.3656e-06 | 0.052993 | 0.052994 | 0.052994 | 0.9764 | -0.45551 | 0.97612 | -0.46097 | 7.2793
88 | 0.025519 | 0.006402 | -0.025513 | -0.0063989 | 5.025e-06 | 3.1054e-06 | 0.038903 | 0.038903 | 0.038903 | 0.97612 | -0.46097 | 0.97591 | -0.4651 | 10.6877
89 | 0.0092432 | 0.0023169 | -0.0092412 | -0.0023159 | 1.9861e-06 | 9.3771e-07 | 0.014091 | 0.014091 | 0.014091 | 0.97612 | -0.46097 | 0.9759 | -0.46548 | 3.8711
90 | -0.00068216 | -0.00017097 | 0.00068217 | 0.00017078 | 6.2743e-09 | -1.8914e-07 | 0.0010403 | 0.0010402 | 0.0010403 | 0.97579 | -0.46764 | 0.9758 | -0.46744 | 0.28579
91 | -0.0013562 | -0.0003397 | 0.0013562 | 0.00033962 | 1.1792e-08 | -8.43e-08 | 0.002068 | 0.002068 | 0.002068 | 0.9758 | -0.46744 | 0.97581 | -0.46726 | 0.56814
92 | 0.0032751 | 0.00082007 | -0.0032749 | -0.00082019 | 1.7534e-07 | -1.2207e-07 | 0.0049934 | 0.0049935 | 0.0049935 | 0.97591 | -0.4651 | 0.97586 | -0.46623 | 1.3718
93 | 0.022238 | 0.0055788 | -0.022232 | -0.0055748 | 6.5845e-06 | 4.0233e-06 | 0.03391 | 0.03391 | 0.03391 | 0.97591 | -0.4651 | 0.9756 | -0.47131 | 9.3159
94 | 0.0046593 | 0.0011676 | -0.0046588 | -0.0011676 | 4.6017e-07 | -9.2346e-09 | 0.0071043 | 0.0071044 | 0.0071044 | 0.9759 | -0.46548 | 0.97579 | -0.46755 | 1.9518
95 | 0.0026517 | 0.000664 | -0.0026517 | -0.00066401 | 6.8059e-09 | -9.5143e-09 | 0.0040432 | 0.0040432 | 0.0040432 | 0.97586 | -0.46623 | 0.97585 | -0.46628 | 1.1108
96 | 0.021331 | 0.0053489 | -0.02132 | -0.0053427 | 1.0281e-05 | 6.2564e-06 | 0.032535 | 0.032536 | 0.032536 | 0.9756 | -0.47131 | 0.97509 | -0.48143 | 8.9383
97 | 0.0020311 | 0.00050846 | -0.002031 | -0.00050873 | 9.4856e-08 | -2.6879e-07 | 0.0030968 | 0.0030969 | 0.0030969 | 0.97585 | -0.46628 | 0.97581 | -0.46726 | 0.8508
98 | 0.010696 | 0.0026815 | -0.010695 | -0.0026808 | 1.3334e-06 | 6.8691e-07 | 0.016323 | 0.016323 | 0.016323 | 0.97509 | -0.48143 | 0.97495 | -0.48405 | 4.4842
99 | -0.010665 | -0.0026726 | 0.010668 | 0.0026741 | 2.9152e-06 | 1.4795e-06 | 0.01606 | 0.01606 | 0.01606 | 0.98813 | -0.22847 | 0.98843 | -0.22273 | 4.4121
100 | 0.0085238 | 0.002136 | -0.0085235 | -0.0021358 | 3.6225e-07 | 1.5674e-07 | 0.012836 | 0.012836 | 0.012836 | 0.98813 | -0.22847 | 0.98808 | -0.22936 | 3.5263
101 | -0.012453 | -0.0031214 | 0.012453 | 0.0031216 | 2.8609e-07 | 1.5528e-07 | 0.018747 | 0.018747 | 0.018747 | 0.98843 | -0.22273 | 0.98845 | -0.22225 | 5.1503
102 | 0.0075478 | 0.0018913 | -0.0075477 | -0.0018913 | 1.4076e-07 | 5.2876e-08 | 0.011367 | 0.011367 | 0.011367 | 0.98808 | -0.22936 | 0.98806 | -0.22975 | 3.1227
103 | -0.015289 | -0.0038324 | 0.015292 | 0.003834 | 2.7494e-06 | 1.5822e-06 | 0.023017 | 0.023017 | 0.023017 | 0.98845 | -0.22225 | 0.98864 | -0.21847 | 6.3233
104 | 0.0065525 | 0.0016419 | -0.0065514 | -0.0016415 | 1.1517e-06 | 3.3321e-07 | 0.0098679 | 0.0098681 | 0.0098681 | 0.98806 | -0.22975 | 0.98787 | -0.23344 | 2.711
105 | -0.015292 | -0.003834 | 0.015302 | 0.0038398 | 1.0046e-05 | 5.7804e-06 | 0.023017 | 0.023016 | 0.023017 | 0.98864 | -0.21847 | 0.98935 | -0.2047 | 6.3232
106 | 0.0022341 | 0.00055952 | -0.0022341 | -0.00055964 | 5.1564e-08 | -1.2246e-07 | 0.0033651 | 0.0033651 | 0.0033651 | 0.98787 | -0.23344 | 0.98785 | -0.23392 | 0.92449
107 | -0.01878 | -0.0047115 | 0.018784 | 0.0047137 | 3.6405e-06 | 2.1737e-06 | 0.028248 | 0.028248 | 0.028248 | 0.98935 | -0.2047 | 0.98956 | -0.20063 | 7.7604
108 | 0.00083954 | 0.00021014 | -0.00083953 | -0.00021041 | 1.2951e-08 | -2.682e-07 | 0.0012645 | 0.0012646 | 0.0012646 | 0.98785 | -0.23392 | 0.98783 | -0.23425 | 0.34742
109 | 0.0037028 | 0.00092775 | -0.0037024 | -0.00092791 | 3.4186e-07 | -1.6025e-07 | 0.005563 | 0.0055631 | 0.0055631 | 0.99041 | -0.18414 | 0.99032 | -0.18608 | 1.5283
110 | -0.0095096 | -0.0023833 | 0.0095118 | 0.0023844 | 2.1833e-06 | 1.0529e-06 | 0.014518 | 0.014517 | 0.014518 | 0.97471 | -0.48887 | 0.97495 | -0.48405 | 3.9883
111 | 0.0057738 | 0.001447 | -0.0057736 | -0.001447 | 2.2551e-07 | 4.7857e-08 | 0.0088144 | 0.0088144 | 0.0088144 | 0.97471 | -0.48887 | 0.97467 | -0.48969 | 2.4216
112 | 0.0023217 | 0.0005812 | -0.0023216 | -0.00058143 | 1.038e-07 | -2.2996e-07 | 0.0034772 | 0.0034774 | 0.0034774 | 0.99345 | -0.12495 | 0.9934 | -0.12588 | 0.95532
113 | -0.0031774 | -0.00079568 | 0.0031775 | 0.00079565 | 3.3546e-08 | -2.9674e-08 | 0.004759 | 0.004759 | 0.004759 | 0.99345 | -0.12495 | 0.99346 | -0.12472 | 1.3074
114 | 0.00079791 | 0.00019956 | -0.00079789 | -0.00019997 | 1.7245e-08 | -4.0579e-07 | 0.001195 | 0.0011952 | 0.0011952 | 0.9934 | -0.12588 | 0.99338 | -0.12634 | 0.32835
115 | -0.0040486 | -0.001014 | 0.0040489 | 0.0010139 | 2.8472e-07 | -8.5177e-08 | 0.0060638 | 0.0060637 | 0.0060638 | 0.99346 | -0.12472 | 0.99354 | -0.12325 | 1.6659
116 | -0.05041 | -0.012757 | 0.050509 | 0.01282 | 9.8668e-05 | 6.2557e-05 | 0.075791 | 0.07579 | 0.075791 | 0.99028 | -0.18541 | 0.9924 | -0.14472 | 20.8216
117 | 0.05041 | 0.012757 | -0.050233 | -0.012645 | 0.00017704 | 0.00011225 | 0.075791 | 0.075791 | 0.075791 | 0.99028 | -0.18541 | 0.98649 | -0.25887 | 20.8217
118 | -0.052018 | -0.013198 | 0.052076 | 0.013235 | 5.7649e-05 | 3.6569e-05 | 0.078054 | 0.078054 | 0.078054 | 0.9924 | -0.14472 | 0.9936 | -0.1217 | 21.4434
119 | 0.050233 | 0.012645 | -0.050167 | -0.012603 | 6.5666e-05 | 4.1638e-05 | 0.075791 | 0.075791 | 0.075791 | 0.98649 | -0.25887 | 0.98508 | -0.28625 | 20.8218
120 | -0.053162 | -0.013507 | 0.053239 | 0.013556 | 7.6996e-05 | 4.8858e-05 | 0.079681 | 0.079681 | 0.079681 | 0.9936 | -0.1217 | 0.99517 | -0.091665 | 21.8903
121 | -0.050089 | -0.012553 | 0.050167 | 0.012603 | 7.8472e-05 | 4.9759e-05 | 0.075791 | 0.075791 | 0.075791 | 0.9834 | -0.31908 | 0.98508 | -0.28625 | 20.8218
122 | -0.05448 | -0.013867 | 0.054566 | 0.013921 | 8.5964e-05 | 5.4568e-05 | 0.081536 | 0.081535 | 0.081536 | 0.99517 | -0.091665 | 0.99689 | -0.058992 | 22.3999
123 | -0.055512 | -0.014158 | 0.055573 | 0.014197 | 6.12e-05 | 3.8858e-05 | 0.082947 | 0.082947 | 0.082947 | 0.99689 | -0.058992 | 0.99809 | -0.036189 | 22.7878

## res_trafo
| p_hv_mw | q_hv_mvar | p_lv_mw | q_lv_mvar | pl_mw | ql_mvar | i_hv_ka | i_lv_ka | vm_hv_pu | va_hv_degree | vm_lv_pu | va_lv_degree | loading_percent
0 | -1.2729e-15 | -1.3162e-15 | 0.00165 | 1.2699e-07 | 0.00165 | 1.2699e-07 | 5.2857e-17 | 0.0023815 | 0.99998 | 149.9956 | 1 | 0 | 0.2619

## res_ext_grid
| p_mw | q_mvar
0 | 0.44275 | 0.11277

## res_load
| p_mw | q_mvar
0 | 0.0043689 | 0.0010949
1 | 0.0044726 | 0.0011209
2 | 0.00055184 | 0.0001383
3 | 0.030185 | 0.0075651
4 | 0.00051813 | 0.00012986
5 | 0.025249 | 0.0063279
6 | 0.0011009 | 0.00027592
7 | 0.050669 | 0.012699
8 | 0.0053766 | 0.0013475
9 | 0.0016053 | 0.00040233
10 | 0.00087856 | 0.00022019
11 | 0.0059525 | 0.0014918
12 | 0.0048395 | 0.0012129
13 | 0.030817 | 0.0077236
14 | 0.010573 | 0.0026498
15 | 0.0057051 | 0.0014298
16 | 0.0024991 | 0.00062633
17 | 0.0029641 | 0.00074287
18 | 0.001044 | 0.00026166
19 | 0.018517 | 0.0046407
20 | 0.0039922 | 0.0010006
21 | 0.00035865 | 8.9886e-05
22 | 0.0028471 | 0.00071356
23 | 0.0040226 | 0.0010082
24 | 0.0059925 | 0.0015019
25 | 0.0043655 | 0.0010941
26 | 0.010091 | 0.002529
27 | 0.0060893 | 0.0015261
28 | 0.003346 | 0.00083859
29 | 0.003099 | 0.00077668
30 | 0.0017778 | 0.00044557
31 | 0.0069018 | 0.0017298
32 | 0.009092 | 0.0022787
33 | 0.0014738 | 0.00036936
34 | 0.0037077 | 0.00092924
35 | 0.0005813 | 0.00014569
36 | 0.0021312 | 0.00053412
37 | 0.0020095 | 0.00050364
38 | 0.0016738 | 0.00041949
39 | 0.0013923 | 0.00034895
40 | 0.0015391 | 0.00038572
41 | 0.0044232 | 0.0011086
42 | 0.0024859 | 0.00062303
43 | 0.0014506 | 0.00036356
44 | 0.0021556 | 0.00054024
45 | 0.005329 | 0.0013356
46 | 0.0006213 | 0.00015571
47 | 0.00061998 | 0.00015538
48 | 0.0013334 | 0.00033418
49 | 0.00061676 | 0.00015458
50 | 0.00068216 | 0.00017097
51 | 0.00067403 | 0.00016893
52 | 0.0045819 | 0.0011483
53 | 0.0046588 | 0.0011676
54 | 0.00062321 | 0.00015619
55 | 0.00090105 | 0.00022582
56 | 0.00062066 | 0.00015555
57 | 0.0048393 | 0.0012128
58 | 0.00067475 | 0.00016911
59 | 0.0021411 | 0.00053661
60 | 0.001785 | 0.00044737
61 | 0.00097564 | 0.00024452
62 | 0.0028361 | 0.0007108
63 | 0.00099515 | 0.00024941
64 | 0.0043172 | 0.001082
65 | 0.0034784 | 0.00087176
66 | 0.0013945 | 0.0003495
67 | 0.001871 | 0.00046892
68 | 0.00083953 | 0.00021041
69 | 0.0042255 | 0.001059
70 | 0.0037024 | 0.00092791
71 | 0.0037358 | 0.00093628
72 | 0.0011827 | 0.00029642
73 | 0.0057736 | 0.001447
74 | 0.0065607 | 0.0016443
75 | 0.00085575 | 0.00021447
76 | 0.0015237 | 0.00038187
77 | 0.00087111 | 0.00021832
78 | 0.00079789 | 0.00019997
79 | 0.0079641 | 0.001996
80 | 0.0015097 | 0.00037836
81 | 0.0010862 | 0.00027224
82 | 0.050089 | 0.012553
83 | 0.0012407 | 0.00031094
84 | 0.00094595 | 0.00023708
85 | 0.00082424 | 0.00020657

## dtypes
| element | column | dtype
0 | bus | name | object
1 | bus | vn_kv | float64
2 | bus | type | object
3 | bus | zone | object
4 | bus | in_service | bool
5 | load | name | object
6 | load | bus | uint32
7 | load | p_mw | float64
8 | load | q_mvar | float64
9 | load | const_z_percent | float64
10 | load | const_i_percent | float64
11 | load | sn_mva | float64
12 | load | scaling | float64
13 | load | in_service | bool
14 | load | type | object
15 | ext_grid | name | object
16 | ext_grid | bus | uint32
17 | ext_grid | vm_pu | float64
18 | ext_grid | va_degree | float64
19 | ext_grid | slack_weight | float64
20 | ext_grid | in_service | bool
21 | line | name | object
22 | line | std_type | object
23 | line | from_bus | uint32
24 | line | to_bus | uint32
25 | line | length_km | float64
26 | line | r_ohm_per_km | float64
27 | line | x_ohm_per_km | float64
28 | line | c_nf_per_km | float64
29 | line | g_us_per_km | float64
30 | line | max_i_ka | float64
31 | line | df | float64
32 | line | parallel | uint32
33 | line | type | object
34 | line | in_service | bool
35 | trafo | name | object
36 | trafo | std_type | object
37 | trafo | hv_bus | uint32
38 | trafo | lv_bus | uint32
39 | trafo | sn_mva | float64
40 | trafo | vn_hv_kv | float64
41 | trafo | vn_lv_kv | float64
42 | trafo | vk_percent | float64
43 | trafo | vkr_percent | float64
44 | trafo | pfe_kw | float64
45 | trafo | i0_percent | float64
46 | trafo | shift_degree | float64
47 | trafo | tap_side | object
48 | trafo | tap_neutral | int32
49 | trafo | tap_min | int32
50 | trafo | tap_max | int32
51 | trafo | tap_step_percent | float64
52 | trafo | tap_step_degree | float64
53 | trafo | tap_pos | int32
54 | trafo | tap_phase_shifter | bool
55 | trafo | parallel | uint32
56 | trafo | df | float64
57 | trafo | in_service | bool
58 | line_geodata | coords | object
59 | bus_geodata | x | float64
60 | bus_geodata | y | float64
61 | bus_geodata | coords | object
62 | res_bus | vm_pu | float64
63 | res_bus | va_degree | float64
64 | res_bus | p_mw | float64
65 | res_bus | q_mvar | float64
66 | res_line | p_from_mw | float64
67 | res_line | q_from_mvar | float64
68 | res_line | p_to_mw | float64
69 | res_line | q_to_mvar | float64
70 | res_line | pl_mw | float64
71 | res_line | ql_mvar | float64
72 | res_line | i_from_ka | float64
73 | res_line | i_to_ka | float64
74 | res_line | i_ka | float64
75 | res_line | vm_from_pu | float64
76 | res_line | va_from_degree | float64
77 | res_line | vm_to_pu | float64
78 | res_line | va_to_degree | float64
79 | res_line | loading_percent | float64
80 | res_trafo | p_hv_mw | float64
81 | res_trafo | q_hv_mvar | float64
82 | res_trafo | p_lv_mw | float64
83 | res_trafo | q_lv_mvar | float64
84 | res_trafo | pl_mw | float64
85 | res_trafo | ql_mvar | float64
86 | res_trafo | i_hv_ka | float64
87 | res_trafo | i_lv_ka | float64
88 | res_trafo | vm_hv_pu | float64
89 | res_trafo | va_hv_degree | float64
90 | res_trafo | vm_lv_pu | float64
91 | res_trafo | va_lv_degree | float64
92 | res_trafo | loading_percent | float64
93 | res_ext_grid | p_mw | float64
94 | res_ext_grid | q_mvar | float64
95 | res_load | p_mw | float64
96 | res_load | q_mvar | float64

## parameters
| version | format_version | converged | OPF_converged | name | f_hz | sn_mva
0 | 2.14.6 | 2.14.0 | TRUE | FALSE |  | 50 | 1