## bus
| name | vn_kv | type | zone | in_service
0 | bus_LV_121-40_0_5_node_0 | 0.4 | n |  | TRUE
1 | bus_LV_121-40_0_5_node_2 | 0.4 | n |  | TRUE
2 | bus_LV_121-40_0_5_node_4 | 0.4 | n |  | TRUE
3 | bus_LV_121-40_0_5_node_3 | 0.4 | n |  | TRUE
4 | bus_LV_121-40_0_5_node_5 | 0.4 | n |  | TRUE
5 | bus_LV_121-40_0_5_node_32 | 0.4 | n |  | TRUE
6 | bus_LV_121-40_0_5_node_7 | 0.4 | n |  | TRUE
7 | bus_LV_121-40_0_5_node_42 | 0.4 | n |  | TRUE
8 | bus_LV_121-40_0_5_node_29 | 0.4 | n |  | TRUE
9 | bus_LV_121-40_0_5_node_30 | 0.4 | n |  | TRUE
10 | bus_LV_121-40_0_5_node_6 | 0.4 | n |  | TRUE
11 | bus_LV_121-40_0_5_node_43 | 0.4 | n |  | TRUE
12 | bus_LV_121-40_0_5_node_28 | 0.4 | n |  | TRUE
13 | bus_LV_121-40_0_5_node_8 | 0.4 | n |  | TRUE
14 | bus_LV_121-40_0_5_node_9 | 0.4 | n |  | TRUE
15 | bus_LV_121-40_0_5_node_20 | 0.4 | n |  | TRUE
16 | bus_LV_121-40_0_5_node_18 | 0.4 | n |  | TRUE
17 | bus_LV_121-40_0_5_node_10 | 0.4 | n |  | TRUE
18 | bus_LV_121-40_0_5_node_11 | 0.4 | n |  | TRUE
19 | bus_LV_121-40_0_5_node_12 | 0.4 | n |  | TRUE
20 | bus_LV_121-40_0_5_node_13 | 0.4 | n |  | TRUE
21 | bus_LV_121-40_0_5_node_14 | 0.4 | n |  | TRUE
22 | bus_LV_121-40_0_5_node_15 | 0.4 | n |  | TRUE
23 | bus_LV_121-40_0_5_node_16 | 0.4 | n |  | TRUE
24 | bus_LV_121-40_0_5_node_27 | 0.4 | n |  | TRUE
25 | bus_LV_121-40_0_5_node_41 | 0.4 | n |  | TRUE
26 | bus_LV_121-40_0_5_node_17 | 0.4 | n |  | TRUE
27 | bus_LV_121-40_0_5_node_19 | 0.4 | n |  | TRUE
28 | bus_LV_121-40_0_5_node_21 | 0.4 | n |  | TRUE
29 | bus_LV_121-40_0_5_node_77 | 0.4 | n |  | TRUE
30 | bus_LV_121-40_0_5_node_76 | 0.4 | n |  | TRUE
31 | bus_LV_121-40_0_5_node_22 | 0.4 | n |  | TRUE
32 | bus_LV_121-40_0_5_node_23 | 0.4 | n |  | TRUE
33 | bus_LV_121-40_0_5_node_24 | 0.4 | n |  | TRUE
34 | bus_LV_121-40_0_5_node_25 | 0.4 | n |  | TRUE
35 | bus_LV_121-40_0_5_node_26 | 0.4 | n |  | TRUE
36 | bus_LV_121-40_0_5_node_50 | 0.4 | n |  | TRUE
37 | bus_LV_121-40_0_5_node_47 | 0.4 | n |  | TRUE
38 | bus_LV_121-40_0_5_node_33 | 0.4 | n |  | TRUE
39 | bus_LV_121-40_0_5_node_31 | 0.4 | n |  | TRUE
40 | bus_LV_121-40_0_5_node_34 | 0.4 | n |  | TRUE
41 | bus_LV_121-40_0_5_node_35 | 0.4 | n |  | TRUE
42 | bus_LV_121-40_0_5_node_36 | 0.4 | n |  | TRUE
43 | bus_LV_121-40_0_5_node_37 | 0.4 | n |  | TRUE
44 | bus_LV_121-40_0_5_node_38 | 0.4 | n |  | TRUE
45 | bus_LV_121-40_0_5_node_39 | 0.4 | n |  | TRUE
46 | bus_LV_121-40_0_5_node_78 | 0.4 | n |  | TRUE
47 | bus_LV_121-40_0_5_node_134 | 0.4 | n |  | TRUE
48 | bus_LV_121-40_0_5_node_40 | 0.4 | n |  | TRUE
49 | bus_LV_121-40_0_5_node_137 | 0.4 | n |  | TRUE
50 | bus_LV_121-40_0_5_node_79 | 0.4 | n |  | TRUE
51 | bus_LV_121-40_0_5_node_74 | 0.4 | n |  | TRUE
52 | bus_LV_121-40_0_5_node_133 | 0.4 | n |  | TRUE
53 | bus_LV_121-40_0_5_node_146 | 0.4 | n |  | TRUE
54 | bus_LV_121-40_0_5_node_138 | 0.4 | n |  | TRUE
55 | bus_LV_121-40_0_5_node_44 | 0.4 | n |  | TRUE
56 | bus_LV_121-40_0_5_node_45 | 0.4 | n |  | TRUE
57 | bus_LV_121-40_0_5_node_46 | 0.4 | n |  | TRUE
58 | bus_LV_121-40_0_5_node_48 | 0.4 | n |  | TRUE
59 | bus_LV_121-40_0_5_node_49 | 0.4 | n |  | TRUE
60 | bus_LV_121-40_0_5_node_69 | 0.4 | n |  | TRUE
61 | bus_LV_121-40_0_5_node_67 | 0.4 | n |  | TRUE
62 | bus_LV_121-40_0_5_node_70 | 0.4 | n |  | TRUE
63 | bus_LV_121-40_0_5_node_65 | 0.4 | n |  | TRUE
64 | bus_LV_121-40_0_5_node_51 | 0.4 | n |  | TRUE
65 | bus_LV_121-40_0_5_node_52 | 0.4 | n |  | TRUE
66 | bus_LV_121-40_0_5_node_53 | 0.4 | n |  | TRUE
67 | bus_LV_121-40_0_5_node_54 | 0.4 | n |  | TRUE
68 | bus_LV_121-40_0_5_node_55 | 0.4 | n |  | TRUE
69 | bus_LV_121-40_0_5_node_96 | 0.4 | n |  | TRUE
70 | bus_LV_121-40_0_5_node_98 | 0.4 | n |  | TRUE
71 | bus_LV_121-40_0_5_node_95 | 0.4 | n |  | TRUE
72 | bus_LV_121-40_0_5_node_59 | 0.4 | n |  | TRUE
73 | bus_LV_121-40_0_5_node_97 | 0.4 | n |  | TRUE
74 | bus_LV_121-40_0_5_node_122 | 0.4 | n |  | TRUE
75 | bus_LV_121-40_0_5_node_56 | 0.4 | n |  | TRUE
76 | bus_LV_121-40_0_5_node_57 | 0.4 | n |  | TRUE
77 | bus_LV_121-40_0_5_node_58 | 0.4 | n |  | TRUE
78 | bus_LV_121-40_0_5_node_100 | 0.4 | n |  | TRUE
79 | bus_LV_121-40_0_5_node_60 | 0.4 | n |  | TRUE
80 | bus_LV_121-40_0_5_node_101 | 0.4 | n |  | TRUE
81 | bus_LV_121-40_0_5_node_102 | 0.4 | n |  | TRUE
82 | bus_LV_121-40_0_5_node_99 | 0.4 | n |  | TRUE
83 | bus_LV_121-40_0_5_node_132 | 0.4 | n |  | TRUE
84 | bus_LV_121-40_0_5_node_63 | 0.4 | n |  | TRUE
85 | bus_LV_121-40_0_5_node_145 | 0.4 | n |  | TRUE
86 | bus_LV_121-40_0_5_node_61 | 0.4 | n |  | TRUE
87 | bus_LV_121-40_0_5_node_103 | 0.4 | n |  | TRUE
88 | bus_LV_121-40_0_5_node_104 | 0.4 | n |  | TRUE
89 | bus_LV_121-40_0_5_node_62 | 0.4 | n |  | TRUE
90 | bus_LV_121-40_0_5_node_105 | 0.4 | n |  | TRUE
91 | bus_LV_121-40_0_5_node_64 | 0.4 | n |  | TRUE
92 | bus_LV_121-40_0_5_node_66 | 0.4 | n |  | TRUE
93 | bus_LV_121-40_0_5_node_68 | 0.4 | n |  | TRUE
94 | bus_LV_121-40_0_5_node_82 | 0.4 | n |  | TRUE
95 | bus_LV_121-40_0_5_node_80 | 0.4 | n |  | TRUE
96 | bus_LV_121-40_0_5_node_71 | 0.4 | n |  | TRUE
97 | bus_LV_121-40_0_5_node_72 | 0.4 | n |  | TRUE
98 | bus_LV_121-40_0_5_node_75 | 0.4 | n |  | TRUE
99 | bus_LV_121-40_0_5_node_89 | 0.4 | n |  | TRUE
100 | bus_LV_121-40_0_5_node_73 | 0.4 | n |  | TRUE
101 | bus_LV_121-40_0_5_node_128 | 0.4 | n |  | TRUE
102 | bus_LV_121-40_0_5_node_81 | 0.4 | n |  | TRUE
103 | bus_LV_121-40_0_5_node_83 | 0.4 | n |  | TRUE
104 | bus_LV_121-40_0_5_node_84 | 0.4 | n |  | TRUE
105 | bus_LV_121-40_0_5_node_85 | 0.4 | n |  | TRUE
106 | bus_LV_121-40_0_5_node_86 | 0.4 | n |  | TRUE
107 | bus_LV_121-40_0_5_node_87 | 0.4 | n |  | TRUE
108 | bus_LV_121-40_0_5_node_88 | 0.4 | n |  | TRUE
109 | bus_LV_121-40_0_5_node_123 | 0.4 | n |  | TRUE
110 | bus_LV_121-40_0_5_node_131 | 0.4 | n |  | TRUE
111 | bus_LV_121-40_0_5_node_94 | 0.4 | n |  | TRUE
112 | bus_LV_121-40_0_5_node_127 | 0.4 | n |  | TRUE
113 | bus_LV_121-40_0_5_node_126 | 0.4 | n |  | TRUE
114 | bus_LV_121-40_0_5_node_90 | 0.4 | n |  | TRUE
115 | bus_LV_121-40_0_5_node_91 | 0.4 | n |  | TRUE
116 | bus_LV_121-40_0_5_node_92 | 0.4 | n |  | TRUE
117 | bus_LV_121-40_0_5_node_93 | 0.4 | n |  | TRUE
118 | bus_LV_121-40_0_5_node_130 | 0.4 | n |  | TRUE
119 | bus_LV_121-40_0_5_node_129 | 0.4 | n |  | TRUE
120 | bus_LV_121-40_0_5_node_136 | 0.4 | n |  | TRUE
121 | bus_LV_121-40_0_5_node_121 | 0.4 | n |  | TRUE
122 | bus_LV_121-40_0_5_node_106 | 0.4 | n |  | TRUE
123 | bus_LV_121-40_0_5_node_107 | 0.4 | n |  | TRUE
124 | bus_LV_121-40_0_5_node_108 | 0.4 | n |  | TRUE
125 | bus_LV_121-40_0_5_node_109 | 0.4 | n |  | TRUE
126 | bus_LV_121-40_0_5_node_110 | 0.4 | n |  | TRUE
127 | bus_LV_121-40_0_5_node_111 | 0.4 | n |  | TRUE
128 | bus_LV_121-40_0_5_node_112 | 0.4 | n |  | TRUE
129 | bus_LV_121-40_0_5_node_116 | 0.4 | n |  | TRUE
130 | bus_LV_121-40_0_5_node_135 | 0.4 | n |  | TRUE
131 | bus_LV_121-40_0_5_node_118 | 0.4 | n |  | TRUE
132 | bus_LV_121-40_0_5_node_114 | 0.4 | n |  | TRUE
133 | bus_LV_121-40_0_5_node_113 | 0.4 | n |  | TRUE
134 | bus_LV_121-40_0_5_node_115 | 0.4 | n |  | TRUE
135 | bus_LV_121-40_0_5_node_117 | 0.4 | n |  | TRUE
136 | bus_LV_121-40_0_5_node_119 | 0.4 | n |  | TRUE
137 | bus_LV_121-40_0_5_node_120 | 0.4 | n |  | TRUE
138 | bus_LV_121-40_0_5_node_124 | 0.4 | n |  | TRUE
139 | bus_LV_121-40_0_5_node_125 | 0.4 | n |  | TRUE
140 | bus_LV_121-40_0_5_node_139 | 0.4 | n |  | TRUE
141 | bus_LV_121-40_0_5_node_140 | 0.4 | n |  | TRUE
142 | bus_LV_121-40_0_5_node_141 | 0.4 | n |  | TRUE
143 | bus_LV_121-40_0_5_node_142 | 0.4 | n |  | TRUE
144 | bus_LV_121-40_0_5_node_143 | 0.4 | n |  | TRUE
145 | bus_LV_121-40_0_5_node_144 | 0.4 | n |  | TRUE
146 | bus_MV_6_0_node_89 | 20 | n |  | TRUE

## load
| name | bus | p_mw | q_mvar | const_z_percent | const_i_percent | sn_mva | scaling | in_service | type
0 | LV_121-40_0_5_load_0 | 0 | 0.011727 | 0.0029391 | 0 | 0 |  | 1 | TRUE | wye
1 | LV_121-40_0_5_load_32 | 5 | 0.0033536 | 0.00084049 | 0 | 0 |  | 1 | TRUE | wye
2 | LV_121-40_0_5_load_7 | 6 | 0.0045474 | 0.0011397 | 0 | 0 |  | 1 | TRUE | wye
3 | LV_121-40_0_5_load_42 | 7 | 0.0031887 | 0.00079916 | 0 | 0 |  | 1 | TRUE | wye
4 | LV_121-40_0_5_load_29 | 8 | 0.0011121 | 0.00027872 | 0 | 0 |  | 1 | TRUE | wye
5 | LV_121-40_0_5_load_30 | 9 | 0.00083376 | 0.00020896 | 0 | 0 |  | 1 | TRUE | wye
6 | LV_121-40_0_5_load_6 | 10 | 0.0029552 | 0.00074065 | 0 | 0 |  | 1 | TRUE | wye
7 | LV_121-40_0_5_load_43 | 11 | 0.0031047 | 0.0007781 | 0 | 0 |  | 1 | TRUE | wye
8 | LV_121-40_0_5_load_28 | 12 | 0.0011788 | 0.00029544 | 0 | 0 |  | 1 | TRUE | wye
9 | LV_121-40_0_5_load_8 | 13 | 0.0043883 | 0.0010998 | 0 | 0 |  | 1 | TRUE | wye
10 | LV_121-40_0_5_load_9 | 14 | 0.0050069 | 0.0012549 | 0 | 0 |  | 1 | TRUE | wye
11 | LV_121-40_0_5_load_20 | 15 | 0.0049699 | 0.0012456 | 0 | 0 |  | 1 | TRUE | wye
12 | LV_121-40_0_5_load_18 | 16 | 0.0021811 | 0.00054664 | 0 | 0 |  | 1 | TRUE | wye
13 | LV_121-40_0_5_load_10 | 17 | 0.0025705 | 0.00064423 | 0 | 0 |  | 1 | TRUE | wye
14 | LV_121-40_0_5_load_11 | 18 | 0.0015678 | 0.00039294 | 0 | 0 |  | 1 | TRUE | wye
15 | LV_121-40_0_5_load_12 | 19 | 0.0014527 | 0.00036407 | 0 | 0 |  | 1 | TRUE | wye
16 | LV_121-40_0_5_load_13 | 20 | 0.0021484 | 0.00053845 | 0 | 0 |  | 1 | TRUE | wye
17 | LV_121-40_0_5_load_14 | 21 | 0.00079712 | 0.00019978 | 0 | 0 |  | 1 | TRUE | wye
18 | LV_121-40_0_5_load_15 | 22 | 0.0022959 | 0.0005754 | 0 | 0 |  | 1 | TRUE | wye
19 | LV_121-40_0_5_load_16 | 23 | 0.00079177 | 0.00019844 | 0 | 0 |  | 1 | TRUE | wye
20 | LV_121-40_0_5_load_27 | 24 | 0.0030677 | 0.00076884 | 0 | 0 |  | 1 | TRUE | wye
21 | LV_121-40_0_5_load_41 | 25 | 0.00087413 | 0.00021908 | 0 | 0 |  | 1 | TRUE | wye
22 | LV_121-40_0_5_load_17 | 26 | 0.004955 | 0.0012418 | 0 | 0 |  | 1 | TRUE | wye
23 | LV_121-40_0_5_load_19 | 27 | 0.0020937 | 0.00052472 | 0 | 0 |  | 1 | TRUE | wye
24 | LV_121-40_0_5_load_21 | 28 | 0.0021741 | 0.00054488 | 0 | 0 |  | 1 | TRUE | wye
25 | LV_121-40_0_5_load_77 | 29 | 0.0020668 | 0.000518 | 0 | 0 |  | 1 | TRUE | wye
26 | LV_121-40_0_5_load_76 | 30 | 0.0048641 | 0.0012191 | 0 | 0 |  | 1 | TRUE | wye
27 | LV_121-40_0_5_load_22 | 31 | 0.0058075 | 0.0014555 | 0 | 0 |  | 1 | TRUE | wye
28 | LV_121-40_0_5_load_23 | 32 | 0.0064138 | 0.0016074 | 0 | 0 |  | 1 | TRUE | wye
29 | LV_121-40_0_5_load_25 | 34 | 0.0061981 | 0.0015534 | 0 | 0 |  | 1 | TRUE | wye
30 | LV_121-40_0_5_load_26 | 35 | 0.0071833 | 0.0018003 | 0 | 0 |  | 1 | TRUE | wye
31 | LV_121-40_0_5_load_50 | 36 | 0.006301 | 0.0015792 | 0 | 0 |  | 1 | TRUE | wye
32 | LV_121-40_0_5_load_47 | 37 | 0.0064564 | 0.0016181 | 0 | 0 |  | 1 | TRUE | wye
33 | LV_121-40_0_5_load_31 | 39 | 0.00065113 | 0.00016319 | 0 | 0 |  | 1 | TRUE | wye
34 | LV_121-40_0_5_load_34 | 40 | 0.0045567 | 0.001142 | 0 | 0 |  | 1 | TRUE | wye
35 | LV_121-40_0_5_load_35 | 41 | 0.0046769 | 0.0011721 | 0 | 0 |  | 1 | TRUE | wye
36 | LV_121-40_0_5_load_37 | 43 | 0.0021823 | 0.00054693 | 0 | 0 |  | 1 | TRUE | wye
37 | LV_121-40_0_5_load_38 | 44 | 0.002112 | 0.00052933 | 0 | 0 |  | 1 | TRUE | wye
38 | LV_121-40_0_5_load_78 | 46 | 0.0020921 | 0.00052433 | 0 | 0 |  | 1 | TRUE | wye
39 | LV_121-40_0_5_load_134 | 47 | 0.0032458 | 0.00081347 | 0 | 0 |  | 1 | TRUE | wye
40 | LV_121-40_0_5_load_137 | 49 | 0.0016564 | 0.00041514 | 0 | 0 |  | 1 | TRUE | wye
41 | LV_121-40_0_5_load_74 | 51 | 0.0021741 | 0.00054488 | 0 | 0 |  | 1 | TRUE | wye
42 | LV_121-40_0_5_load_146 | 53 | 0.05862 | 0.014692 | 0 | 0 |  | 1 | TRUE | wye
43 | LV_121-40_0_5_load_44 | 55 | 0.0067994 | 0.0017041 | 0 | 0 |  | 1 | TRUE | wye
44 | LV_121-40_0_5_load_48 | 58 | 0.0057753 | 0.0014474 | 0 | 0 |  | 1 | TRUE | wye
45 | LV_121-40_0_5_load_49 | 59 | 0.0069041 | 0.0017303 | 0 | 0 |  | 1 | TRUE | wye
46 | LV_121-40_0_5_load_69 | 60 | 0.0056561 | 0.0014176 | 0 | 0 |  | 1 | TRUE | wye
47 | LV_121-40_0_5_load_67 | 61 | 0.0082859 | 0.0020766 | 0 | 0 |  | 1 | TRUE | wye
48 | LV_121-40_0_5_load_70 | 62 | 0.0055951 | 0.0014023 | 0 | 0 |  | 1 | TRUE | wye
49 | LV_121-40_0_5_load_65 | 63 | 0.005585 | 0.0013997 | 0 | 0 |  | 1 | TRUE | wye
50 | LV_121-40_0_5_load_51 | 64 | 0.0018839 | 0.00047215 | 0 | 0 |  | 1 | TRUE | wye
51 | LV_121-40_0_5_load_52 | 65 | 0.0095026 | 0.0023816 | 0 | 0 |  | 1 | TRUE | wye
52 | LV_121-40_0_5_load_53 | 66 | 0.0019542 | 0.00048977 | 0 | 0 |  | 1 | TRUE | wye
53 | LV_121-40_0_5_load_54 | 67 | 0.003059 | 0.00076666 | 0 | 0 |  | 1 | TRUE | wye
54 | LV_121-40_0_5_load_55 | 68 | 0.012116 | 0.0030367 | 0 | 0 |  | 1 | TRUE | wye
55 | LV_121-40_0_5_load_96 | 69 | 0.012506 | 0.0031342 | 0 | 0 |  | 1 | TRUE | wye
56 | LV_121-40_0_5_load_98 | 70 | 0.0026112 | 0.00065444 | 0 | 0 |  | 1 | TRUE | wye
57 | LV_121-40_0_5_load_95 | 71 | 0.0017074 | 0.00042791 | 0 | 0 |  | 1 | TRUE | wye
58 | LV_121-40_0_5_load_97 | 73 | 0.0076794 | 0.0019246 | 0 | 0 |  | 1 | TRUE | wye
59 | LV_121-40_0_5_load_122 | 74 | 0.0088274 | 0.0022124 | 0 | 0 |  | 1 | TRUE | wye
60 | LV_121-40_0_5_load_56 | 75 | 0.0076444 | 0.0019159 | 0 | 0 |  | 1 | TRUE | wye
61 | LV_121-40_0_5_load_57 | 76 | 0.0042118 | 0.0010556 | 0 | 0 |  | 1 | TRUE | wye
62 | LV_121-40_0_5_load_58 | 77 | 0.0021718 | 0.0005443 | 0 | 0 |  | 1 | TRUE | wye
63 | LV_121-40_0_5_load_100 | 78 | 0.00083038 | 0.00020811 | 0 | 0 |  | 1 | TRUE | wye
64 | LV_121-40_0_5_load_101 | 80 | 0.0022712 | 0.00056922 | 0 | 0 |  | 1 | TRUE | wye
65 | LV_121-40_0_5_load_102 | 81 | 0.002061 | 0.00051652 | 0 | 0 |  | 1 | TRUE | wye
66 | LV_121-40_0_5_load_99 | 82 | 0.00098526 | 0.00024693 | 0 | 0 |  | 1 | TRUE | wye
67 | LV_121-40_0_5_load_132 | 83 | 0.0020508 | 0.00051399 | 0 | 0 |  | 1 | TRUE | wye
68 | LV_121-40_0_5_load_145 | 85 | 0.0011744 | 0.00029432 | 0 | 0 |  | 1 | TRUE | wye
69 | LV_121-40_0_5_load_61 | 86 | 0.0071484 | 0.0017916 | 0 | 0 |  | 1 | TRUE | wye
70 | LV_121-40_0_5_load_103 | 87 | 0.002036 | 0.00051027 | 0 | 0 |  | 1 | TRUE | wye
71 | LV_121-40_0_5_load_104 | 88 | 0.0013487 | 0.00033802 | 0 | 0 |  | 1 | TRUE | wye
72 | LV_121-40_0_5_load_62 | 89 | 0.0091861 | 0.0023023 | 0 | 0 |  | 1 | TRUE | wye
73 | LV_121-40_0_5_load_105 | 90 | 0.001647 | 0.00041279 | 0 | 0 |  | 1 | TRUE | wye
74 | LV_121-40_0_5_load_64 | 91 | 0.0059005 | 0.0014788 | 0 | 0 |  | 1 | TRUE | wye
75 | LV_121-40_0_5_load_66 | 92 | 0.0065372 | 0.0016384 | 0 | 0 |  | 1 | TRUE | wye
76 | LV_121-40_0_5_load_68 | 93 | 0.0057184 | 0.0014332 | 0 | 0 |  | 1 | TRUE | wye
77 | LV_121-40_0_5_load_80 | 95 | 0.010672 | 0.0026745 | 0 | 0 |  | 1 | TRUE | wye
78 | LV_121-40_0_5_load_71 | 96 | 0.0056344 | 0.0014121 | 0 | 0 |  | 1 | TRUE | wye
79 | LV_121-40_0_5_load_72 | 97 | 0.0028838 | 0.00072275 | 0 | 0 |  | 1 | TRUE | wye
80 | LV_121-40_0_5_load_75 | 98 | 0.0024033 | 0.00060231 | 0 | 0 |  | 1 | TRUE | wye
81 | LV_121-40_0_5_load_89 | 99 | 0.002358 | 0.00059098 | 0 | 0 |  | 1 | TRUE | wye
82 | LV_121-40_0_5_load_73 | 100 | 0.0020668 | 0.000518 | 0 | 0 |  | 1 | TRUE | wye
83 | LV_121-40_0_5_load_128 | 101 | 0.0021608 | 0.00054156 | 0 | 0 |  | 1 | TRUE | wye
84 | LV_121-40_0_5_load_81 | 102 | 0.003763 | 0.00094308 | 0 | 0 |  | 1 | TRUE | wye
85 | LV_121-40_0_5_load_83 | 103 | 0.011055 | 0.0027707 | 0 | 0 |  | 1 | TRUE | wye
86 | LV_121-40_0_5_load_84 | 104 | 0.001611 | 0.00040376 | 0 | 0 |  | 1 | TRUE | wye
87 | LV_121-40_0_5_load_85 | 105 | 0.0034797 | 0.00087209 | 0 | 0 |  | 1 | TRUE | wye
88 | LV_121-40_0_5_load_86 | 106 | 0.0018562 | 0.0004652 | 0 | 0 |  | 1 | TRUE | wye
89 | LV_121-40_0_5_load_87 | 107 | 0.0034 | 0.00085213 | 0 | 0 |  | 1 | TRUE | wye
90 | LV_121-40_0_5_load_88 | 108 | 0.0017351 | 0.00043485 | 0 | 0 |  | 1 | TRUE | wye
91 | LV_121-40_0_5_load_94 | 111 | 0.0033616 | 0.00084249 | 0 | 0 |  | 1 | TRUE | wye
92 | LV_121-40_0_5_load_127 | 112 | 0.0013827 | 0.00034653 | 0 | 0 |  | 1 | TRUE | wye
93 | LV_121-40_0_5_load_90 | 114 | 0.001729 | 0.00043333 | 0 | 0 |  | 1 | TRUE | wye
94 | LV_121-40_0_5_load_91 | 115 | 0.0015415 | 0.00038633 | 0 | 0 |  | 1 | TRUE | wye
95 | LV_121-40_0_5_load_92 | 116 | 0.001436 | 0.00035989 | 0 | 0 |  | 1 | TRUE | wye
96 | LV_121-40_0_5_load_130 | 118 | 0.0012208 | 0.00030597 | 0 | 0 |  | 1 | TRUE | wye
97 | LV_121-40_0_5_load_129 | 119 | 0.0016061 | 0.00040252 | 0 | 0 |  | 1 | TRUE | wye
98 | LV_121-40_0_5_load_136 | 120 | 0.0012436 | 0.00031167 | 0 | 0 |  | 1 | TRUE | wye
99 | LV_121-40_0_5_load_121 | 121 | 0.001692 | 0.00042406 | 0 | 0 |  | 1 | TRUE | wye
100 | LV_121-40_0_5_load_106 | 122 | 0.0011971 | 0.00030003 | 0 | 0 |  | 1 | TRUE | wye
101 | LV_121-40_0_5_load_107 | 123 | 0.0026265 | 0.00065825 | 0 | 0 |  | 1 | TRUE | wye
102 | LV_121-40_0_5_load_108 | 124 | 0.0018567 | 0.00046533 | 0 | 0 |  | 1 | TRUE | wye
103 | LV_121-40_0_5_load_109 | 125 | 0.0030328 | 0.00076008 | 0 | 0 |  | 1 | TRUE | wye
104 | LV_121-40_0_5_load_110 | 126 | 0.0028646 | 0.00071792 | 0 | 0 |  | 1 | TRUE | wye
105 | LV_121-40_0_5_load_111 | 127 | 0.0030426 | 0.00076254 | 0 | 0 |  | 1 | TRUE | wye
106 | LV_121-40_0_5_load_135 | 130 | 0.0028117 | 0.00070468 | 0 | 0 |  | 1 | TRUE | wye
107 | LV_121-40_0_5_load_118 | 131 | 0.0011617 | 0.00029115 | 0 | 0 |  | 1 | TRUE | wye
108 | LV_121-40_0_5_load_114 | 132 | 0.0031095 | 0.00077931 | 0 | 0 |  | 1 | TRUE | wye
109 | LV_121-40_0_5_load_113 | 133 | 0.0018643 | 0.00046725 | 0 | 0 |  | 1 | TRUE | wye
110 | LV_121-40_0_5_load_115 | 134 | 0.0015471 | 0.00038774 | 0 | 0 |  | 1 | TRUE | wye
111 | LV_121-40_0_5_load_117 | 135 | 0.001747 | 0.00043785 | 0 | 0 |  | 1 | TRUE | wye
112 | LV_121-40_0_5_load_119 | 136 | 0.0019501 | 0.00048875 | 0 | 0 |  | 1 | TRUE | wye
113 | LV_121-40_0_5_load_120 | 137 | 0.0010949 | 0.00027441 | 0 | 0 |  | 1 | TRUE | wye
114 | LV_121-40_0_5_load_124 | 138 | 0.0032217 | 0.00080743 | 0 | 0 |  | 1 | TRUE | wye
115 | LV_121-40_0_5_load_125 | 139 | 0.0034923 | 0.00087527 | 0 | 0 |  | 1 | TRUE | wye
116 | LV_121-40_0_5_load_139 | 140 | 0.0023747 | 0.00059516 | 0 | 0 |  | 1 | TRUE | wye
117 | LV_121-40_0_5_load_140 | 141 | 0.001195 | 0.00029949 | 0 | 0 |  | 1 | TRUE | wye
118 | LV_121-40_0_5_load_141 | 142 | 0.0015193 | 0.00038078 | 0 | 0 |  | 1 | TRUE | wye
119 | LV_121-40_0_5_load_142 | 143 | 0.0018104 | 0.00045372 | 0 | 0 |  | 1 | TRUE | wye
120 | LV_121-40_0_5_load_143 | 144 | 0.0075867 | 0.0019014 | 0 | 0 |  | 1 | TRUE | wye

## ext_grid
| name | bus | vm_pu | va_degree | slack_weight | in_service
0 |  | 43 | 1 | 0 | 1 | TRUE

## line
| name | std_type | from_bus | to_bus | length_km | r_ohm_per_km | x_ohm_per_km | c_nf_per_km | g_us_per_km | max_i_ka | df | parallel | type | in_service
0 | LV_121-40_0_5_line_0 |  | 0 | 1 | 0.022554 | 0.125 | 0.08 | 261 | 0 | 0.364 | 1 | 1 | cs | TRUE
1 | LV_121-40_0_5_line_1 |  | 1 | 2 | 0.033371 | 0.125 | 0.08 | 261 | 0 | 0.364 | 1 | 1 | cs | TRUE
2 | LV_121-40_0_5_line_2 |  | 2 | 4 | 0.012405 | 0.125 | 0.08 | 261 | 0 | 0.364 | 1 | 1 | cs | TRUE
3 | LV_121-40_0_5_line_3 |  | 2 | 6 | 0.027587 | 0.125 | 0.08 | 261 | 0 | 0.364 | 1 | 4 | cs | TRUE
4 | LV_121-40_0_5_line_4 |  | 2 | 7 | 0.026592 | 0.125 | 0.08 | 261 | 0 | 0.364 | 1 | 4 | cs | TRUE
5 | LV_121-40_0_5_line_5 |  | 3 | 4 | 0.032691 | 0.125 | 0.08 | 261 | 0 | 0.364 | 1 | 1 | cs | TRUE
6 | LV_121-40_0_5_line_6 |  | 3 | 5 | 0.038675 | 0.125 | 0.08 | 261 | 0 | 0.364 | 1 | 1 | cs | TRUE
7 | LV_121-40_0_5_line_7 |  | 4 | 8 | 0.02041 | 0.125 | 0.08 | 261 | 0 | 0.364 | 1 | 1 | cs | TRUE
8 | LV_121-40_0_5_line_8 |  | 5 | 9 | 0.020784 | 0.125 | 0.08 | 261 | 0 | 0.364 | 1 | 1 | cs | TRUE
9 | LV_121-40_0_5_line_9 |  | 6 | 10 | 0.030468 | 0.125 | 0.08 | 261 | 0 | 0.364 | 1 | 4 | cs | TRUE
10 | LV_121-40_0_5_line_10 |  | 7 | 11 | 0.01815 | 0.125 | 0.08 | 261 | 0 | 0.364 | 1 | 4 | cs | TRUE
11 | LV_121-40_0_5_line_11 |  | 8 | 12 | 0.019671 | 0.125 | 0.08 | 261 | 0 | 0.364 | 1 | 1 | cs | TRUE
12 | LV_121-40_0_5_line_12 |  | 10 | 13 | 0.0017003 | 0.125 | 0.08 | 261 | 0 | 0.364 | 1 | 4 | cs | TRUE
13 | LV_121-40_0_5_line_13 |  | 11 | 48 | 0.010239 | 0.125 | 0.08 | 261 | 0 | 0.364 | 1 | 4 | cs | TRUE
14 | LV_121-40_0_5_line_14 |  | 12 | 20 | 0.0086348 | 0.125 | 0.08 | 261 | 0 | 0.364 | 1 | 1 | cs | TRUE
15 | LV_121-40_0_5_line_15 |  | 13 | 14 | 0.016282 | 0.125 | 0.08 | 261 | 0 | 0.364 | 1 | 4 | cs | TRUE
16 | LV_121-40_0_5_line_16 |  | 14 | 15 | 0.0013813 | 0.125 | 0.08 | 261 | 0 | 0.364 | 1 | 4 | cs | TRUE
17 | LV_121-40_0_5_line_17 |  | 15 | 16 | 0.023559 | 0.125 | 0.08 | 261 | 0 | 0.364 | 1 | 4 | cs | TRUE
18 | LV_121-40_0_5_line_18 |  | 16 | 26 | 0.0040617 | 0.125 | 0.08 | 261 | 0 | 0.364 | 1 | 4 | cs | TRUE
19 | LV_121-40_0_5_line_19 |  | 17 | 18 | 0.0046577 | 0.125 | 0.08 | 261 | 0 | 0.364 | 1 | 1 | cs | TRUE
20 | LV_121-40_0_5_line_20 |  | 17 | 19 | 0.0070045 | 0.125 | 0.08 | 261 | 0 | 0.364 | 1 | 1 | cs | TRUE
21 | LV_121-40_0_5_line_21 |  | 18 | 20 | 0.013588 | 0.125 | 0.08 | 261 | 0 | 0.364 | 1 | 1 | cs | TRUE
22 | LV_121-40_0_5_line_22 |  | 19 | 21 | 0.0090146 | 0.125 | 0.08 | 261 | 0 | 0.364 | 1 | 1 | cs | TRUE
23 | LV_121-40_0_5_line_23 |  | 21 | 22 | 0.0028306 | 0.125 | 0.08 | 261 | 0 | 0.364 | 1 | 1 | cs | TRUE
24 | LV_121-40_0_5_line_24 |  | 22 | 23 | 0.021713 | 0.125 | 0.08 | 261 | 0 | 0.364 | 1 | 1 | cs | TRUE
25 | LV_121-40_0_5_line_25 |  | 23 | 24 | 0.00066551 | 0.125 | 0.08 | 261 | 0 | 0.364 | 1 | 1 | cs | TRUE
26 | LV_121-40_0_5_line_26 |  | 24 | 25 | 0.021924 | 0.125 | 0.08 | 261 | 0 | 0.364 | 1 | 1 | cs | TRUE
27 | LV_121-40_0_5_line_27 |  | 25 | 38 | 0.020185 | 0.125 | 0.08 | 261 | 0 | 0.364 | 1 | 1 | cs | TRUE
28 | LV_121-40_0_5_line_28 |  | 26 | 27 | 0.0012109 | 0.125 | 0.08 | 261 | 0 | 0.364 | 1 | 4 | cs | TRUE
29 | LV_121-40_0_5_line_29 |  | 27 | 28 | 0.0052643 | 0.125 | 0.08 | 261 | 0 | 0.364 | 1 | 4 | cs | TRUE
30 | LV_121-40_0_5_line_30 |  | 28 | 29 | 0.0052336 | 0.125 | 0.08 | 261 | 0 | 0.364 | 1 | 4 | cs | TRUE
31 | LV_121-40_0_5_line_31 |  | 29 | 30 | 0.0051696 | 0.125 | 0.08 | 261 | 0 | 0.364 | 1 | 4 | cs | TRUE
32 | LV_121-40_0_5_line_32 |  | 30 | 59 | 0.032836 | 0.125 | 0.08 | 261 | 0 | 0.364 | 1 | 3 | cs | TRUE
33 | LV_121-40_0_5_line_33 |  | 31 | 32 | 0.05268 | 0.125 | 0.08 | 261 | 0 | 0.364 | 1 | 1 | cs | TRUE
34 | LV_121-40_0_5_line_34 |  | 31 | 33 | 0.038907 | 0.125 | 0.08 | 261 | 0 | 0.364 | 1 | 1 | cs | TRUE
35 | LV_121-40_0_5_line_35 |  | 32 | 34 | 0.020429 | 0.125 | 0.08 | 261 | 0 | 0.364 | 1 | 1 | cs | TRUE
36 | LV_121-40_0_5_line_36 |  | 33 | 35 | 0.042927 | 0.125 | 0.08 | 261 | 0 | 0.364 | 1 | 1 | cs | TRUE
37 | LV_121-40_0_5_line_37 |  | 35 | 36 | 0.033202 | 0.125 | 0.08 | 261 | 0 | 0.364 | 1 | 1 | cs | TRUE
38 | LV_121-40_0_5_line_38 |  | 36 | 37 | 0.018147 | 0.125 | 0.08 | 261 | 0 | 0.364 | 1 | 1 | cs | TRUE
39 | LV_121-40_0_5_line_39 |  | 37 | 56 | 0.047875 | 0.125 | 0.08 | 261 | 0 | 0.364 | 1 | 1 | cs | TRUE
40 | LV_121-40_0_5_line_40 |  | 38 | 39 | 0.04519 | 0.125 | 0.08 | 261 | 0 | 0.364 | 1 | 1 | cs | TRUE
41 | LV_121-40_0_5_line_41 |  | 40 | 41 | 0.017756 | 0.125 | 0.08 | 261 | 0 | 0.364 | 1 | 4 | cs | TRUE
42 | LV_121-40_0_5_line_42 |  | 40 | 42 | 0.029268 | 0.125 | 0.08 | 261 | 0 | 0.364 | 1 | 4 | cs | TRUE
43 | LV_121-40_0_5_line_43 |  | 41 | 43 | 0.024887 | 0.125 | 0.08 | 261 | 0 | 0.364 | 1 | 4 | cs | TRUE
44 | LV_121-40_0_5_line_44 |  | 42 | 44 | 0.063429 | 0.125 | 0.08 | 261 | 0 | 0.364 | 1 | 4 | cs | TRUE
45 | LV_121-40_0_5_line_45 |  | 42 | 45 | 0.01609 | 0.125 | 0.08 | 261 | 0 | 0.364 | 1 | 4 | cs | TRUE
46 | LV_121-40_0_5_line_46 |  | 43 | 46 | 0.005345 | 0.125 | 0.08 | 261 | 0 | 0.364 | 1 | 1 | cs | TRUE
47 | LV_121-40_0_5_line_47 |  | 44 | 47 | 0.0010449 | 0.125 | 0.08 | 261 | 0 | 0.364 | 1 | 4 | cs | TRUE
48 | LV_121-40_0_5_line_48 |  | 45 | 48 | 0.028883 | 0.125 | 0.08 | 261 | 0 | 0.364 | 1 | 4 | cs | TRUE
49 | LV_121-40_0_5_line_49 |  | 45 | 49 | 0.025732 | 0.125 | 0.08 | 261 | 0 | 0.364 | 1 | 1 | cs | TRUE
50 | LV_121-40_0_5_line_50 |  | 46 | 51 | 0.005332 | 0.125 | 0.08 | 261 | 0 | 0.364 | 1 | 1 | cs | TRUE
51 | LV_121-40_0_5_line_51 |  | 47 | 52 | 0.017641 | 0.125 | 0.08 | 261 | 0 | 0.364 | 1 | 4 | cs | TRUE
52 | LV_121-40_0_5_line_52 |  | 48 | 50 | 0.048071 | 0.125 | 0.08 | 261 | 0 | 0.364 | 1 | 1 | cs | TRUE
53 | LV_121-40_0_5_line_53 |  | 49 | 54 | 0.016564 | 0.125 | 0.08 | 261 | 0 | 0.364 | 1 | 1 | cs | TRUE
54 | LV_121-40_0_5_line_54 |  | 50 | 53 | 0.069225 | 0.125 | 0.08 | 261 | 0 | 0.364 | 1 | 1 | cs | TRUE
55 | LV_121-40_0_5_line_55 |  | 51 | 100 | 0.0053059 | 0.125 | 0.08 | 261 | 0 | 0.364 | 1 | 1 | cs | TRUE
56 | LV_121-40_0_5_line_56 |  | 52 | 130 | 0.036293 | 0.125 | 0.08 | 261 | 0 | 0.364 | 1 | 4 | cs | TRUE
57 | LV_121-40_0_5_line_57 |  | 52 | 128 | 0.012436 | 0.125 | 0.08 | 261 | 0 | 0.364 | 1 | 1 | cs | TRUE
58 | LV_121-40_0_5_line_58 |  | 54 | 140 | 0.0035817 | 0.125 | 0.08 | 261 | 0 | 0.364 | 1 | 1 | cs | TRUE
59 | LV_121-40_0_5_line_59 |  | 54 | 141 | 0.01078 | 0.125 | 0.08 | 261 | 0 | 0.364 | 1 | 1 | cs | TRUE
60 | LV_121-40_0_5_line_60 |  | 55 | 56 | 0.019559 | 0.125 | 0.08 | 261 | 0 | 0.364 | 1 | 1 | cs | TRUE
61 | LV_121-40_0_5_line_61 |  | 55 | 57 | 0.044631 | 0.125 | 0.08 | 261 | 0 | 0.364 | 1 | 1 | cs | TRUE
62 | LV_121-40_0_5_line_62 |  | 57 | 58 | 0.015967 | 0.125 | 0.08 | 261 | 0 | 0.364 | 1 | 1 | cs | TRUE
63 | LV_121-40_0_5_line_63 |  | 57 | 59 | 0.022353 | 0.125 | 0.08 | 261 | 0 | 0.364 | 1 | 1 | cs | TRUE
64 | LV_121-40_0_5_line_64 |  | 58 | 60 | 0.0058147 | 0.125 | 0.08 | 261 | 0 | 0.364 | 1 | 1 | cs | TRUE
65 | LV_121-40_0_5_line_65 |  | 59 | 61 | 0.019975 | 0.125 | 0.08 | 261 | 0 | 0.364 | 1 | 1 | cs | TRUE
66 | LV_121-40_0_5_line_66 |  | 60 | 62 | 0.01975 | 0.125 | 0.08 | 261 | 0 | 0.364 | 1 | 1 | cs | TRUE
67 | LV_121-40_0_5_line_67 |  | 61 | 63 | 0.00020078 | 0.125 | 0.08 | 261 | 0 | 0.364 | 1 | 1 | cs | TRUE
68 | LV_121-40_0_5_line_68 |  | 62 | 94 | 0.012774 | 0.125 | 0.08 | 261 | 0 | 0.364 | 1 | 1 | cs | TRUE
69 | LV_121-40_0_5_line_69 |  | 63 | 91 | 0.0059843 | 0.125 | 0.08 | 261 | 0 | 0.364 | 1 | 1 | cs | TRUE
70 | LV_121-40_0_5_line_70 |  | 64 | 65 | 0.0072809 | 0.125 | 0.08 | 261 | 0 | 0.364 | 1 | 1 | cs | TRUE
71 | LV_121-40_0_5_line_71 |  | 64 | 66 | 0.0075428 | 0.125 | 0.08 | 261 | 0 | 0.364 | 1 | 1 | cs | TRUE
72 | LV_121-40_0_5_line_72 |  | 65 | 67 | 0.025377 | 0.125 | 0.08 | 261 | 0 | 0.364 | 1 | 1 | cs | TRUE
73 | LV_121-40_0_5_line_73 |  | 66 | 68 | 0.02188 | 0.125 | 0.08 | 261 | 0 | 0.364 | 1 | 1 | cs | TRUE
74 | LV_121-40_0_5_line_74 |  | 67 | 72 | 0.028827 | 0.125 | 0.08 | 261 | 0 | 0.364 | 1 | 1 | cs | TRUE
75 | LV_121-40_0_5_line_75 |  | 69 | 70 | 0.034896 | 0.125 | 0.08 | 261 | 0 | 0.364 | 1 | 2 | cs | TRUE
76 | LV_121-40_0_5_line_76 |  | 69 | 71 | 0.019999 | 0.125 | 0.08 | 261 | 0 | 0.364 | 1 | 1 | cs | TRUE
77 | LV_121-40_0_5_line_77 |  | 70 | 74 | 0.016183 | 0.125 | 0.08 | 261 | 0 | 0.364 | 1 | 4 | cs | TRUE
78 | LV_121-40_0_5_line_78 |  | 71 | 73 | 0.030693 | 0.125 | 0.08 | 261 | 0 | 0.364 | 1 | 1 | cs | TRUE
79 | LV_121-40_0_5_line_79 |  | 72 | 73 | 0.043769 | 0.125 | 0.08 | 261 | 0 | 0.364 | 1 | 1 | cs | TRUE
80 | LV_121-40_0_5_line_80 |  | 73 | 82 | 0.0090151 | 0.125 | 0.08 | 261 | 0 | 0.364 | 1 | 1 | cs | TRUE
81 | LV_121-40_0_5_line_81 |  | 74 | 109 | 0.013161 | 0.125 | 0.08 | 261 | 0 | 0.364 | 1 | 4 | cs | TRUE
82 | LV_121-40_0_5_line_82 |  | 75 | 76 | 0.025291 | 0.125 | 0.08 | 261 | 0 | 0.364 | 1 | 1 | cs | TRUE
83 | LV_121-40_0_5_line_83 |  | 75 | 77 | 0.018245 | 0.125 | 0.08 | 261 | 0 | 0.364 | 1 | 1 | cs | TRUE
84 | LV_121-40_0_5_line_84 |  | 76 | 78 | 0.037591 | 0.125 | 0.08 | 261 | 0 | 0.364 | 1 | 1 | cs | TRUE
85 | LV_121-40_0_5_line_85 |  | 77 | 79 | 0.024726 | 0.125 | 0.08 | 261 | 0 | 0.364 | 1 | 1 | cs | TRUE
86 | LV_121-40_0_5_line_86 |  | 78 | 82 | 0.010984 | 0.125 | 0.08 | 261 | 0 | 0.364 | 1 | 1 | cs | TRUE
87 | LV_121-40_0_5_line_87 |  | 79 | 83 | 0.025221 | 0.125 | 0.08 | 261 | 0 | 0.364 | 1 | 1 | cs | TRUE
88 | LV_121-40_0_5_line_88 |  | 79 | 84 | 0.013557 | 0.125 | 0.08 | 261 | 0 | 0.364 | 1 | 1 | cs | TRUE
89 | LV_121-40_0_5_line_89 |  | 80 | 81 | 0.030585 | 0.125 | 0.08 | 261 | 0 | 0.364 | 1 | 1 | cs | TRUE
90 | LV_121-40_0_5_line_90 |  | 81 | 87 | 0.0024855 | 0.125 | 0.08 | 261 | 0 | 0.364 | 1 | 1 | cs | TRUE
91 | LV_121-40_0_5_line_91 |  | 83 | 85 | 0.011575 | 0.125 | 0.08 | 261 | 0 | 0.364 | 1 | 1 | cs | TRUE
92 | LV_121-40_0_5_line_92 |  | 84 | 86 | 0.043419 | 0.125 | 0.08 | 261 | 0 | 0.364 | 1 | 1 | cs | TRUE
93 | LV_121-40_0_5_line_93 |  | 85 | 88 | 0.034387 | 0.125 | 0.08 | 261 | 0 | 0.364 | 1 | 1 | cs | TRUE
94 | LV_121-40_0_5_line_94 |  | 86 | 89 | 0.030597 | 0.125 | 0.08 | 261 | 0 | 0.364 | 1 | 1 | cs | TRUE
95 | LV_121-40_0_5_line_95 |  | 87 | 88 | 0.033155 | 0.125 | 0.08 | 261 | 0 | 0.364 | 1 | 1 | cs | TRUE
96 | LV_121-40_0_5_line_96 |  | 88 | 90 | 0.015774 | 0.125 | 0.08 | 261 | 0 | 0.364 | 1 | 1 | cs | TRUE
97 | LV_121-40_0_5_line_97 |  | 91 | 92 | 0.030836 | 0.125 | 0.08 | 261 | 0 | 0.364 | 1 | 1 | cs | TRUE
98 | LV_121-40_0_5_line_98 |  | 92 | 93 | 0.0004004 | 0.125 | 0.08 | 261 | 0 | 0.364 | 1 | 1 | cs | TRUE
99 | LV_121-40_0_5_line_99 |  | 94 | 95 | 0.021208 | 0.125 | 0.08 | 261 | 0 | 0.364 | 1 | 1 | cs | TRUE
100 | LV_121-40_0_5_line_100 |  | 95 | 102 | 0.019278 | 0.125 | 0.08 | 261 | 0 | 0.364 | 1 | 1 | cs | TRUE
101 | LV_121-40_0_5_line_101 |  | 96 | 97 | 0.029622 | 0.125 | 0.08 | 261 | 0 | 0.364 | 1 | 1 | cs | TRUE
102 | LV_121-40_0_5_line_102 |  | 97 | 98 | 0.0050149 | 0.125 | 0.08 | 261 | 0 | 0.364 | 1 | 1 | cs | TRUE
103 | LV_121-40_0_5_line_103 |  | 98 | 99 | 0.0070824 | 0.125 | 0.08 | 261 | 0 | 0.364 | 1 | 1 | cs | TRUE
104 | LV_121-40_0_5_line_104 |  | 99 | 101 | 0.0069891 | 0.125 | 0.08 | 261 | 0 | 0.364 | 1 | 1 | cs | TRUE
105 | LV_121-40_0_5_line_105 |  | 101 | 113 | 0.074111 | 0.125 | 0.08 | 261 | 0 | 0.364 | 1 | 1 | cs | TRUE
106 | LV_121-40_0_5_line_106 |  | 102 | 103 | 0.040173 | 0.125 | 0.08 | 261 | 0 | 0.364 | 1 | 1 | cs | TRUE
107 | LV_121-40_0_5_line_107 |  | 104 | 105 | 0.0085142 | 0.125 | 0.08 | 261 | 0 | 0.364 | 1 | 1 | cs | TRUE
108 | LV_121-40_0_5_line_108 |  | 104 | 106 | 5.4824e-05 | 0.125 | 0.08 | 261 | 0 | 0.364 | 1 | 1 | cs | TRUE
109 | LV_121-40_0_5_line_109 |  | 105 | 107 | 0.0065098 | 0.125 | 0.08 | 261 | 0 | 0.364 | 1 | 1 | cs | TRUE
110 | LV_121-40_0_5_line_110 |  | 106 | 108 | 0.0032662 | 0.125 | 0.08 | 261 | 0 | 0.364 | 1 | 1 | cs | TRUE
111 | LV_121-40_0_5_line_111 |  | 107 | 109 | 0.014012 | 0.125 | 0.08 | 261 | 0 | 0.364 | 1 | 1 | cs | TRUE
112 | LV_121-40_0_5_line_112 |  | 108 | 110 | 0.0062216 | 0.125 | 0.08 | 261 | 0 | 0.364 | 1 | 1 | cs | TRUE
113 | LV_121-40_0_5_line_113 |  | 109 | 111 | 0.03533 | 0.125 | 0.08 | 261 | 0 | 0.364 | 1 | 4 | cs | TRUE
114 | LV_121-40_0_5_line_114 |  | 110 | 112 | 0.0075686 | 0.125 | 0.08 | 261 | 0 | 0.364 | 1 | 1 | cs | TRUE
115 | LV_121-40_0_5_line_115 |  | 111 | 116 | 0.025139 | 0.125 | 0.08 | 261 | 0 | 0.364 | 1 | 4 | cs | TRUE
116 | LV_121-40_0_5_line_116 |  | 112 | 139 | 0.021742 | 0.125 | 0.08 | 261 | 0 | 0.364 | 1 | 1 | cs | TRUE
117 | LV_121-40_0_5_line_117 |  | 113 | 138 | 0.034507 | 0.125 | 0.08 | 261 | 0 | 0.364 | 1 | 1 | cs | TRUE
118 | LV_121-40_0_5_line_118 |  | 114 | 115 | 0.027563 | 0.125 | 0.08 | 261 | 0 | 0.364 | 1 | 4 | cs | TRUE
119 | LV_121-40_0_5_line_119 |  | 114 | 116 | 0.0062438 | 0.125 | 0.08 | 261 | 0 | 0.364 | 1 | 4 | cs | TRUE
120 | LV_121-40_0_5_line_120 |  | 115 | 117 | 0.008491 | 0.125 | 0.08 | 261 | 0 | 0.364 | 1 | 4 | cs | TRUE
121 | LV_121-40_0_5_line_121 |  | 117 | 118 | 0.008525 | 0.125 | 0.08 | 261 | 0 | 0.364 | 1 | 4 | cs | TRUE
122 | LV_121-40_0_5_line_122 |  | 117 | 119 | 0.016411 | 0.125 | 0.08 | 261 | 0 | 0.364 | 1 | 1 | cs | TRUE
123 | LV_121-40_0_5_line_123 |  | 118 | 120 | 0.016572 | 0.125 | 0.08 | 261 | 0 | 0.364 | 1 | 4 | cs | TRUE
124 | LV_121-40_0_5_line_124 |  | 119 | 121 | 0.00857 | 0.125 | 0.08 | 261 | 0 | 0.364 | 1 | 1 | cs | TRUE
125 | LV_121-40_0_5_line_125 |  | 120 | 130 | 0.023101 | 0.125 | 0.08 | 261 | 0 | 0.364 | 1 | 4 | cs | TRUE
126 | LV_121-40_0_5_line_126 |  | 121 | 137 | 0.011583 | 0.125 | 0.08 | 261 | 0 | 0.364 | 1 | 1 | cs | TRUE
127 | LV_121-40_0_5_line_127 |  | 122 | 123 | 0.0059629 | 0.125 | 0.08 | 261 | 0 | 0.364 | 1 | 1 | cs | TRUE
128 | LV_121-40_0_5_line_128 |  | 123 | 124 | 0.013636 | 0.125 | 0.08 | 261 | 0 | 0.364 | 1 | 1 | cs | TRUE
129 | LV_121-40_0_5_line_129 |  | 124 | 125 | 0.022876 | 0.125 | 0.08 | 261 | 0 | 0.364 | 1 | 1 | cs | TRUE
130 | LV_121-40_0_5_line_130 |  | 125 | 126 | 0.0038571 | 0.125 | 0.08 | 261 | 0 | 0.364 | 1 | 1 | cs | TRUE
131 | LV_121-40_0_5_line_131 |  | 126 | 127 | 0.016087 | 0.125 | 0.08 | 261 | 0 | 0.364 | 1 | 1 | cs | TRUE
132 | LV_121-40_0_5_line_132 |  | 127 | 128 | 0.013256 | 0.125 | 0.08 | 261 | 0 | 0.364 | 1 | 1 | cs | TRUE
133 | LV_121-40_0_5_line_133 |  | 128 | 129 | 0.029575 | 0.125 | 0.08 | 261 | 0 | 0.364 | 1 | 1 | cs | TRUE
134 | LV_121-40_0_5_line_134 |  | 129 | 131 | 0.023911 | 0.125 | 0.08 | 261 | 0 | 0.364 | 1 | 1 | cs | TRUE
135 | LV_121-40_0_5_line_135 |  | 129 | 132 | 0.015232 | 0.125 | 0.08 | 261 | 0 | 0.364 | 1 | 1 | cs | TRUE
136 | LV_121-40_0_5_line_136 |  | 132 | 133 | 3.416e-05 | 0.125 | 0.08 | 261 | 0 | 0.364 | 1 | 1 | cs | TRUE
137 | LV_121-40_0_5_line_137 |  | 133 | 134 | 0.017851 | 0.125 | 0.08 | 261 | 0 | 0.364 | 1 | 1 | cs | TRUE
138 | LV_121-40_0_5_line_138 |  | 134 | 135 | 0.0015827 | 0.125 | 0.08 | 261 | 0 | 0.364 | 1 | 1 | cs | TRUE
139 | LV_121-40_0_5_line_139 |  | 136 | 137 | 0.0019048 | 0.125 | 0.08 | 261 | 0 | 0.364 | 1 | 1 | cs | TRUE
140 | LV_121-40_0_5_line_140 |  | 138 | 139 | 0.024691 | 0.125 | 0.08 | 261 | 0 | 0.364 | 1 | 1 | cs | TRUE
141 | LV_121-40_0_5_line_141 |  | 140 | 142 | 0.010716 | 0.125 | 0.08 | 261 | 0 | 0.364 | 1 | 1 | cs | TRUE
142 | LV_121-40_0_5_line_142 |  | 142 | 143 | 0.011347 | 0.125 | 0.08 | 261 | 0 | 0.364 | 1 | 1 | cs | TRUE
143 | LV_121-40_0_5_line_143 |  | 143 | 145 | 0.026483 | 0.125 | 0.08 | 261 | 0 | 0.364 | 1 | 1 | cs | TRUE
144 | LV_121-40_0_5_line_144 |  | 144 | 145 | 0.036023 | 0.125 | 0.08 | 261 | 0 | 0.364 | 1 | 1 | cs | TRUE

## trafo
| name | std_type | hv_bus | lv_bus | sn_mva | vn_hv_kv | vn_lv_kv | vk_percent | vkr_percent | pfe_kw | i0_percent | shift_degree | tap_side | tap_neutral | tap_min | tap_max | tap_step_percent | tap_step_degree | tap_pos | tap_phase_shifter | parallel | df | in_service
0 | LV_121-40_0_5_trafo_37 | 0.63 MVA 20/0.4 kV | 146 | 43 | 0.63 | 20 | 0.4 | 6 | 1.206 | 1.65 | 0.2619 | 150 | hv | 0 | -2 | 2 | 2.5 | 0 | 0 | FALSE | 1 | 1 | TRUE

## line_geodata
| x0 | y0 | x1 | y1 | x2 | y2 | x3 | y3 | x4 | y4 | x5 | y5 | x6 | y6 | x7 | y7 | x8 | y8
0 | 2703426.9083 | 1243573.0082 | 2703421.7735 | 1243577.0218 | 2703408.7867 | 1243586.4297
1 | 2703426.9083 | 1243573.0082 | 2703432.4901 | 1243568.502 | 2703447.5782 | 1243555.0879 | 2703453.494 | 1243556.1363
2 | 2703443.015 | 1243550.6049 | 2703447.5782 | 1243555.0879 | 2703453.494 | 1243556.1363
3 | 2703453.494 | 1243556.1363 | 2703459.7755 | 1243553.5549 | 2703476.4109 | 1243541.0765
4 | 2703453.494 | 1243556.1363 | 2703458.6815 | 1243563.3991 | 2703470.9282 | 1243576.1321
5 | 2703443.015 | 1243550.6049 | 2703435.1417 | 1243552.5691 | 2703410.7348 | 1243548.9743
6 | 2703410.7348 | 1243548.9743 | 2703402.2091 | 1243541.531 | 2703394.9501 | 1243535.144 | 2703382.0244 | 1243523.8211 | 2703381.6448 | 1243523.4885
7 | 2703443.015 | 1243550.6049 | 2703435.7144 | 1243532.3078 | 2703435.4509 | 1243531.6481
8 | 2703366.8193 | 1243509.0625 | 2703368.4413 | 1243511.6194 | 2703374.5267 | 1243517.252 | 2703381.6448 | 1243523.4885
9 | 2703500.784 | 1243522.794 | 2703476.4109 | 1243541.0765
10 | 2703470.9282 | 1243576.1321 | 2703483.5097 | 1243589.2133
11 | 2703428.1587 | 1243513.3788 | 2703431.7524 | 1243522.3866 | 2703435.4509 | 1243531.6481
12 | 2703500.784 | 1243522.794 | 2703502.1441 | 1243521.7738
13 | 2703490.6073 | 1243596.5927 | 2703483.5097 | 1243589.2133
14 | 2703424.959 | 1243505.3587 | 2703428.1587 | 1243513.3788
15 | 2703515.1689 | 1243512.0038 | 2703502.1441 | 1243521.7738
16 | 2703515.1689 | 1243512.0038 | 2703516.2738 | 1243511.1749
17 | 2703535.1198 | 1243497.0383 | 2703516.2738 | 1243511.1749
18 | 2703535.1198 | 1243497.0383 | 2703538.369 | 1243494.6011
19 | 2703416.9712 | 1243488.9799 | 2703417.6846 | 1243490.3053 | 2703419.1423 | 1243493.1006
20 | 2703413.6512 | 1243482.8122 | 2703416.9712 | 1243488.9799
21 | 2703424.959 | 1243505.3587 | 2703422.8801 | 1243500.1479 | 2703420.5227 | 1243495.7479 | 2703419.1423 | 1243493.1006
22 | 2703413.6512 | 1243482.8122 | 2703409.3784 | 1243474.8745
23 | 2703409.3784 | 1243474.8745 | 2703408.3854 | 1243473.0298 | 2703407.9825 | 1243472.4144
24 | 2703396.116 | 1243454.231 | 2703401.7514 | 1243462.8729 | 2703407.6491 | 1243471.9049 | 2703407.9825 | 1243472.4144
25 | 2703396.116 | 1243454.231 | 2703395.9497 | 1243453.976 | 2703395.7526 | 1243453.6734
26 | 2703395.7526 | 1243453.6734 | 2703391.1568 | 1243446.6201 | 2703383.791 | 1243435.3001
27 | 2703372.7882 | 1243418.3781 | 2703382.5209 | 1243433.3482 | 2703383.791 | 1243435.3001
28 | 2703539.3376 | 1243493.8745 | 2703538.369 | 1243494.6011
29 | 2703539.3376 | 1243493.8745 | 2703543.5489 | 1243490.7156
30 | 2703543.5489 | 1243490.7156 | 2703547.7355 | 1243487.5752
31 | 2703552.0104 | 1243484.6713 | 2703548.6969 | 1243486.854 | 2703547.7355 | 1243487.5752
32 | 2703579.432 | 1243466.608 | 2703552.0104 | 1243484.6713
33 | 2703432.6679 | 1243442.7058 | 2703454.9868 | 1243479.2469 | 2703464.813 | 1243478.4133
34 | 2703427.8466 | 1243407.8404 | 2703421.877 | 1243425.0386 | 2703432.6679 | 1243442.7058
35 | 2703485.1685 | 1243476.6866 | 2703464.813 | 1243478.4133
36 | 2703427.8466 | 1243407.8404 | 2703439.1223 | 1243414.5199 | 2703455.0785 | 1243418.1009 | 2703468.4625 | 1243419.605
37 | 2703501.5581 | 1243419.858 | 2703496.8716 | 1243420.4648 | 2703478.7387 | 1243420.7599 | 2703468.4625 | 1243419.605
38 | 2703501.5581 | 1243419.858 | 2703515.9421 | 1243417.9956 | 2703519.395 | 1243416.8349
39 | 2703564.0214 | 1243399.7758 | 2703551.6969 | 1243405.9767 | 2703519.395 | 1243416.8349
40 | 2703372.7882 | 1243418.3781 | 2703371.7055 | 1243448.8274 | 2703368.3174 | 1243459.7547 | 2703367.0649 | 1243462.7872
41 | 2703539.5834 | 1243587.5875 | 2703554.4198 | 1243577.8336
42 | 2703516.5175 | 1243605.4294 | 2703518.5535 | 1243603.1186 | 2703527.7907 | 1243595.3404 | 2703539.5834 | 1243587.5875
43 | 2703575.2149 | 1243564.1623 | 2703554.4198 | 1243577.8336
44 | 2703516.5175 | 1243605.4294 | 2703521.4145 | 1243608.9731 | 2703526.8072 | 1243606.2095 | 2703530.7481 | 1243605.1997 | 2703535.9229 | 1243604.9564 | 2703540.0529 | 1243605.6735 | 2703543.456 | 1243607.3231 | 2703539.2103 | 1243614.0987 | 2703552.922 | 1243636.3142
45 | 2703508.398 | 1243619.3319 | 2703516.5175 | 1243605.4294
46 | 2703575.2149 | 1243564.1623 | 2703579.6812 | 1243561.2261
47 | 2703552.922 | 1243636.3142 | 2703553.4708 | 1243637.2033
48 | 2703490.6073 | 1243596.5927 | 2703492.2328 | 1243598.3113 | 2703501.2647 | 1243610.0891 | 2703501.9147 | 1243610.9567 | 2703508.398 | 1243619.3319
49 | 2703508.398 | 1243619.3319 | 2703502.0372 | 1243632.0864 | 2703500.0359 | 1243643.3902
50 | 2703579.6812 | 1243561.2261 | 2703581.833 | 1243559.8114 | 2703584.1367 | 1243558.2972
51 | 2703562.7342 | 1243652.2167 | 2703556.3681 | 1243641.8976 | 2703553.4708 | 1243637.2033
52 | 2703454.0175 | 1243627.5121 | 2703470.9696 | 1243614.2752 | 2703483.8483 | 1243604.4476 | 2703490.6073 | 1243596.5927
53 | 2703497.1482 | 1243659.7004 | 2703500.0359 | 1243643.3902
54 | 2703454.0175 | 1243627.5121 | 2703398.5547 | 1243668.2883 | 2703398.2398 | 1243668.5113
55 | 2703584.1367 | 1243558.2972 | 2703588.5706 | 1243555.383
56 | 2703562.7342 | 1243652.2167 | 2703570.8191 | 1243647.6543 | 2703595.7666 | 1243637.3039
57 | 2703553.7098 | 1243660.7992 | 2703562.7342 | 1243652.2167
58 | 2703497.1482 | 1243659.7004 | 2703496.7802 | 1243663.2632
59 | 2703497.1482 | 1243659.7004 | 2703489.4922 | 1243662.2133 | 2703486.7826 | 1243661.9506
60 | 2703564.0214 | 1243399.7758 | 2703574.3966 | 1243416.3561
61 | 2703598.0714 | 1243454.1904 | 2703574.3966 | 1243416.3561
62 | 2703598.0714 | 1243454.1904 | 2703611.4508 | 1243445.4755
63 | 2703579.432 | 1243466.608 | 2703598.0714 | 1243454.1904
64 | 2703611.4508 | 1243445.4755 | 2703616.323 | 1243442.3018
65 | 2703579.432 | 1243466.608 | 2703592.7773 | 1243481.4704
66 | 2703632.4984 | 1243431.0061 | 2703627.3653 | 1243435.1092 | 2703616.323 | 1243442.3018
67 | 2703592.9114 | 1243481.6198 | 2703592.7773 | 1243481.4704
68 | 2703642.4762 | 1243423.0304 | 2703632.4984 | 1243431.0061
69 | 2703596.9521 | 1243486.0335 | 2703595.1448 | 1243484.107 | 2703592.9114 | 1243481.6198
70 | 2703769.4291 | 1243648.4778 | 2703769.4156 | 1243648.5135 | 2703766.7589 | 1243655.2514
71 | 2703769.4291 | 1243648.4778 | 2703772.1003 | 1243641.4237
72 | 2703756.6008 | 1243678.4896 | 2703757.0696 | 1243677.5536 | 2703762.2568 | 1243666.6692 | 2703766.7589 | 1243655.2514
73 | 2703779.7513 | 1243620.9263 | 2703778.4508 | 1243624.6529 | 2703772.1003 | 1243641.4237
74 | 2703734.8178 | 1243692.5318 | 2703744.3669 | 1243688.1064 | 2703751.6806 | 1243688.3122 | 2703756.6008 | 1243678.4896
75 | 2703709.1831 | 1243631.0403 | 2703716.7221 | 1243596.9688
76 | 2703704.8624 | 1243650.5668 | 2703709.1831 | 1243631.0403
77 | 2703721.2011 | 1243581.4337 | 2703717.8385 | 1243591.9232 | 2703716.7221 | 1243596.9688
78 | 2703693.2977 | 1243678.6821 | 2703699.9507 | 1243667.703 | 2703703.0639 | 1243658.6948 | 2703704.8624 | 1243650.5668
79 | 2703693.2977 | 1243678.6821 | 2703734.8178 | 1243692.5318
80 | 2703693.2977 | 1243678.6821 | 2703693.0698 | 1243679.0583 | 2703686.4436 | 1243684.5014
81 | 2703725.2185 | 1243568.9009 | 2703721.2011 | 1243581.4337
82 | 2703665.8987 | 1243740.167 | 2703687.5309 | 1243727.065
83 | 2703665.8987 | 1243740.167 | 2703652.3231 | 1243748.3893 | 2703650.5315 | 1243749.9468
84 | 2703677.4959 | 1243690.838 | 2703687.5309 | 1243727.065
85 | 2703634.8546 | 1243768.6778 | 2703641.3391 | 1243757.9382 | 2703650.5315 | 1243749.9468
86 | 2703686.4436 | 1243684.5014 | 2703682.8772 | 1243687.4311 | 2703677.4959 | 1243690.838
87 | 2703634.8546 | 1243768.6778 | 2703625.5359 | 1243764.6897 | 2703612.7198 | 1243772.6449
88 | 2703634.8546 | 1243768.6778 | 2703631.872 | 1243781.9027
89 | 2703641.51 | 1243713.6202 | 2703615.6687 | 1243729.9801
90 | 2703613.5686 | 1243731.3096 | 2703615.6687 | 1243729.9801
91 | 2703602.8851 | 1243778.7496 | 2703612.7198 | 1243772.6449
92 | 2703631.872 | 1243781.9027 | 2703628.716 | 1243781.2582 | 2703627.4544 | 1243789.4314 | 2703627.3758 | 1243804.742 | 2703611.3604 | 1243809.1725
93 | 2703585.5569 | 1243749.0474 | 2703602.8851 | 1243778.7496
94 | 2703611.3604 | 1243809.1725 | 2703590.6275 | 1243814.9082 | 2703588.1969 | 1243806.1538
95 | 2703613.5686 | 1243731.3096 | 2703604.3376 | 1243737.1536 | 2703585.5569 | 1243749.0474
96 | 2703585.5569 | 1243749.0474 | 2703579.9542 | 1243752.5955 | 2703571.2072 | 1243755.256
97 | 2703596.9521 | 1243486.0335 | 2703608.8369 | 1243498.7019 | 2703616.4194 | 1243509.8292
98 | 2703616.6448 | 1243510.1601 | 2703616.4194 | 1243509.8292
99 | 2703642.4762 | 1243423.0304 | 2703655.2475 | 1243439.7109 | 2703655.3633 | 1243439.8741
100 | 2703655.3633 | 1243439.8741 | 2703666.5224 | 1243455.5935
101 | 2703658.8875 | 1243509.1622 | 2703674.7853 | 1243498.7093 | 2703683.5557 | 1243492.7645
102 | 2703683.5557 | 1243492.7645 | 2703687.7069 | 1243489.9508
103 | 2703693.6039 | 1243486.0319 | 2703692.809 | 1243486.4925 | 2703687.7069 | 1243489.9508
104 | 2703699.6513 | 1243482.5282 | 2703693.6039 | 1243486.0319
105 | 2703767.8029 | 1243454.2895 | 2703754.1461 | 1243457.5643 | 2703716.0784 | 1243473.0109 | 2703699.6513 | 1243482.5282
106 | 2703695.0383 | 1243460.1665 | 2703679.7758 | 1243471.8311 | 2703667.4208 | 1243456.8591 | 2703666.5224 | 1243455.5935
107 | 2703735.0181 | 1243550.8704 | 2703736.0365 | 1243548.9967 | 2703739.083 | 1243543.3892
108 | 2703739.1091 | 1243543.341 | 2703739.083 | 1243543.3892
109 | 2703735.0181 | 1243550.8704 | 2703731.9095 | 1243556.5901
110 | 2703740.6683 | 1243540.4711 | 2703739.1091 | 1243543.341
111 | 2703725.2185 | 1243568.9009 | 2703731.9095 | 1243556.5901
112 | 2703744.6526 | 1243535.6926 | 2703740.6683 | 1243540.4711
113 | 2703725.2185 | 1243568.9009 | 2703718.2375 | 1243566.5215 | 2703708.3198 | 1243569.1057 | 2703695.3246 | 1243581.1314
114 | 2703744.6526 | 1243535.6926 | 2703743.3991 | 1243528.2284
115 | 2703676.8738 | 1243598.2058 | 2703695.3246 | 1243581.1314
116 | 2703743.3991 | 1243528.2284 | 2703741.3939 | 1243516.2871 | 2703743.6306 | 1243506.9169
117 | 2703767.8029 | 1243454.2895 | 2703767.1974 | 1243456.4917 | 2703764.6 | 1243460.6384 | 2703755.825 | 1243470.9152 | 2703751.7209 | 1243476.0586 | 2703749.3636 | 1243482.9004
118 | 2703648.1294 | 1243615.5815 | 2703655.4691 | 1243612.5383 | 2703672.2911 | 1243602.4466 | 2703672.2911 | 1243602.4466
119 | 2703676.8738 | 1243598.2058 | 2703672.2911 | 1243602.4466
120 | 2703640.2858 | 1243618.8336 | 2703648.1294 | 1243615.5815
121 | 2703640.2858 | 1243618.8336 | 2703632.4116 | 1243622.1005
122 | 2703640.2858 | 1243618.8336 | 2703646.3859 | 1243634.069
123 | 2703632.4116 | 1243622.1005 | 2703617.1044 | 1243628.4512
124 | 2703649.5714 | 1243642.025 | 2703649.5714 | 1243642.025 | 2703646.3859 | 1243634.069
125 | 2703595.7666 | 1243637.3039 | 2703617.1044 | 1243628.4512
126 | 2703638.8882 | 1243646.5012 | 2703649.5714 | 1243642.025
127 | 2703540.1506 | 1243727.2548 | 2703541.8134 | 1243732.9812
128 | 2703540.1506 | 1243727.2548 | 2703537.906 | 1243719.5248 | 2703538.3652 | 1243713.9568
129 | 2703538.3652 | 1243713.9568 | 2703539.3923 | 1243701.5033 | 2703541.8559 | 1243691.4197
130 | 2703542.7714 | 1243687.6729 | 2703541.8559 | 1243691.4197
131 | 2703542.7714 | 1243687.6729 | 2703546.3204 | 1243673.1466 | 2703546.9023 | 1243672.1743
132 | 2703553.7098 | 1243660.7992 | 2703546.9023 | 1243672.1743
133 | 2703553.7098 | 1243660.7992 | 2703577.1673 | 1243678.9005
134 | 2703577.1673 | 1243678.9005 | 2703574.0145 | 1243688.4529 | 2703579.1339 | 1243701.3301
135 | 2703577.1673 | 1243678.9005 | 2703578.3384 | 1243679.7995 | 2703590.4261 | 1243673.2343
136 | 2703590.4561 | 1243673.218 | 2703590.4261 | 1243673.2343
137 | 2703590.4561 | 1243673.218 | 2703597.1427 | 1243669.5864 | 2703607.1402 | 1243667.3629
138 | 2703608.6851 | 1243667.0193 | 2703607.1402 | 1243667.3629
139 | 2703637.1313 | 1243647.2374 | 2703638.8882 | 1243646.5012
140 | 2703749.3636 | 1243482.9004 | 2703743.6306 | 1243506.9169
141 | 2703496.7802 | 1243663.2632 | 2703495.6791 | 1243673.9225
142 | 2703494.5133 | 1243685.209 | 2703495.6791 | 1243673.9225
143 | 2703485.2389 | 1243709.7095 | 2703493.8462 | 1243691.6678 | 2703494.5133 | 1243685.209
144 | 2703485.2389 | 1243709.7095 | 2703466.2789 | 1243702.8735 | 2703464.5072 | 1243696.9713 | 2703467.1838 | 1243688.2668 | 2703467.0621 | 1243687.6802

## bus_geodata
| x | y | coords
0 | 2703408.7867 | 1243586.4297
1 | 2703426.9083 | 1243573.0082
2 | 2703453.494 | 1243556.1363
3 | 2703410.7348 | 1243548.9743
4 | 2703443.015 | 1243550.6048
5 | 2703381.6448 | 1243523.4885
6 | 2703476.4109 | 1243541.0765
7 | 2703470.9283 | 1243576.1321
8 | 2703435.4509 | 1243531.6481
9 | 2703366.8193 | 1243509.0625
10 | 2703500.784 | 1243522.794
11 | 2703483.5097 | 1243589.2133
12 | 2703428.1587 | 1243513.3788
13 | 2703502.1441 | 1243521.7738
14 | 2703515.1689 | 1243512.0038
15 | 2703516.2738 | 1243511.1749
16 | 2703535.1198 | 1243497.0383
17 | 2703416.9712 | 1243488.9799
18 | 2703419.1423 | 1243493.1006
19 | 2703413.6512 | 1243482.8122
20 | 2703424.959 | 1243505.3587
21 | 2703409.3784 | 1243474.8745
22 | 2703407.9826 | 1243472.4144
23 | 2703396.116 | 1243454.231
24 | 2703395.7526 | 1243453.6734
25 | 2703383.791 | 1243435.3001
26 | 2703538.369 | 1243494.6011
27 | 2703539.3376 | 1243493.8745
28 | 2703543.5489 | 1243490.7156
29 | 2703547.7355 | 1243487.5752
30 | 2703552.0104 | 1243484.6713
31 | 2703432.6679 | 1243442.7058
32 | 2703464.813 | 1243478.4133
33 | 2703427.8466 | 1243407.8404
34 | 2703485.1685 | 1243476.6866
35 | 2703468.4625 | 1243419.605
36 | 2703501.5581 | 1243419.858
37 | 2703519.395 | 1243416.8349
38 | 2703372.7882 | 1243418.3781
39 | 2703367.0649 | 1243462.7872
40 | 2703539.5834 | 1243587.5875
41 | 2703554.4198 | 1243577.8336
42 | 2703516.5175 | 1243605.4294
43 | 2703575.2149 | 1243564.1623
44 | 2703552.922 | 1243636.3142
45 | 2703508.398 | 1243619.3319
46 | 2703579.6812 | 1243561.2261
47 | 2703553.4708 | 1243637.2033
48 | 2703490.6073 | 1243596.5927
49 | 2703500.0359 | 1243643.3902
50 | 2703454.0175 | 1243627.5121
51 | 2703584.1367 | 1243558.2972
52 | 2703562.7342 | 1243652.2167
53 | 2703398.2398 | 1243668.5113
54 | 2703497.1482 | 1243659.7004
55 | 2703574.3966 | 1243416.3561
56 | 2703564.0214 | 1243399.7758
57 | 2703598.0714 | 1243454.1904
58 | 2703611.4508 | 1243445.4755
59 | 2703579.432 | 1243466.608
60 | 2703616.323 | 1243442.3018
61 | 2703592.7773 | 1243481.4704
62 | 2703632.4984 | 1243431.0061
63 | 2703592.9114 | 1243481.6198
64 | 2703769.4291 | 1243648.4778
65 | 2703766.7589 | 1243655.2514
66 | 2703772.1003 | 1243641.4237
67 | 2703756.6008 | 1243678.4896
68 | 2703779.7513 | 1243620.9263
69 | 2703709.1831 | 1243631.0403
70 | 2703716.7221 | 1243596.9687
71 | 2703704.8624 | 1243650.5668
72 | 2703734.8178 | 1243692.5318
73 | 2703693.2977 | 1243678.6821
74 | 2703721.2011 | 1243581.4337
75 | 2703665.8987 | 1243740.167
76 | 2703687.5309 | 1243727.065
77 | 2703650.5315 | 1243749.9468
78 | 2703677.4959 | 1243690.838
79 | 2703634.8546 | 1243768.6778
80 | 2703641.51 | 1243713.6202
81 | 2703615.6687 | 1243729.9801
82 | 2703686.4436 | 1243684.5014
83 | 2703612.7198 | 1243772.6449
84 | 2703631.872 | 1243781.9027
85 | 2703602.8851 | 1243778.7496
86 | 2703611.3604 | 1243809.1725
87 | 2703613.5686 | 1243731.3096
88 | 2703585.5569 | 1243749.0474
89 | 2703588.1969 | 1243806.1538
90 | 2703571.2072 | 1243755.256
91 | 2703596.9521 | 1243486.0335
92 | 2703616.4194 | 1243509.8292
93 | 2703616.6448 | 1243510.1601
94 | 2703642.4762 | 1243423.0304
95 | 2703655.3633 | 1243439.8741
96 | 2703658.8875 | 1243509.1622
97 | 2703683.5557 | 1243492.7645
98 | 2703687.7069 | 1243489.9508
99 | 2703693.6039 | 1243486.0319
100 | 2703588.5706 | 1243555.383
101 | 2703699.6513 | 1243482.5282
102 | 2703666.5224 | 1243455.5935
103 | 2703695.0383 | 1243460.1665
104 | 2703739.083 | 1243543.3892
105 | 2703735.0181 | 1243550.8704
106 | 2703739.1091 | 1243543.341
107 | 2703731.9095 | 1243556.5901
108 | 2703740.6683 | 1243540.4711
109 | 2703725.2185 | 1243568.9009
110 | 2703744.6526 | 1243535.6926
111 | 2703695.3246 | 1243581.1314
112 | 2703743.3991 | 1243528.2284
113 | 2703767.8029 | 1243454.2895
114 | 2703672.2911 | 1243602.4466
115 | 2703648.1294 | 1243615.5815
116 | 2703676.8738 | 1243598.2058
117 | 2703640.2858 | 1243618.8336
118 | 2703632.4116 | 1243622.1005
119 | 2703646.3859 | 1243634.069
120 | 2703617.1044 | 1243628.4512
121 | 2703649.5714 | 1243642.025
122 | 2703541.8134 | 1243732.9812
123 | 2703540.1506 | 1243727.2548
124 | 2703538.3652 | 1243713.9568
125 | 2703541.8559 | 1243691.4197
126 | 2703542.7714 | 1243687.6729
127 | 2703546.9023 | 1243672.1743
128 | 2703553.7098 | 1243660.7992
129 | 2703577.1673 | 1243678.9005
130 | 2703595.7666 | 1243637.3039
131 | 2703579.1339 | 1243701.3301
132 | 2703590.4261 | 1243673.2343
133 | 2703590.4561 | 1243673.218
134 | 2703607.1402 | 1243667.3629
135 | 2703608.6851 | 1243667.0193
136 | 2703637.1313 | 1243647.2374
137 | 2703638.8882 | 1243646.5013
138 | 2703749.3636 | 1243482.9004
139 | 2703743.6306 | 1243506.9169
140 | 2703496.7802 | 1243663.2632
141 | 2703486.7826 | 1243661.9506
142 | 2703495.6791 | 1243673.9225
143 | 2703494.5133 | 1243685.209
144 | 2703467.0621 | 1243687.6802
145 | 2703485.2389 | 1243709.7095
146 | 2703516.5175 | 1243605.4294

## line_std_types
| c_nf_per_km | r_ohm_per_km | x_ohm_per_km | max_i_ka | type | q_mm2 | alpha | voltage_rating
NAYY 4x50 SE | 210 | 0.642 | 0.083 | 0.142 | cs | 50 | 0.00403 | LV
NAYY 4x120 SE | 264 | 0.225 | 0.08 | 0.242 | cs | 120 | 0.00403 | LV
NAYY 4x150 SE | 261 | 0.208 | 0.08 | 0.27 | cs | 150 | 0.00403 | LV
NA2XS2Y 1x95 RM/25 12/20 kV | 216 | 0.313 | 0.132 | 0.252 | cs | 95 | 0.00403 | MV
NA2XS2Y 1x185 RM/25 12/20 kV | 273 | 0.161 | 0.117 | 0.362 | cs | 185 | 0.00403 | MV
NA2XS2Y 1x240 RM/25 12/20 kV | 304 | 0.122 | 0.112 | 0.421 | cs | 240 | 0.00403 | MV
NA2XS2Y 1x95 RM/25 6/10 kV | 315 | 0.313 | 0.123 | 0.249 | cs | 95 | 0.00403 | MV
NA2XS2Y 1x185 RM/25 6/10 kV | 406 | 0.161 | 0.11 | 0.358 | cs | 185 | 0.00403 | MV
NA2XS2Y 1x240 RM/25 6/10 kV | 456 | 0.122 | 0.105 | 0.416 | cs | 240 | 0.00403 | MV
NA2XS2Y 1x150 RM/25 12/20 kV | 250 | 0.206 | 0.116 | 0.319 | cs | 150 | 0.00403 | MV
NA2XS2Y 1x120 RM/25 12/20 kV | 230 | 0.253 | 0.119 | 0.283 | cs | 120 | 0.00403 | MV
NA2XS2Y 1x70 RM/25 12/20 kV | 190 | 0.443 | 0.132 | 0.22 | cs | 70 | 0.00403 | MV
NA2XS2Y 1x150 RM/25 6/10 kV | 360 | 0.206 | 0.11 | 0.315 | cs | 150 | 0.00403 | MV
NA2XS2Y 1x120 RM/25 6/10 kV | 340 | 0.253 | 0.113 | 0.28 | cs | 120 | 0.00403 | MV
NA2XS2Y 1x70 RM/25 6/10 kV | 280 | 0.443 | 0.123 | 0.217 | cs | 70 | 0.00403 | MV
N2XS(FL)2Y 1x120 RM/35 64/110 kV | 112 | 0.153 | 0.166 | 0.366 | cs | 120 | 0.00393 | HV
N2XS(FL)2Y 1x185 RM/35 64/110 kV | 125 | 0.099 | 0.156 | 0.457 | cs | 185 | 0.00393 | HV
N2XS(FL)2Y 1x240 RM/35 64/110 kV | 135 | 0.075 | 0.149 | 0.526 | cs | 240 | 0.00393 | HV
N2XS(FL)2Y 1x300 RM/35 64/110 kV | 144 | 0.06 | 0.144 | 0.588 | cs | 300 | 0.00393 | HV
15-AL1/3-ST1A 0.4 | 11 | 1.8769 | 0.35 | 0.105 | ol | 16 | 0.00403 | LV
24-AL1/4-ST1A 0.4 | 11.25 | 1.2012 | 0.335 | 0.14 | ol | 24 | 0.00403 | LV
48-AL1/8-ST1A 0.4 | 12.2 | 0.5939 | 0.3 | 0.21 | ol | 48 | 0.00403 | LV
94-AL1/15-ST1A 0.4 | 13.2 | 0.306 | 0.29 | 0.35 | ol | 94 | 0.00403 | LV
34-AL1/6-ST1A 10.0 | 9.7 | 0.8342 | 0.36 | 0.17 | ol | 34 | 0.00403 | MV
48-AL1/8-ST1A 10.0 | 10.1 | 0.5939 | 0.35 | 0.21 | ol | 48 | 0.00403 | MV
70-AL1/11-ST1A 10.0 | 10.4 | 0.4132 | 0.339 | 0.29 | ol | 70 | 0.00403 | MV
94-AL1/15-ST1A 10.0 | 10.75 | 0.306 | 0.33 | 0.35 | ol | 94 | 0.00403 | MV
122-AL1/20-ST1A 10.0 | 11.1 | 0.2376 | 0.323 | 0.41 | ol | 122 | 0.00403 | MV
149-AL1/24-ST1A 10.0 | 11.25 | 0.194 | 0.315 | 0.47 | ol | 149 | 0.00403 | MV
34-AL1/6-ST1A 20.0 | 9.15 | 0.8342 | 0.382 | 0.17 | ol | 34 | 0.00403 | MV
48-AL1/8-ST1A 20.0 | 9.5 | 0.5939 | 0.372 | 0.21 | ol | 48 | 0.00403 | MV
70-AL1/11-ST1A 20.0 | 9.7 | 0.4132 | 0.36 | 0.29 | ol | 70 | 0.00403 | MV
94-AL1/15-ST1A 20.0 | 10 | 0.306 | 0.35 | 0.35 | ol | 94 | 0.00403 | MV
122-AL1/20-ST1A 20.0 | 10.3 | 0.2376 | 0.344 | 0.41 | ol | 122 | 0.00403 | MV
149-AL1/24-ST1A 20.0 | 10.5 | 0.194 | 0.337 | 0.47 | ol | 149 | 0.00403 | MV
184-AL1/30-ST1A 20.0 | 10.75 | 0.1571 | 0.33 | 0.535 | ol | 184 | 0.00403 | MV
243-AL1/39-ST1A 20.0 | 11 | 0.1188 | 0.32 | 0.645 | ol | 243 | 0.00403 | MV
48-AL1/8-ST1A 110.0 | 8 | 0.5939 | 0.46 | 0.21 | ol | 48 | 0.00403 | HV
70-AL1/11-ST1A 110.0 | 8.4 | 0.4132 | 0.45 | 0.29 | ol | 70 | 0.00403 | HV
94-AL1/15-ST1A 110.0 | 8.65 | 0.306 | 0.44 | 0.35 | ol | 94 | 0.00403 | HV
122-AL1/20-ST1A 110.0 | 8.5 | 0.2376 | 0.43 | 0.41 | ol | 122 | 0.00403 | HV
149-AL1/24-ST1A 110.0 | 8.75 | 0.194 | 0.41 | 0.47 | ol | 149 | 0.00403 | HV
184-AL1/30-ST1A 110.0 | 8.8 | 0.1571 | 0.4 | 0.535 | ol | 184 | 0.00403 | HV
243-AL1/39-ST1A 110.0 | 9 | 0.1188 | 0.39 | 0.645 | ol | 243 | 0.00403 | HV
305-AL1/39-ST1A 110.0 | 9.2 | 0.0949 | 0.38 | 0.74 | ol | 305 | 0.00403 | HV
490-AL1/64-ST1A 110.0 | 9.75 | 0.059 | 0.37 | 0.96 | ol | 490 | 0.00403 | HV
679-AL1/86-ST1A 110.0 | 9.95 | 0.042 | 0.36 | 1.15 | ol | 679 | 0.00403 | HV
490-AL1/64-ST1A 220.0 | 10 | 0.059 | 0.285 | 0.96 | ol | 490 | 0.00403 | HV
679-AL1/86-ST1A 220.0 | 11.7 | 0.042 | 0.275 | 1.15 | ol | 679 | 0.00403 | HV
490-AL1/64-ST1A 380.0 | 11 | 0.059 | 0.253 | 0.96 | ol | 490 | 0.00403 | HV
679-AL1/86-ST1A 380.0 | 14.6 | 0.042 | 0.25 | 1.15 | ol | 679 | 0.00403 | HV

## trafo_std_types
| i0_percent | pfe_kw | vkr_percent | sn_mva | vn_lv_kv | vn_hv_kv | vk_percent | shift_degree | vector_group | tap_side | tap_neutral | tap_min | tap_max | tap_step_degree | tap_step_percent | tap_phase_shifter
160 MVA 380/110 kV | 0.06 | 60 | 0.25 | 160 | 110 | 380 | 12.2 | 0 | Yy0 | hv | 0 | -9 | 9 | 0 | 1.5 | FALSE
100 MVA 220/110 kV | 0.06 | 55 | 0.26 | 100 | 110 | 220 | 12 | 0 | Yy0 | hv | 0 | -9 | 9 | 0 | 1.5 | FALSE
63 MVA 110/20 kV | 0.04 | 22 | 0.32 | 63 | 20 | 110 | 18 | 150 | YNd5 | hv | 0 | -9 | 9 | 0 | 1.5 | FALSE
40 MVA 110/20 kV | 0.05 | 18 | 0.34 | 40 | 20 | 110 | 16.2 | 150 | YNd5 | hv | 0 | -9 | 9 | 0 | 1.5 | FALSE
25 MVA 110/20 kV | 0.07 | 14 | 0.41 | 25 | 20 | 110 | 12 | 150 | YNd5 | hv | 0 | -9 | 9 | 0 | 1.5 | FALSE
63 MVA 110/10 kV | 0.04 | 22 | 0.32 | 63 | 10 | 110 | 18 | 150 | YNd5 | hv | 0 | -9 | 9 | 0 | 1.5 | FALSE
40 MVA 110/10 kV | 0.05 | 18 | 0.34 | 40 | 10 | 110 | 16.2 | 150 | YNd5 | hv | 0 | -9 | 9 | 0 | 1.5 | FALSE
25 MVA 110/10 kV | 0.07 | 14 | 0.41 | 25 | 10 | 110 | 12 | 150 | YNd5 | hv | 0 | -9 | 9 | 0 | 1.5 | FALSE
0.25 MVA 20/0.4 kV | 0.32 | 0.8 | 1.44 | 0.25 | 0.4 | 20 | 6 | 150 | Yzn5 | hv | 0 | -2 | 2 | 0 | 2.5 | FALSE
0.4 MVA 20/0.4 kV | 0.3375 | 1.35 | 1.425 | 0.4 | 0.4 | 20 | 6 | 150 | Dyn5 | hv | 0 | -2 | 2 | 0 | 2.5 | FALSE
0.63 MVA 20/0.4 kV | 0.2619 | 1.65 | 1.206 | 0.63 | 0.4 | 20 | 6 | 150 | Dyn5 | hv | 0 | -2 | 2 | 0 | 2.5 | FALSE
0.25 MVA 10/0.4 kV | 0.24 | 0.6 | 1.2 | 0.25 | 0.4 | 10 | 4 | 150 | Dyn5 | hv | 0 | -2 | 2 | 0 | 2.5 | FALSE
0.4 MVA 10/0.4 kV | 0.2375 | 0.95 | 1.325 | 0.4 | 0.4 | 10 | 4 | 150 | Dyn5 | hv | 0 | -2 | 2 | 0 | 2.5 | FALSE
0.63 MVA 10/0.4 kV | 0.1873 | 1.18 | 1.0794 | 0.63 | 0.4 | 10 | 4 | 150 | Dyn5 | hv | 0 | -2 | 2 | 0 | 2.5 | FALSE

## trafo3w_std_types
| sn_hv_mva | sn_mv_mva | sn_lv_mva | vn_hv_kv | vn_mv_kv | vn_lv_kv | vk_hv_percent | vk_mv_percent | vk_lv_percent | vkr_hv_percent | vkr_mv_percent | vkr_lv_percent | pfe_kw | i0_percent | shift_mv_degree | shift_lv_degree | vector_group | tap_side | tap_neutral | tap_min | tap_max | tap_step_percent
63/25/38 MVA 110/20/10 kV | 63 | 25 | 38 | 110 | 20 | 10 | 10.4 | 10.4 | 10.4 | 0.28 | 0.32 | 0.35 | 35 | 0.89 | 0 | 0 | YN0yn0yn0 | hv | 0 | -10 | 10 | 1.2
63/25/38 MVA 110/10/10 kV | 63 | 25 | 38 | 110 | 10 | 10 | 10.4 | 10.4 | 10.4 | 0.28 | 0.32 | 0.35 | 35 | 0.89 | 0 | 0 | YN0yn0yn0 | hv | 0 | -10 | 10 | 1.2

## fuse_std_types
| fuse_type | i_rated_a | t_avg | t_min | t_total | x_avg | x_min | x_total
HV 100A | HV 100A | 100 | 0 | [10.0, 3.64, 0.854, 0.281, 0.1, 0.0531, 0.022, 0.01] | [10.0, 4.267, 1.21, 0.403, 0.1, 0.058, 0.022, 0.01] | 0 | [300.0, 350.0, 450.0, 550.0, 700.0, 850.0, 1200.0, 1752.0] | [600.0, 700.0, 900.0, 1150.0, 1665.0, 2000.0, 3000.0, 4313.0]
HV 10A | HV 10A | 10 | 0 | [10.0, 1675.0, 0.344, 0.156, 0.1, 0.0417, 0.0171, 0.01] | [10.0, 1.3, 0.3, 0.155, 0.1, 0.0555, 0.023, 0.01] | 0 | [30.0, 32.0, 35.0, 37.0, 39.0, 50.0, 70.0, 88.0] | [60.0, 70.0, 80.0, 87.0, 94.0, 110.0, 150.0, 216.0]
HV 125A | HV 125A | 125 | 0 | [10.0, 1.82, 0.344, 0.1, 0.0467, 0.0269, 0.01] | [10.0, 2.478, 0.426, 0.1, 0.0427, 0.0211, 0.01] | 0 | [375.0, 500.0, 700.0, 925.0, 1200.0, 1500.0, 2341.0] | [750.0, 1000.0, 1500.0, 2200.0, 3000.0, 4000.0, 5765.0]
HV 160A | HV 160A | 160 | 0 | [10.0, 4.15, 1.03, 0.198, 0.1, 0.051, 0.0172, 0.01] | [10.0, 2.3, 0.734, 0.274, 0.1, 0.046, 0.0177, 0.01] | 0 | [480.0, 550.0, 700.0, 1000.0, 1260.0, 1600.0, 2500.0, 3227.0] | [960.0, 1300.0, 1700.0, 2200.0, 2996.0, 4000.0, 6000.0, 7946.0]
HV 16A | HV 16A | 16 | 0 | [10.0, 0.352, 0.164, 0.1, 0.0649, 0.0342, 0.01] | [10.0, 2.34, 0.722, 0.181, 0.1, 0.055, 0.0296, 0.01] | 0 | [48.0, 60.0, 65.0, 71.0, 80.0, 100.0, 162.0] | [96.0, 110.0, 125.0, 150.0, 168.0, 200.0, 250.0, 398.0]
HV 200A | HV 200A | 200 | 0 | [10.0, 4.267, 1.21, 0.403, 0.1, 0.058, 0.022, 0.01] | [10.0, 3.73, 1.654, 0.328, 0.1, 0.0531, 0.019, 0.01] | 0 | [600.0, 700.0, 900.0, 1150.0, 1665.0, 2000.0, 3000.0, 4313.0] | [1200.0, 1500.0, 1800.0, 2700.0, 3960.0, 5000.0, 7500.0, 10620.0]
HV 20A | HV 20A | 20 | 0 | [10.0, 1.3, 0.3, 0.155, 0.1, 0.0555, 0.023, 0.01] | [10.0, 1.3, 0.161, 0.1, 0.0611, 0.0399, 0.0141, 0.01] | 0 | [60.0, 70.0, 80.0, 87.0, 94.0, 110.0, 150.0, 216.0] | [120.0, 150.0, 200.0, 223.0, 260.0, 300.0, 450.0, 532.0]
HV 25A | HV 25A | 25 | 0 | [10.0, 2.512, 0.833, 0.299, 0.1, 0.0372, 0.0223, 0.01] | [10.0, 3.125, 0.597, 0.198, 0.1, 0.0378, 0.022, 0.01] | 0 | [75.0, 82.0, 90.0, 100.0, 124.0, 170.0, 200.0, 289.0] | [150.0, 170.0, 210.0, 250.0, 294.0, 400.0, 500.0, 711.0]
HV 31.5A | HV 31.5A | 31.5 | 0 | [10.0, 2.34, 0.722, 0.181, 0.1, 0.055, 0.0296, 0.01] | [10.0, 2.84, 0.368, 0.164, 0.1, 0.0621, 0.0378, 0.0195, 0.01] | 0 | [95.0, 110.0, 125.0, 150.0, 165.0, 200.0, 250.0, 390.0] | [189.0, 220.0, 300.0, 350.0, 393.0, 450.0, 530.0, 700.0, 960.0]
HV 40A | HV 40A | 40 | 0 | [10.0, 1.3, 0.161, 0.1, 0.0611, 0.0399, 0.0141, 0.01] | [10.0, 2.05, 0.369, 0.198, 0.1, 0.051, 0.0298, 0.01] | 0 | [120.0, 150.0, 200.0, 223.0, 260.0, 300.0, 450.0, 532.0] | [240.0, 300.0, 400.0, 450.0, 530.0, 650.0, 800.0, 1311.0]
HV 50A | HV 50A | 50 | 0 | [10.0, 3.215, 0.597, 0.198, 0.1, 0.0378, 0.022, 0.01] | [10.0, 3.64, 0.854, 0.281, 0.1, 0.0531, 0.022, 0.01] | 0 | [150.0, 170.0, 210.0, 250.0, 294.0, 400.0, 500.0, 711.0] | [300.0, 350.0, 450.0, 550.0, 700.0, 850.0, 1200.0, 1752.0]
HV 6.3A | HV 6.3A | 6.3 | 0 | [10.0, 1.39, 0.344, 0.168, 0.1, 0.056, 0.0263, 0.01] | [10.0, 1.711, 0.516, 0.198, 0.1, 0.0634, 0.0303, 0.01] | 0 | [19.0, 19.5, 20.4, 20.8, 22.0, 25.0, 32.0, 48.0] | [38.0, 40.0, 43.0, 48.0, 53.0, 60.0, 75.0, 118.0]
HV 63A | HV 63A | 63 | 0 | [10.0, 2.84, 0.368, 0.164, 0.1, 0.0621, 0.0378, 0.0195, 0.01] | [10.0, 1.82, 0.344, 0.1, 0.0467, 0.0269, 0.01] | 0 | [189.0, 220.0, 300.0, 350.0, 393.0, 450.0, 530.0, 700.0, 961.0] | [378.0, 500.0, 700.0, 934.0, 1200.0, 1500.0, 2366.0]
HV 80A | HV 80A | 80 | 0 | [10.0, 2.05, 0.369, 0.198, 0.1, 0.051, 0.0298, 0.01] | [10.0, 4.15, 1.03, 0.198, 0.1, 0.051, 0.0172, 0.01] | 0 | [240.0, 300.0, 400.0, 450.0, 530.0, 650.0, 800.0, 1311.0] | [480.0, 550.0, 700.0, 1000.0, 1260.0, 1600.0, 2500.0, 3227.0]
Siemens NH-1-100 | Siemens NH-1-100 | 100 | [5400.0, 2000.0, 400.0, 20.0, 1.0, 0.2, 0.012, 0.004] | 0 | 0 | [150.0, 190.0, 250.0, 430.0, 900.0, 1250.0, 2700.0, 3600.0] | 0 | 0
Siemens NH-1-125 | Siemens NH-1-125 | 125 | [4800.0, 120.0, 7.0, 0.1, 0.004] | 0 | 0 | [180.0, 400.0, 740.0, 2000.0, 4250.0] | 0 | 0
Siemens NH-1-16 | Siemens NH-1-16 | 16 | [4000.0, 400.0, 2.0, 0.1, 0.04, 0.01] | 0 | 0 | [26.0, 35.0, 75.0, 150.0, 200.0, 300.0] | 0 | 0
Siemens NH-1-160 | Siemens NH-1-160 | 160 | [4800.0, 120.0, 7.0, 0.1, 0.004] | 0 | 0 | [210.0, 500.0, 900.0, 2300.0, 5000.0] | 0 | 0
Siemens NH-1-25 | Siemens NH-1-25 | 25 | [4000.0, 1000.0, 10.0, 0.2, 0.02, 0.01] | 0 | 0 | [40.0, 50.0, 100.0, 210.0, 400.0, 500.0] | 0 | 0
Siemens NH-1-50 | Siemens NH-1-50 | 50 | [4000.0, 40.0, 4.0, 1.0, 0.02, 0.01] | 0 | 0 | [86.0, 200.0, 300.0, 400.0, 1000.0, 1280.0] | 0 | 0
Siemens NH-1-63 | Siemens NH-1-63 | 63 | [4000.0, 100.0, 10.0, 2.0, 0.04, 0.01] | 0 | 0 | [100.0, 200.0, 300.0, 400.0, 1000.0, 1500.0] | 0 | 0
Siemens NH-1-80 | Siemens NH-1-80 | 80 | [4800.0, 120.0, 7.0, 0.1, 0.01] | 0 | 0 | [150.58, 250.0, 450.0, 1150.0, 2470.0] | 0 | 0
Siemens NH-2-1000 | Siemens NH-2-1000 | 1000 | [4800.0, 120.0, 7.0, 0.1, 0.004] | 0 | 0 | [1900.0, 3500.0, 8400.0, 24000.0, 52000.0] | 0 | 0
Siemens NH-2-200 | Siemens NH-2-200 | 200 | [4800.0, 120.0, 7.0, 0.1, 0.004] | 0 | 0 | [280.0, 650.0, 1200.0, 3000.0, 7000.0] | 0 | 0
Siemens NH-2-224 | Siemens NH-2-224 | 224 | [4800.0, 120.0, 7.0, 0.2, 0.04, 0.004] | 0 | 0 | [400.0, 750.0, 1453.0, 3025.0, 4315.0, 7600.0] | 0 | 0
Siemens NH-2-250 | Siemens NH-2-250 | 250 | [4800.0, 120.0, 7.0, 0.1, 0.004] | 0 | 0 | [450.0, 800.0, 1650.0, 4000.0, 8500.0] | 0 | 0
Siemens NH-2-315 | Siemens NH-2-315 | 315 | [4800.0, 120.0, 7.0, 0.1, 0.004] | 0 | 0 | [550.0, 920.0, 1900.0, 5000.0, 11000.0] | 0 | 0
Siemens NH-2-355 | Siemens NH-2-355 | 355 | [4800.0, 120.0, 6.0, 0.1, 0.004] | 0 | 0 | [650.0, 1116.27, 2350.0, 5840.0, 12790.0] | 0 | 0
Siemens NH-2-400 | Siemens NH-2-400 | 400 | [4800.0, 120.0, 7.0, 0.1, 0.004] | 0 | 0 | [720.0, 1350.0, 2800.0, 6500.0, 15000.0] | 0 | 0
Siemens NH-2-425 | Siemens NH-2-425 | 425 | [4800.0, 120.0, 7.0, 0.1, 0.004] | 0 | 0 | [850.0, 1500.0, 3050.0, 7500.0, 16500.0] | 0 | 0
Siemens NH-2-630 | Siemens NH-2-630 | 630 | [4800.0, 120.0, 7.0, 0.1, 0.004] | 0 | 0 | [1200.0, 2000.0, 4800.0, 12000.0, 26000.0] | 0 | 0

## res_bus
| vm_pu | va_degree | p_mw | q_mvar
0 | 0.98602 | -0.26702 | 0.011727 | 0.0029391
1 | 0.98626 | -0.26228 | 0 | 0
2 | 0.98662 | -0.25527 | 0 | 0
3 | 0.98624 | -0.26277 | 0 | 0
4 | 0.98636 | -0.26032 | 0 | 0
5 | 0.98609 | -0.26567 | 0.0033536 | 0.00084049
6 | 0.98555 | -0.2759 | 0.0045474 | 0.0011397
7 | 0.98786 | -0.23134 | 0.0031887 | 0.00079916
8 | 0.98601 | -0.26709 | 0.0011121 | 0.00027872
9 | 0.98607 | -0.26598 | 0.00083376 | 0.00020896
10 | 0.98441 | -0.29811 | 0.0029552 | 0.00074065
11 | 0.98872 | -0.21479 | 0.0031047 | 0.0007781
12 | 0.9857 | -0.27323 | 0.0011788 | 0.00029544
13 | 0.98435 | -0.29932 | 0.0043883 | 0.0010998
14 | 0.98376 | -0.31068 | 0.0050069 | 0.0012549
15 | 0.98371 | -0.31161 | 0.0049699 | 0.0012456
16 | 0.98292 | -0.327 | 0.0021811 | 0.00054664
17 | 0.98534 | -0.28022 | 0.0025705 | 0.00064423
18 | 0.98539 | -0.27917 | 0.0015678 | 0.00039294
19 | 0.98528 | -0.28147 | 0.0014527 | 0.00036407
20 | 0.98557 | -0.27574 | 0.0021484 | 0.00053845
21 | 0.98521 | -0.28284 | 0.00079712 | 0.00019978
22 | 0.98519 | -0.28323 | 0.0022959 | 0.0005754
23 | 0.98508 | -0.28533 | 0.00079177 | 0.00019844
24 | 0.98508 | -0.28539 | 0.0030677 | 0.00076884
25 | 0.98505 | -0.28599 | 0.00087413 | 0.00021908
26 | 0.98279 | -0.32961 | 0.004955 | 0.0012418
27 | 0.98275 | -0.33037 | 0.0020937 | 0.00052472
28 | 0.98258 | -0.33359 | 0.0021741 | 0.00054488
29 | 0.98242 | -0.33675 | 0.0020668 | 0.000518
30 | 0.98226 | -0.33982 | 0.0048641 | 0.0012191
31 | 0.97212 | -0.53852 | 0.0058075 | 0.0014555
32 | 0.9715 | -0.55078 | 0.0064138 | 0.0016074
33 | 0.97279 | -0.52531 | 0 | 0
34 | 0.97139 | -0.55312 | 0.0061981 | 0.0015534
35 | 0.97353 | -0.51076 | 0.0071833 | 0.0018003
36 | 0.97432 | -0.49513 | 0.006301 | 0.0015792
37 | 0.97486 | -0.48451 | 0.0064564 | 0.0016181
38 | 0.98503 | -0.28622 | 0 | 0
39 | 0.98501 | -0.28675 | 0.00065113 | 0.00016319
40 | 0.99525 | -0.089809 | 0.0045567 | 0.001142
41 | 0.99722 | -0.052523 | 0.0046769 | 0.0011721
42 | 0.99204 | -0.15101 | 0 | 0
43 | 1 | 0 | -0.4997 | -0.12821
44 | 0.98922 | -0.20491 | 0.002112 | 0.00052933
45 | 0.99099 | -0.17114 | 0 | 0
46 | 0.99997 | -0.00059004 | 0.0020921 | 0.00052433
47 | 0.98918 | -0.20579 | 0.0032458 | 0.00081347
48 | 0.98921 | -0.20532 | 0 | 0
49 | 0.99061 | -0.17852 | 0.0016564 | 0.00041514
50 | 0.98661 | -0.25564 | 0 | 0
51 | 0.99995 | -0.00098422 | 0.0021741 | 0.00054488
52 | 0.98842 | -0.22042 | 0 | 0
53 | 0.98287 | -0.32858 | 0.05862 | 0.014692
54 | 0.99039 | -0.18278 | 0 | 0
55 | 0.97727 | -0.43717 | 0.0067994 | 0.0017041
56 | 0.97658 | -0.45088 | 0 | 0
57 | 0.97915 | -0.40045 | 0 | 0
58 | 0.97852 | -0.41281 | 0.0057753 | 0.0014474
59 | 0.98097 | -0.36489 | 0.0069041 | 0.0017303
60 | 0.97832 | -0.4167 | 0.0056561 | 0.0014176
61 | 0.98038 | -0.37648 | 0.0082859 | 0.0020766
62 | 0.97775 | -0.42788 | 0.0055951 | 0.0014023
63 | 0.98038 | -0.37657 | 0.005585 | 0.0013997
64 | 0.97305 | -0.51947 | 0.0018839 | 0.00047215
65 | 0.97316 | -0.51733 | 0.0095026 | 0.0023816
66 | 0.97296 | -0.52142 | 0.0019542 | 0.00048977
67 | 0.97376 | -0.50544 | 0.003059 | 0.00076666
68 | 0.97271 | -0.5263 | 0.012116 | 0.0030367
69 | 0.97955 | -0.39198 | 0.012506 | 0.0031342
70 | 0.9811 | -0.36186 | 0.0026112 | 0.00065444
71 | 0.97801 | -0.42207 | 0.0017074 | 0.00042791
72 | 0.97453 | -0.49035 | 0 | 0
73 | 0.97569 | -0.46746 | 0.0076794 | 0.0019246
74 | 0.98147 | -0.35469 | 0.0088274 | 0.0022124
75 | 0.97245 | -0.53139 | 0.0076444 | 0.0019159
76 | 0.97336 | -0.51334 | 0.0042118 | 0.0010556
77 | 0.97191 | -0.54185 | 0.0021718 | 0.0005443
78 | 0.97487 | -0.48368 | 0.00083038 | 0.00020811
79 | 0.97125 | -0.55506 | 0 | 0
80 | 0.97026 | -0.57454 | 0.0022712 | 0.00056922
81 | 0.97033 | -0.57325 | 0.002061 | 0.00051652
82 | 0.97532 | -0.47486 | 0.00098526 | 0.00024693
83 | 0.97095 | -0.56093 | 0.0020508 | 0.00051399
84 | 0.97104 | -0.55915 | 0 | 0
85 | 0.97084 | -0.56319 | 0.0011744 | 0.00029432
86 | 0.97038 | -0.57227 | 0.0071484 | 0.0017916
87 | 0.97034 | -0.57305 | 0.002036 | 0.00051027
88 | 0.97054 | -0.56914 | 0.0013487 | 0.00033802
89 | 0.97011 | -0.57748 | 0.0091861 | 0.0023023
90 | 0.97051 | -0.56962 | 0.001647 | 0.00041279
91 | 0.98028 | -0.37854 | 0.0059005 | 0.0014788
92 | 0.97993 | -0.38539 | 0.0065372 | 0.0016384
93 | 0.97993 | -0.38544 | 0.0057184 | 0.0014332
94 | 0.97745 | -0.43382 | 0 | 0
95 | 0.97695 | -0.44369 | 0.010672 | 0.0026745
96 | 0.97776 | -0.42756 | 0.0056344 | 0.0014121
97 | 0.97791 | -0.42451 | 0.0028838 | 0.00072275
98 | 0.97795 | -0.42373 | 0.0024033 | 0.00060231
99 | 0.97802 | -0.42232 | 0.002358 | 0.00059098
100 | 0.99994 | -0.0011754 | 0.0020668 | 0.000518
101 | 0.97811 | -0.42063 | 0.0021608 | 0.00054156
102 | 0.97668 | -0.44891 | 0.003763 | 0.00094308
103 | 0.97627 | -0.45703 | 0.011055 | 0.0027707
104 | 0.98091 | -0.36561 | 0.001611 | 0.00040376
105 | 0.98114 | -0.36118 | 0.0034797 | 0.00087209
106 | 0.98091 | -0.36564 | 0.0018562 | 0.0004652
107 | 0.98134 | -0.35738 | 0.0034 | 0.00085213
108 | 0.98084 | -0.36713 | 0.0017351 | 0.00043485
109 | 0.9818 | -0.34835 | 0 | 0
110 | 0.9807 | -0.36979 | 0 | 0
111 | 0.98297 | -0.32565 | 0.0033616 | 0.00084249
112 | 0.98054 | -0.37302 | 0.0013827 | 0.00034653
113 | 0.97917 | -0.39981 | 0 | 0
114 | 0.98403 | -0.30503 | 0.001729 | 0.00043333
115 | 0.98498 | -0.28659 | 0.0015415 | 0.00038633
116 | 0.98382 | -0.30916 | 0.001436 | 0.00035989
117 | 0.98528 | -0.28086 | 0 | 0
118 | 0.98559 | -0.27486 | 0.0012208 | 0.00030597
119 | 0.98518 | -0.28273 | 0.0016061 | 0.00040252
120 | 0.9862 | -0.26313 | 0.0012436 | 0.00031167
121 | 0.98515 | -0.28345 | 0.001692 | 0.00042406
122 | 0.98759 | -0.23652 | 0.0011971 | 0.00030003
123 | 0.9876 | -0.2364 | 0.0026265 | 0.00065825
124 | 0.98764 | -0.23546 | 0.0018567 | 0.00046533
125 | 0.98776 | -0.23314 | 0.0030328 | 0.00076008
126 | 0.98779 | -0.23254 | 0.0028646 | 0.00071792
127 | 0.98797 | -0.22922 | 0.0030426 | 0.00076254
128 | 0.98814 | -0.22575 | 0 | 0
129 | 0.98789 | -0.23074 | 0 | 0
130 | 0.98705 | -0.24667 | 0.0028117 | 0.00070468
131 | 0.98786 | -0.23123 | 0.0011617 | 0.00029115
132 | 0.98777 | -0.23299 | 0.0031095 | 0.00077931
133 | 0.98777 | -0.23299 | 0.0018643 | 0.00046725
134 | 0.98772 | -0.23404 | 0.0015471 | 0.00038774
135 | 0.98771 | -0.23409 | 0.001747 | 0.00043785
136 | 0.98511 | -0.28415 | 0.0019501 | 0.00048875
137 | 0.98511 | -0.28409 | 0.0010949 | 0.00027441
138 | 0.97966 | -0.39012 | 0.0032217 | 0.00080743
139 | 0.98009 | -0.38175 | 0.0034923 | 0.00087527
140 | 0.99035 | -0.18363 | 0.0023747 | 0.00059516
141 | 0.99038 | -0.18301 | 0.001195 | 0.00029949
142 | 0.99024 | -0.18571 | 0.0015193 | 0.00038078
143 | 0.99014 | -0.1876 | 0.0018104 | 0.00045372
144 | 0.98971 | -0.19604 | 0.0075867 | 0.0019014
145 | 0.98996 | -0.19118 | 0 | 0
146 | 0.99998 | 149.9956 | 0 | 0

## res_line
| p_from_mw | q_from_mvar | p_to_mw | q_to_mvar | pl_mw | ql_mvar | i_from_ka | i_to_ka | i_ka | vm_from_pu | va_from_degree | vm_to_pu | va_to_degree | loading_percent
0 | -0.011727 | -0.0029391 | 0.01173 | 0.0029405 | 2.6489e-06 | 1.4076e-06 | 0.017697 | 0.017697 | 0.017697 | 0.98602 | -0.26702 | 0.98626 | -0.26228 | 4.8619
1 | -0.01173 | -0.0029405 | 0.011734 | 0.0029426 | 3.9193e-06 | 2.0823e-06 | 0.017697 | 0.017697 | 0.017697 | 0.98626 | -0.26228 | 0.98662 | -0.25527 | 4.8619
2 | 0.02272 | 0.0056998 | -0.022714 | -0.0056964 | 5.4626e-06 | 3.3377e-06 | 0.034268 | 0.034268 | 0.034268 | 0.98662 | -0.25527 | 0.98636 | -0.26032 | 9.4143
3 | 0.16808 | 0.042604 | -0.16791 | -0.042499 | 0.00016642 | 0.0001051 | 0.25367 | 0.25367 | 0.25367 | 0.98662 | -0.25527 | 0.98555 | -0.2759 | 17.4222
4 | -0.20253 | -0.051247 | 0.20276 | 0.051394 | 0.00023287 | 0.00014768 | 0.30563 | 0.30563 | 0.30563 | 0.98662 | -0.25527 | 0.98786 | -0.23134 | 20.9912
5 | -0.0041879 | -0.0010491 | 0.0041884 | 0.001049 | 4.8941e-07 | -1.0399e-07 | 0.0063185 | 0.0063184 | 0.0063185 | 0.98624 | -0.26277 | 0.98636 | -0.26032 | 1.7359
6 | 0.0041879 | 0.0010491 | -0.0041874 | -0.0010492 | 5.7903e-07 | -1.2286e-07 | 0.0063185 | 0.0063187 | 0.0063187 | 0.98624 | -0.26277 | 0.98609 | -0.26567 | 1.7359
7 | 0.018526 | 0.0046475 | -0.01852 | -0.0046439 | 5.979e-06 | 3.5661e-06 | 0.02795 | 0.02795 | 0.02795 | 0.98636 | -0.26032 | 0.98601 | -0.26709 | 7.6785
8 | 0.00083377 | 0.0002087 | -0.00083376 | -0.00020896 | 1.2337e-08 | -2.5723e-07 | 0.0012581 | 0.0012582 | 0.0012582 | 0.98609 | -0.26567 | 0.98607 | -0.26598 | 0.34565
9 | 0.16336 | 0.04136 | -0.16319 | -0.04125 | 0.00017398 | 0.0001098 | 0.2468 | 0.2468 | 0.2468 | 0.98555 | -0.2759 | 0.98441 | -0.29811 | 16.9507
10 | -0.20595 | -0.052194 | 0.20612 | 0.052298 | 0.00016397 | 0.00010401 | 0.31043 | 0.31043 | 0.31043 | 0.98786 | -0.23134 | 0.98872 | -0.21479 | 21.321
11 | 0.017408 | 0.0043652 | -0.017403 | -0.0043622 | 5.0912e-06 | 3.0076e-06 | 0.026271 | 0.026271 | 0.026271 | 0.98601 | -0.26709 | 0.9857 | -0.27323 | 7.2174
12 | 0.16024 | 0.040509 | -0.16023 | -0.040503 | 9.3609e-06 | 5.9045e-06 | 0.24233 | 0.24233 | 0.24233 | 0.98441 | -0.29811 | 0.98435 | -0.29932 | 16.6439
13 | -0.20922 | -0.053076 | 0.20932 | 0.053136 | 9.5309e-05 | 6.0472e-05 | 0.31511 | 0.31511 | 0.31511 | 0.98872 | -0.21479 | 0.98921 | -0.20532 | 21.6419
14 | 0.016224 | 0.0040668 | -0.016222 | -0.0040656 | 1.9424e-06 | 1.1331e-06 | 0.024492 | 0.024492 | 0.024492 | 0.9857 | -0.27323 | 0.98557 | -0.27574 | 6.7286
15 | 0.15584 | 0.039403 | -0.15575 | -0.03935 | 8.48e-05 | 5.3445e-05 | 0.2357 | 0.2357 | 0.2357 | 0.98435 | -0.29932 | 0.98376 | -0.31068 | 16.1883
16 | 0.15075 | 0.038095 | -0.15074 | -0.038091 | 6.7393e-06 | 4.243e-06 | 0.22813 | 0.22813 | 0.22813 | 0.98376 | -0.31068 | 0.98371 | -0.31161 | 15.6681
17 | 0.14577 | 0.036845 | -0.14566 | -0.036778 | 0.00010749 | 6.7599e-05 | 0.22061 | 0.22061 | 0.22061 | 0.98371 | -0.31161 | 0.98292 | -0.327 | 15.1518
18 | 0.14348 | 0.036231 | -0.14346 | -0.03622 | 1.7982e-05 | 1.1302e-05 | 0.21731 | 0.21731 | 0.21731 | 0.98292 | -0.327 | 0.98279 | -0.32961 | 14.925
19 | -0.012503 | -0.0031326 | 0.012503 | 0.0031329 | 6.2265e-07 | 3.3917e-07 | 0.018881 | 0.018881 | 0.018881 | 0.98534 | -0.28022 | 0.98539 | -0.27917 | 5.187
20 | 0.0099323 | 0.0024884 | -0.0099317 | -0.0024881 | 5.9092e-07 | 2.8898e-07 | 0.014999 | 0.014999 | 0.014999 | 0.98534 | -0.28022 | 0.98528 | -0.28147 | 4.1206
21 | -0.014071 | -0.0035259 | 0.014074 | 0.0035272 | 2.3005e-06 | 1.2992e-06 | 0.021248 | 0.021248 | 0.021248 | 0.98539 | -0.27917 | 0.98557 | -0.27574 | 5.8375
22 | 0.008479 | 0.002124 | -0.0084785 | -0.0021238 | 5.543e-07 | 2.3995e-07 | 0.012805 | 0.012805 | 0.012805 | 0.98528 | -0.28147 | 0.98521 | -0.28284 | 3.5179
23 | 0.0076814 | 0.001924 | -0.0076812 | -0.0019239 | 1.4286e-07 | 5.5387e-08 | 0.011601 | 0.011601 | 0.011601 | 0.98521 | -0.28284 | 0.98519 | -0.28323 | 3.1871
24 | 0.0053854 | 0.0013485 | -0.0053848 | -0.0013485 | 5.3866e-07 | 6.8293e-08 | 0.0081336 | 0.0081337 | 0.0081337 | 0.98519 | -0.28323 | 0.98508 | -0.28533 | 2.2345
25 | 0.004593 | 0.00115 | -0.004593 | -0.00115 | 1.2012e-08 | -7.8455e-10 | 0.0069377 | 0.0069377 | 0.0069377 | 0.98508 | -0.28533 | 0.98508 | -0.28539 | 1.906
26 | 0.0015253 | 0.0003812 | -0.0015253 | -0.00038145 | 4.3634e-08 | -2.5117e-07 | 0.0023037 | 0.0023038 | 0.0023038 | 0.98508 | -0.28539 | 0.98505 | -0.28599 | 0.63291
27 | 0.00065115 | 0.00016237 | -0.00065114 | -0.00016262 | 7.3198e-09 | -2.5226e-07 | 0.00098334 | 0.00098343 | 0.00098343 | 0.98505 | -0.28599 | 0.98503 | -0.28622 | 0.27017
28 | 0.13851 | 0.034978 | -0.1385 | -0.034975 | 4.997e-06 | 3.1367e-06 | 0.20981 | 0.20981 | 0.20981 | 0.98279 | -0.32961 | 0.98275 | -0.33037 | 14.4098
29 | 0.13641 | 0.03445 | -0.13639 | -0.034437 | 2.1073e-05 | 1.322e-05 | 0.20664 | 0.20664 | 0.20664 | 0.98275 | -0.33037 | 0.98258 | -0.33359 | 14.1921
30 | 0.13421 | 0.033892 | -0.13419 | -0.033879 | 2.0288e-05 | 1.2719e-05 | 0.20334 | 0.20334 | 0.20334 | 0.98258 | -0.33359 | 0.98242 | -0.33675 | 13.9659
31 | 0.13213 | 0.033361 | -0.13211 | -0.033349 | 1.9428e-05 | 1.2172e-05 | 0.20021 | 0.20021 | 0.20021 | 0.98242 | -0.33675 | 0.98226 | -0.33982 | 13.7509
32 | 0.12724 | 0.03213 | -0.12709 | -0.032034 | 0.00015265 | 9.6448e-05 | 0.19285 | 0.19285 | 0.19285 | 0.98226 | -0.33982 | 0.98097 | -0.36489 | 17.6598
33 | 0.01262 | 0.0031651 | -0.012613 | -0.003161 | 7.3723e-06 | 4.0655e-06 | 0.019318 | 0.019318 | 0.019318 | 0.97212 | -0.53852 | 0.9715 | -0.55078 | 5.3072
34 | -0.018427 | -0.0046206 | 0.018439 | 0.0046275 | 1.1609e-05 | 6.9468e-06 | 0.028207 | 0.028207 | 0.028207 | 0.97212 | -0.53852 | 0.97279 | -0.52531 | 7.7493
35 | 0.0061988 | 0.0015536 | -0.0061981 | -0.0015534 | 6.9058e-07 | 1.8905e-07 | 0.0094944 | 0.0094945 | 0.0094945 | 0.9715 | -0.55078 | 0.97139 | -0.55312 | 2.6084
36 | -0.018439 | -0.0046275 | 0.018452 | 0.0046352 | 1.2808e-05 | 7.6637e-06 | 0.028207 | 0.028207 | 0.028207 | 0.97279 | -0.52531 | 0.97353 | -0.51076 | 7.7492
37 | -0.025635 | -0.0064355 | 0.025654 | 0.0064473 | 1.9119e-05 | 1.1823e-05 | 0.039186 | 0.039186 | 0.039186 | 0.97353 | -0.51076 | 0.97432 | -0.49513 | 10.7655
38 | -0.031955 | -0.0080265 | 0.031971 | 0.0080366 | 1.6212e-05 | 1.015e-05 | 0.048809 | 0.048809 | 0.048809 | 0.97432 | -0.49513 | 0.97486 | -0.48451 | 13.4092
39 | -0.038428 | -0.0096548 | 0.03849 | 0.0096937 | 6.1785e-05 | 3.8944e-05 | 0.058664 | 0.058664 | 0.058664 | 0.97486 | -0.48451 | 0.97658 | -0.45088 | 16.1165
40 | 0.00065114 | 0.00016262 | -0.00065113 | -0.00016319 | 1.6393e-08 | -5.6474e-07 | 0.00098343 | 0.00098364 | 0.00098364 | 0.98503 | -0.28622 | 0.98501 | -0.28675 | 0.27023
41 | -0.48491 | -0.12409 | 0.48578 | 0.12465 | 0.00087713 | 0.00056044 | 0.72591 | 0.72591 | 0.72591 | 0.99525 | -0.089809 | 0.99722 | -0.052523 | 49.8562
42 | 0.48035 | 0.12295 | -0.47893 | -0.12205 | 0.0014189 | 0.00090656 | 0.71909 | 0.71909 | 0.71909 | 0.99525 | -0.089809 | 0.99204 | -0.15101 | 49.3884
43 | -0.49046 | -0.12583 | 0.49171 | 0.12663 | 0.0012532 | 0.00080072 | 0.73289 | 0.73288 | 0.73289 | 0.99722 | -0.052523 | 1 | 0 | 50.3355
44 | 0.19377 | 0.049487 | -0.19327 | -0.049168 | 0.00050349 | 0.00031897 | 0.29098 | 0.29098 | 0.29098 | 0.99204 | -0.15101 | 0.98922 | -0.20491 | 19.985
45 | 0.28516 | 0.072558 | -0.28488 | -0.072382 | 0.00027647 | 0.00017611 | 0.42811 | 0.42811 | 0.42811 | 0.99204 | -0.15101 | 0.99099 | -0.17114 | 29.4034
46 | 0.0063333 | 0.0015872 | -0.0063331 | -0.0015871 | 1.7801e-07 | 4.3807e-08 | 0.009424 | 0.009424 | 0.009424 | 1 | 0 | 0.99997 | -0.00059004 | 2.589
47 | 0.19116 | 0.048639 | -0.19115 | -0.048634 | 8.1138e-06 | 5.1392e-06 | 0.2878 | 0.2878 | 0.2878 | 0.98922 | -0.20491 | 0.98918 | -0.20579 | 19.7668
48 | 0.26873 | 0.068329 | -0.26828 | -0.068048 | 0.00044163 | 0.00028116 | 0.40385 | 0.40385 | 0.40385 | 0.99099 | -0.17114 | 0.98921 | -0.20532 | 27.7372
49 | 0.016157 | 0.004053 | -0.016151 | -0.0040497 | 5.6799e-06 | 3.3037e-06 | 0.024261 | 0.024262 | 0.024262 | 0.99099 | -0.17114 | 0.99061 | -0.17852 | 6.6653
50 | 0.004241 | 0.0010628 | -0.0042409 | -0.0010628 | 7.9634e-08 | -1.8981e-08 | 0.0063108 | 0.0063109 | 0.0063109 | 0.99997 | -0.00059004 | 0.99995 | -0.00098422 | 1.7338
51 | 0.1879 | 0.04782 | -0.18777 | -0.047736 | 0.00013238 | 8.3821e-05 | 0.28292 | 0.28292 | 0.28292 | 0.98918 | -0.20579 | 0.98842 | -0.22042 | 19.4315
52 | 0.058966 | 0.014912 | -0.058824 | -0.014822 | 0.00014198 | 9.0251e-05 | 0.088748 | 0.088748 | 0.088748 | 0.98921 | -0.20532 | 0.98661 | -0.25564 | 24.3813
53 | 0.014495 | 0.0036345 | -0.014492 | -0.0036328 | 2.9447e-06 | 1.6714e-06 | 0.021773 | 0.021773 | 0.021773 | 0.99061 | -0.17852 | 0.99039 | -0.18278 | 5.9817
54 | 0.058824 | 0.014822 | -0.05862 | -0.014692 | 0.00020446 | 0.00012997 | 0.088748 | 0.088748 | 0.088748 | 0.98661 | -0.25564 | 0.98287 | -0.32858 | 24.3814
55 | 0.0020668 | 0.00051794 | -0.0020668 | -0.000518 | 1.8822e-08 | -5.7556e-08 | 0.0030756 | 0.0030757 | 0.0030757 | 0.99995 | -0.00098422 | 0.99994 | -0.0011754 | 0.84496
56 | 0.16371 | 0.041702 | -0.1635 | -0.041571 | 0.00020707 | 0.00013066 | 0.24669 | 0.24669 | 0.24669 | 0.98842 | -0.22042 | 0.98705 | -0.24667 | 16.9433
57 | 0.024065 | 0.0060346 | -0.024058 | -0.0060309 | 6.1212e-06 | 3.7582e-06 | 0.036229 | 0.036229 | 0.036229 | 0.98842 | -0.22042 | 0.98814 | -0.22575 | 9.9531
58 | 0.013297 | 0.0033335 | -0.013296 | -0.0033332 | 5.3608e-07 | 2.97e-07 | 0.019978 | 0.019978 | 0.019978 | 0.99039 | -0.18278 | 0.99035 | -0.18363 | 5.4885
59 | 0.001195 | 0.00029936 | -0.001195 | -0.00029949 | 1.3031e-08 | -1.3038e-07 | 0.0017954 | 0.0017954 | 0.0017954 | 0.99039 | -0.18278 | 0.99038 | -0.18301 | 0.49325
60 | 0.038515 | 0.0097096 | -0.03849 | -0.0096937 | 2.5242e-05 | 1.591e-05 | 0.058664 | 0.058664 | 0.058664 | 0.97727 | -0.43717 | 0.97658 | -0.45088 | 16.1165
61 | -0.045314 | -0.011414 | 0.045394 | 0.011464 | 7.9721e-05 | 5.0461e-05 | 0.069017 | 0.069016 | 0.069017 | 0.97727 | -0.43717 | 0.97915 | -0.40045 | 18.9606
62 | 0.042592 | 0.010702 | -0.042567 | -0.010686 | 2.5094e-05 | 1.5859e-05 | 0.064737 | 0.064737 | 0.064737 | 0.97915 | -0.40045 | 0.97852 | -0.41281 | 17.7849
63 | -0.087986 | -0.022166 | 0.088136 | 0.022262 | 0.00014996 | 9.5693e-05 | 0.13375 | 0.13375 | 0.13375 | 0.97915 | -0.40045 | 0.98097 | -0.36489 | 36.7454
64 | 0.036792 | 0.009239 | -0.036785 | -0.0092347 | 6.827e-06 | 4.2963e-06 | 0.055955 | 0.055955 | 0.055955 | 0.97852 | -0.41281 | 0.97832 | -0.4167 | 15.3721
65 | 0.032051 | 0.0080411 | -0.032033 | -0.00803 | 1.7707e-05 | 1.108e-05 | 0.04862 | 0.04862 | 0.04862 | 0.98097 | -0.36489 | 0.98038 | -0.37648 | 13.3571
66 | 0.031129 | 0.0078172 | -0.031112 | -0.0078068 | 1.6606e-05 | 1.038e-05 | 0.047352 | 0.047352 | 0.047352 | 0.97832 | -0.4167 | 0.97775 | -0.42788 | 13.0087
67 | 0.023747 | 0.0059533 | -0.023747 | -0.0059533 | 9.7815e-08 | 6.0069e-08 | 0.036044 | 0.036044 | 0.036044 | 0.98038 | -0.37648 | 0.98038 | -0.37657 | 9.9021
68 | 0.025517 | 0.0064045 | -0.02551 | -0.0064001 | 7.225e-06 | 4.4638e-06 | 0.038837 | 0.038837 | 0.038837 | 0.97775 | -0.42788 | 0.97745 | -0.43382 | 10.6695
69 | 0.018162 | 0.0045536 | -0.01816 | -0.0045525 | 1.7054e-06 | 1.016e-06 | 0.027567 | 0.027567 | 0.027567 | 0.98038 | -0.37657 | 0.98028 | -0.37854 | 7.5733
70 | -0.015959 | -0.0040009 | 0.01596 | 0.0040018 | 1.6262e-06 | 9.5029e-07 | 0.024405 | 0.024405 | 0.024405 | 0.97305 | -0.51947 | 0.97316 | -0.51733 | 6.7046
71 | 0.014075 | 0.0035287 | -0.014073 | -0.003528 | 1.3104e-06 | 7.4497e-07 | 0.021524 | 0.021524 | 0.021524 | 0.97305 | -0.51947 | 0.97296 | -0.52142 | 5.9131
72 | -0.025463 | -0.0063834 | 0.025477 | 0.0063923 | 1.4426e-05 | 8.9173e-06 | 0.038935 | 0.038935 | 0.038935 | 0.97316 | -0.51733 | 0.97376 | -0.50544 | 10.6964
73 | 0.012119 | 0.0030382 | -0.012116 | -0.0030367 | 2.8188e-06 | 1.5324e-06 | 0.018535 | 0.018535 | 0.018535 | 0.97296 | -0.52142 | 0.97271 | -0.5263 | 5.0921
74 | -0.028536 | -0.007159 | 0.028557 | 0.0071718 | 2.0558e-05 | 1.2798e-05 | 0.043609 | 0.043609 | 0.043609 | 0.97376 | -0.50544 | 0.97453 | -0.49035 | 11.9805
75 | -0.095732 | -0.024202 | 0.09587 | 0.02429 | 0.00013851 | 8.7769e-05 | 0.1455 | 0.1455 | 0.1455 | 0.97955 | -0.39198 | 0.9811 | -0.36186 | 19.9861
76 | 0.083226 | 0.021068 | -0.083106 | -0.020991 | 0.00012001 | 7.6558e-05 | 0.1265 | 0.1265 | 0.1265 | 0.97955 | -0.39198 | 0.97801 | -0.42207 | 34.7533
77 | -0.098481 | -0.024944 | 0.098515 | 0.024965 | 3.389e-05 | 2.0872e-05 | 0.14946 | 0.14946 | 0.14946 | 0.9811 | -0.36186 | 0.98147 | -0.35469 | 10.265
78 | 0.081399 | 0.020564 | -0.081222 | -0.020451 | 0.0001767 | 0.00011271 | 0.1239 | 0.1239 | 0.1239 | 0.97801 | -0.42207 | 0.97569 | -0.46746 | 34.0397
79 | -0.028557 | -0.0071718 | 0.028588 | 0.0071912 | 3.1214e-05 | 1.9431e-05 | 0.043609 | 0.043609 | 0.043609 | 0.97453 | -0.49035 | 0.97569 | -0.46746 | 11.9805
80 | 0.044954 | 0.011335 | -0.044938 | -0.011325 | 1.5902e-05 | 1.0065e-05 | 0.068584 | 0.068584 | 0.068584 | 0.97569 | -0.46746 | 0.97532 | -0.47486 | 18.8417
81 | -0.10734 | -0.027178 | 0.10738 | 0.027198 | 3.2718e-05 | 2.0274e-05 | 0.16284 | 0.16284 | 0.16284 | 0.98147 | -0.35469 | 0.9818 | -0.34835 | 11.1842
82 | -0.038798 | -0.0097429 | 0.038831 | 0.0097639 | 3.3435e-05 | 2.1084e-05 | 0.059375 | 0.059375 | 0.059375 | 0.97245 | -0.53139 | 0.97336 | -0.51334 | 16.3118
83 | 0.031154 | 0.007827 | -0.031138 | -0.0078173 | 1.5553e-05 | 9.7276e-06 | 0.047678 | 0.047678 | 0.047678 | 0.97245 | -0.53139 | 0.97191 | -0.54185 | 13.0982
84 | -0.043043 | -0.01082 | 0.043104 | 0.010858 | 6.1059e-05 | 3.861e-05 | 0.065814 | 0.065813 | 0.065814 | 0.97336 | -0.51334 | 0.97487 | -0.48368 | 18.0806
85 | 0.028966 | 0.007273 | -0.028948 | -0.0072616 | 1.824e-05 | 1.1367e-05 | 0.044353 | 0.044353 | 0.044353 | 0.97191 | -0.54185 | 0.97125 | -0.55506 | 12.1848
86 | -0.043935 | -0.011066 | 0.043953 | 0.011078 | 1.8536e-05 | 1.1726e-05 | 0.067081 | 0.067081 | 0.067081 | 0.97487 | -0.48368 | 0.97532 | -0.47486 | 18.4288
87 | 0.012598 | 0.0031588 | -0.012594 | -0.0031569 | 3.5234e-06 | 1.9429e-06 | 0.019301 | 0.019301 | 0.019301 | 0.97125 | -0.55506 | 0.97095 | -0.56093 | 5.3026
88 | 0.01635 | 0.0041028 | -0.016347 | -0.0041009 | 3.1905e-06 | 1.8742e-06 | 0.025051 | 0.025052 | 0.025052 | 0.97125 | -0.55506 | 0.97104 | -0.55915 | 6.8823
89 | -0.0022712 | -0.00056922 | 0.0022713 | 0.00056893 | 1.3914e-07 | -2.8871e-07 | 0.0034832 | 0.003483 | 0.0034832 | 0.97026 | -0.57454 | 0.97033 | -0.57325 | 0.95691
90 | -0.0043323 | -0.0010855 | 0.0043323 | 0.0010854 | 4.1139e-08 | -4.3738e-09 | 0.0066435 | 0.0066435 | 0.0066435 | 0.97033 | -0.57325 | 0.97034 | -0.57305 | 1.8251
91 | 0.010543 | 0.0026429 | -0.010542 | -0.0026423 | 1.1333e-06 | 5.8219e-07 | 0.016158 | 0.016158 | 0.016158 | 0.97095 | -0.56093 | 0.97084 | -0.56319 | 4.4391
92 | 0.016347 | 0.0041009 | -0.016337 | -0.0040949 | 1.0218e-05 | 6.003e-06 | 0.025052 | 0.025052 | 0.025052 | 0.97104 | -0.55915 | 0.97038 | -0.57227 | 6.8823
93 | 0.009368 | 0.002348 | -0.0093653 | -0.0023467 | 2.6586e-06 | 1.2764e-06 | 0.014358 | 0.014359 | 0.014359 | 0.97084 | -0.56319 | 0.97054 | -0.56914 | 3.9447
94 | 0.0091884 | 0.0023033 | -0.0091861 | -0.0023023 | 2.278e-06 | 1.08e-06 | 0.01409 | 0.01409 | 0.01409 | 0.97038 | -0.57227 | 0.97011 | -0.57748 | 3.8709
95 | -0.0063683 | -0.0015957 | 0.0063695 | 0.0015961 | 1.1857e-06 | 3.4924e-07 | 0.0097657 | 0.0097656 | 0.0097657 | 0.97034 | -0.57305 | 0.97054 | -0.56914 | 2.6829
96 | 0.0016471 | 0.00041262 | -0.001647 | -0.00041279 | 3.7722e-08 | -1.7079e-07 | 0.0025252 | 0.0025253 | 0.0025253 | 0.97054 | -0.56914 | 0.97051 | -0.56962 | 0.69376
97 | 0.01226 | 0.0030737 | -0.012256 | -0.0030716 | 4.0048e-06 | 2.1745e-06 | 0.01861 | 0.01861 | 0.01861 | 0.98028 | -0.37854 | 0.97993 | -0.38539 | 5.1127
98 | 0.0057184 | 0.0014332 | -0.0057184 | -0.0014332 | 1.1321e-08 | 2.2017e-09 | 0.0086834 | 0.0086834 | 0.0086834 | 0.97993 | -0.38539 | 0.97993 | -0.38544 | 2.3856
99 | 0.02551 | 0.0064001 | -0.025498 | -0.0063927 | 1.1996e-05 | 7.4116e-06 | 0.038837 | 0.038837 | 0.038837 | 0.97745 | -0.43382 | 0.97695 | -0.44369 | 10.6695
100 | 0.014826 | 0.0037181 | -0.014822 | -0.003716 | 3.6868e-06 | 2.1182e-06 | 0.022583 | 0.022583 | 0.022583 | 0.97695 | -0.44369 | 0.97668 | -0.44891 | 6.2041
101 | -0.0056344 | -0.0014121 | 0.0056352 | 0.0014123 | 8.1675e-07 | 1.5114e-07 | 0.0085749 | 0.0085747 | 0.0085749 | 0.97776 | -0.42756 | 0.97791 | -0.42451 | 2.3557
102 | -0.0085191 | -0.002135 | 0.0085194 | 0.0021352 | 3.1601e-07 | 1.3932e-07 | 0.012963 | 0.012963 | 0.012963 | 0.97791 | -0.42451 | 0.97795 | -0.42373 | 3.5612
103 | -0.010923 | -0.0027375 | 0.010923 | 0.0027379 | 7.3358e-07 | 3.8062e-07 | 0.01662 | 0.016619 | 0.01662 | 0.97795 | -0.42373 | 0.97802 | -0.42232 | 4.5658
104 | -0.013281 | -0.0033288 | 0.013282 | 0.0033294 | 1.0702e-06 | 5.9721e-07 | 0.020207 | 0.020207 | 0.020207 | 0.97802 | -0.42232 | 0.97811 | -0.42063 | 5.5514
105 | -0.015443 | -0.003871 | 0.015459 | 0.0038799 | 1.534e-05 | 8.8867e-06 | 0.023494 | 0.023494 | 0.023494 | 0.97811 | -0.42063 | 0.97917 | -0.39981 | 6.4545
106 | 0.01106 | 0.0027729 | -0.011055 | -0.0027707 | 4.2773e-06 | 2.2349e-06 | 0.01685 | 0.01685 | 0.01685 | 0.97668 | -0.44891 | 0.97627 | -0.45703 | 4.6292
107 | -0.02879 | -0.0072324 | 0.028796 | 0.0072362 | 6.0916e-06 | 3.7911e-06 | 0.04368 | 0.043679 | 0.04368 | 0.98091 | -0.36561 | 0.98114 | -0.36118 | 11.9999
108 | 0.027179 | 0.0068286 | -0.027179 | -0.0068286 | 3.4957e-08 | 2.1679e-08 | 0.041236 | 0.041236 | 0.041236 | 0.98091 | -0.36561 | 0.98091 | -0.36564 | 11.3285
109 | -0.032276 | -0.0081083 | 0.032282 | 0.0081119 | 5.851e-06 | 3.6624e-06 | 0.048957 | 0.048957 | 0.048957 | 0.98114 | -0.36118 | 0.98134 | -0.35738 | 13.4497
110 | 0.025323 | 0.0063634 | -0.025321 | -0.0063623 | 1.8079e-06 | 1.1158e-06 | 0.03842 | 0.03842 | 0.03842 | 0.98091 | -0.36564 | 0.98084 | -0.36713 | 10.5549
111 | -0.035682 | -0.008964 | 0.035697 | 0.0089737 | 1.5386e-05 | 9.6697e-06 | 0.054112 | 0.054112 | 0.054112 | 0.98134 | -0.35738 | 0.9818 | -0.34835 | 14.866
112 | 0.023586 | 0.0059274 | -0.023583 | -0.0059256 | 2.9881e-06 | 1.8339e-06 | 0.035788 | 0.035788 | 0.035788 | 0.98084 | -0.36713 | 0.9807 | -0.36979 | 9.8318
113 | -0.14307 | -0.036172 | 0.14323 | 0.03627 | 0.0001559 | 9.7987e-05 | 0.21695 | 0.21695 | 0.21695 | 0.9818 | -0.34835 | 0.98297 | -0.32565 | 14.9007
114 | 0.023583 | 0.0059256 | -0.023579 | -0.0059234 | 3.6351e-06 | 2.231e-06 | 0.035788 | 0.035788 | 0.035788 | 0.9807 | -0.36979 | 0.98054 | -0.37302 | 9.8318
115 | -0.14659 | -0.037112 | 0.14671 | 0.037185 | 0.0001162 | 7.3089e-05 | 0.22204 | 0.22204 | 0.22204 | 0.98297 | -0.32565 | 0.98382 | -0.30916 | 15.2501
116 | 0.022197 | 0.0055768 | -0.022187 | -0.0055712 | 9.2538e-06 | 5.6483e-06 | 0.033689 | 0.03369 | 0.03369 | 0.98054 | -0.37302 | 0.98009 | -0.38175 | 9.2554
117 | -0.015459 | -0.0038799 | 0.015466 | 0.003884 | 7.1426e-06 | 4.137e-06 | 0.023494 | 0.023494 | 0.023494 | 0.97917 | -0.39981 | 0.97966 | -0.39012 | 6.4544
118 | -0.1499 | -0.037997 | 0.15003 | 0.038081 | 0.00013295 | 8.3685e-05 | 0.22683 | 0.22683 | 0.22683 | 0.98403 | -0.30503 | 0.98498 | -0.28659 | 15.5788
119 | 0.14817 | 0.037564 | -0.14814 | -0.037545 | 2.9427e-05 | 1.8516e-05 | 0.22421 | 0.22421 | 0.22421 | 0.98403 | -0.30503 | 0.98382 | -0.30916 | 15.3993
120 | -0.15158 | -0.038467 | 0.15162 | 0.038493 | 4.1802e-05 | 2.6321e-05 | 0.22916 | 0.22916 | 0.22916 | 0.98498 | -0.28659 | 0.98528 | -0.28086 | 15.7388
121 | -0.15796 | -0.040083 | 0.15801 | 0.040112 | 4.5552e-05 | 2.8719e-05 | 0.23874 | 0.23874 | 0.23874 | 0.98528 | -0.28086 | 0.98559 | -0.27486 | 16.3968
122 | 0.0063439 | 0.0015898 | -0.0063434 | -0.0015896 | 5.6492e-07 | 1.5255e-07 | 0.0095809 | 0.0095809 | 0.0095809 | 0.98528 | -0.28086 | 0.98518 | -0.28273 | 2.6321
123 | -0.15923 | -0.040418 | 0.15932 | 0.040474 | 8.9923e-05 | 5.6706e-05 | 0.24058 | 0.24058 | 0.24058 | 0.98559 | -0.27486 | 0.9862 | -0.26313 | 16.5233
124 | 0.0047373 | 0.0011871 | -0.0047371 | -0.0011871 | 1.6453e-07 | -3.8213e-09 | 0.0071551 | 0.0071552 | 0.0071552 | 0.98518 | -0.28273 | 0.98515 | -0.28345 | 1.9657
125 | -0.16056 | -0.040786 | 0.16069 | 0.040866 | 0.00012731 | 8.0301e-05 | 0.24246 | 0.24246 | 0.24246 | 0.9862 | -0.26313 | 0.98705 | -0.24667 | 16.6522
126 | 0.0030451 | 0.00076305 | -0.003045 | -0.00076313 | 9.1891e-08 | -8.8666e-08 | 0.0045995 | 0.0045995 | 0.0045995 | 0.98515 | -0.28345 | 0.98511 | -0.28409 | 1.2636
127 | -0.0011971 | -0.00030003 | 0.0011971 | 0.00029996 | 7.275e-09 | -7.1644e-08 | 0.0018037 | 0.0018037 | 0.0018037 | 0.98759 | -0.23652 | 0.9876 | -0.2364 | 0.49553
128 | -0.0038236 | -0.00095821 | 0.0038238 | 0.00095814 | 1.6971e-07 | -6.5878e-08 | 0.005761 | 0.0057609 | 0.005761 | 0.9876 | -0.2364 | 0.98764 | -0.23546 | 1.5827
129 | -0.0056804 | -0.0014235 | 0.0056811 | 0.0014236 | 6.2831e-07 | 1.0934e-07 | 0.0085583 | 0.0085582 | 0.0085583 | 0.98764 | -0.23546 | 0.98776 | -0.23314 | 2.3512
130 | -0.0087138 | -0.0021837 | 0.0087141 | 0.0021838 | 2.4923e-07 | 1.1014e-07 | 0.013127 | 0.013127 | 0.013127 | 0.98776 | -0.23314 | 0.98779 | -0.23254 | 3.6063
131 | -0.011579 | -0.0029017 | 0.01158 | 0.0029027 | 1.8352e-06 | 9.6858e-07 | 0.017442 | 0.017442 | 0.017442 | 0.98779 | -0.23254 | 0.98797 | -0.22922 | 4.7918
132 | -0.014623 | -0.0036652 | 0.014625 | 0.0036666 | 2.4114e-06 | 1.3735e-06 | 0.022025 | 0.022024 | 0.022025 | 0.98797 | -0.22922 | 0.98814 | -0.22575 | 6.0507
133 | 0.009433 | 0.0023643 | -0.0094308 | -0.0023632 | 2.2379e-06 | 1.0535e-06 | 0.014205 | 0.014205 | 0.014205 | 0.98814 | -0.22575 | 0.98789 | -0.23074 | 3.9025
134 | 0.0011617 | 0.00029086 | -0.0011617 | -0.00029115 | 2.7454e-08 | -2.8856e-07 | 0.0017497 | 0.0017498 | 0.0017498 | 0.98789 | -0.23074 | 0.98786 | -0.23123 | 0.48073
135 | 0.008269 | 0.0020724 | -0.0082682 | -0.002072 | 8.8613e-07 | 3.7213e-07 | 0.012455 | 0.012455 | 0.012455 | 0.98789 | -0.23074 | 0.98777 | -0.23299 | 3.4218
136 | 0.0051587 | 0.0012927 | -0.0051587 | -0.0012927 | 7.718e-10 | 5.3109e-11 | 0.0077711 | 0.0077711 | 0.0077711 | 0.98777 | -0.23299 | 0.98777 | -0.23299 | 2.1349
137 | 0.0032943 | 0.00082545 | -0.0032941 | -0.00082557 | 1.6486e-07 | -1.2297e-07 | 0.0049626 | 0.0049627 | 0.0049627 | 0.98777 | -0.23299 | 0.98772 | -0.23404 | 1.3634
138 | 0.001747 | 0.00043783 | -0.001747 | -0.00043785 | 4.1112e-09 | -1.7625e-08 | 0.0026319 | 0.0026319 | 0.0026319 | 0.98772 | -0.23404 | 0.98771 | -0.23409 | 0.72306
139 | -0.0019501 | -0.00048875 | 0.0019501 | 0.00048873 | 6.1981e-09 | -2.0285e-08 | 0.0029457 | 0.0029457 | 0.0029457 | 0.98511 | -0.28415 | 0.98511 | -0.28409 | 0.80925
140 | -0.018687 | -0.0046914 | 0.018695 | 0.0046959 | 7.4615e-06 | 4.4643e-06 | 0.028387 | 0.028387 | 0.028387 | 0.97966 | -0.39012 | 0.98009 | -0.38175 | 7.7987
141 | 0.010921 | 0.002738 | -0.01092 | -0.0027375 | 1.0821e-06 | 5.547e-07 | 0.01641 | 0.01641 | 0.01641 | 0.99035 | -0.18363 | 0.99024 | -0.18571 | 4.5083
142 | 0.009401 | 0.0023567 | -0.0094002 | -0.0023563 | 8.4917e-07 | 3.9752e-07 | 0.014127 | 0.014127 | 0.014127 | 0.99024 | -0.18571 | 0.99014 | -0.1876 | 3.8811
143 | 0.0075898 | 0.0019026 | -0.0075885 | -0.0019021 | 1.2921e-06 | 4.8638e-07 | 0.011406 | 0.011406 | 0.011406 | 0.99014 | -0.1876 | 0.98996 | -0.19118 | 3.1336
144 | -0.0075867 | -0.0019014 | 0.0075885 | 0.0019021 | 1.7576e-06 | 6.6183e-07 | 0.011407 | 0.011406 | 0.011407 | 0.98971 | -0.19604 | 0.98996 | -0.19118 | 3.1337

## res_trafo
| p_hv_mw | q_hv_mvar | p_lv_mw | q_lv_mvar | pl_mw | ql_mvar | i_hv_ka | i_lv_ka | vm_hv_pu | va_hv_degree | vm_lv_pu | va_lv_degree | loading_percent
0 | -1.2729e-15 | -1.3162e-15 | 0.00165 | 1.2699e-07 | 0.00165 | 1.2699e-07 | 5.2857e-17 | 0.0023815 | 0.99998 | 149.9956 | 1 | 0 | 0.2619

## res_ext_grid
| p_mw | q_mvar
0 | 0.50188 | 0.12876

## res_load
| p_mw | q_mvar
0 | 0.011727 | 0.0029391
1 | 0.0033536 | 0.00084049
2 | 0.0045474 | 0.0011397
3 | 0.0031887 | 0.00079916
4 | 0.0011121 | 0.00027872
5 | 0.00083376 | 0.00020896
6 | 0.0029552 | 0.00074065
7 | 0.0031047 | 0.0007781
8 | 0.0011788 | 0.00029544
9 | 0.0043883 | 0.0010998
10 | 0.0050069 | 0.0012549
11 | 0.0049699 | 0.0012456
12 | 0.0021811 | 0.00054664
13 | 0.0025705 | 0.00064423
14 | 0.0015678 | 0.00039294
15 | 0.0014527 | 0.00036407
16 | 0.0021484 | 0.00053845
17 | 0.00079712 | 0.00019978
18 | 0.0022959 | 0.0005754
19 | 0.00079177 | 0.00019844
20 | 0.0030677 | 0.00076884
21 | 0.00087413 | 0.00021908
22 | 0.004955 | 0.0012418
23 | 0.0020937 | 0.00052472
24 | 0.0021741 | 0.00054488
25 | 0.0020668 | 0.000518
26 | 0.0048641 | 0.0012191
27 | 0.0058075 | 0.0014555
28 | 0.0064138 | 0.0016074
29 | 0.0061981 | 0.0015534
30 | 0.0071833 | 0.0018003
31 | 0.006301 | 0.0015792
32 | 0.0064564 | 0.0016181
33 | 0.00065113 | 0.00016319
34 | 0.0045567 | 0.001142
35 | 0.0046769 | 0.0011721
36 | 0.0021823 | 0.00054693
37 | 0.002112 | 0.00052933
38 | 0.0020921 | 0.00052433
39 | 0.0032458 | 0.00081347
40 | 0.0016564 | 0.00041514
41 | 0.0021741 | 0.00054488
42 | 0.05862 | 0.014692
43 | 0.0067994 | 0.0017041
44 | 0.0057753 | 0.0014474
45 | 0.0069041 | 0.0017303
46 | 0.0056561 | 0.0014176
47 | 0.0082859 | 0.0020766
48 | 0.0055951 | 0.0014023
49 | 0.005585 | 0.0013997
50 | 0.0018839 | 0.00047215
51 | 0.0095026 | 0.0023816
52 | 0.0019542 | 0.00048977
53 | 0.003059 | 0.00076666
54 | 0.012116 | 0.0030367
55 | 0.012506 | 0.0031342
56 | 0.0026112 | 0.00065444
57 | 0.0017074 | 0.00042791
58 | 0.0076794 | 0.0019246
59 | 0.0088274 | 0.0022124
60 | 0.0076444 | 0.0019159
61 | 0.0042118 | 0.0010556
62 | 0.0021718 | 0.0005443
63 | 0.00083038 | 0.00020811
64 | 0.0022712 | 0.00056922
65 | 0.002061 | 0.00051652
66 | 0.00098526 | 0.00024693
67 | 0.0020508 | 0.00051399
68 | 0.0011744 | 0.00029432
69 | 0.0071484 | 0.0017916
70 | 0.002036 | 0.00051027
71 | 0.0013487 | 0.00033802
72 | 0.0091861 | 0.0023023
73 | 0.001647 | 0.00041279
74 | 0.0059005 | 0.0014788
75 | 0.0065372 | 0.0016384
76 | 0.0057184 | 0.0014332
77 | 0.010672 | 0.0026745
78 | 0.0056344 | 0.0014121
79 | 0.0028838 | 0.00072275
80 | 0.0024033 | 0.00060231
81 | 0.002358 | 0.00059098
82 | 0.0020668 | 0.000518
83 | 0.0021608 | 0.00054156
84 | 0.003763 | 0.00094308
85 | 0.011055 | 0.0027707
86 | 0.001611 | 0.00040376
87 | 0.0034797 | 0.00087209
88 | 0.0018562 | 0.0004652
89 | 0.0034 | 0.00085213
90 | 0.0017351 | 0.00043485
91 | 0.0033616 | 0.00084249
92 | 0.0013827 | 0.00034653
93 | 0.001729 | 0.00043333
94 | 0.0015415 | 0.00038633
95 | 0.001436 | 0.00035989
96 | 0.0012208 | 0.00030597
97 | 0.0016061 | 0.00040252
98 | 0.0012436 | 0.00031167
99 | 0.001692 | 0.00042406
100 | 0.0011971 | 0.00030003
101 | 0.0026265 | 0.00065825
102 | 0.0018567 | 0.00046533
103 | 0.0030328 | 0.00076008
104 | 0.0028646 | 0.00071792
105 | 0.0030426 | 0.00076254
106 | 0.0028117 | 0.00070468
107 | 0.0011617 | 0.00029115
108 | 0.0031095 | 0.00077931
109 | 0.0018643 | 0.00046725
110 | 0.0015471 | 0.00038774
111 | 0.001747 | 0.00043785
112 | 0.0019501 | 0.00048875
113 | 0.0010949 | 0.00027441
114 | 0.0032217 | 0.00080743
115 | 0.0034923 | 0.00087527
116 | 0.0023747 | 0.00059516
117 | 0.001195 | 0.00029949
118 | 0.0015193 | 0.00038078
119 | 0.0018104 | 0.00045372
120 | 0.0075867 | 0.0019014

## dtypes
| element | column | dtype
0 | bus | name | object
1 | bus | vn_kv | float64
2 | bus | type | object
3 | bus | zone | object
4 | bus | in_service | bool
5 | load | name | object
6 | load | bus | uint32
7 | load | p_mw | float64
8 | load | q_mvar | float64
9 | load | const_z_percent | float64
10 | load | const_i_percent | float64
11 | load | sn_mva | float64
12 | load | scaling | float64
13 | load | in_service | bool
14 | load | type | object
15 | ext_grid | name | object
16 | ext_grid | bus | uint32
17 | ext_grid | vm_pu | float64
18 | ext_grid | va_degree | float64
19 | ext_grid | slack_weight | float64
20 | ext_grid | in_service | bool
21 | line | name | object
22 | line | std_type | object
23 | line | from_bus | uint32
24 | line | to_bus | uint32
25 | line | length_km | float64
26 | line | r_ohm_per_km | float64
27 | line | x_ohm_per_km | float64
28 | line | c_nf_per_km | float64
29 | line | g_us_per_km | float64
30 | line | max_i_ka | float64
31 | line | df | float64
32 | line | parallel | uint32
33 | line | type | object
34 | line | in_service | bool
35 | trafo | name | object
36 | trafo | std_type | object
37 | trafo | hv_bus | uint32
38 | trafo | lv_bus | uint32
39 | trafo | sn_mva | float64
40 | trafo | vn_hv_kv | float64
41 | trafo | vn_lv_kv | float64
42 | trafo | vk_percent | float64
43 | trafo | vkr_percent | float64
44 | trafo | pfe_kw | float64
45 | trafo | i0_percent | float64
46 | trafo | shift_degree | float64
47 | trafo | tap_side | object
48 | trafo | tap_neutral | int32
49 | trafo | tap_min | int32
50 | trafo | tap_max | int32
51 | trafo | tap_step_percent | float64
52 | trafo | tap_step_degree | float64
53 | trafo | tap_pos | int32
54 | trafo | tap_phase_shifter | bool
55 | trafo | parallel | uint32
56 | trafo | df | float64
57 | trafo | in_service | bool
58 | line_geodata | coords | object
59 | bus_geodata | x | float64
60 | bus_geodata | y | float64
61 | bus_geodata | coords | object
62 | res_bus | vm_pu | float64
63 | res_bus | va_degree | float64
64 | res_bus | p_mw | float64
65 | res_bus | q_mvar | float64
66 | res_line | p_from_mw | float64
67 | res_line | q_from_mvar | float64
68 | res_line | p_to_mw | float64
69 | res_line | q_to_mvar | float64
70 | res_line | pl_mw | float64
71 | res_line | ql_mvar | float64
72 | res_line | i_from_ka | float64
73 | res_line | i_to_ka | float64
74 | res_line | i_ka | float64
75 | res_line | vm_from_pu | float64
76 | res_line | va_from_degree | float64
77 | res_line | vm_to_pu | float64
78 | res_line | va_to_degree | float64
79 | res_line | loading_percent | float64
80 | res_trafo | p_hv_mw | float64
81 | res_trafo | q_hv_mvar | float64
82 | res_trafo | p_lv_mw | float64
83 | res_trafo | q_lv_mvar | float64
84 | res_trafo | pl_mw | float64
85 | res_trafo | ql_mvar | float64
86 | res_trafo | i_hv_ka | float64
87 | res_trafo | i_lv_ka | float64
88 | res_trafo | vm_hv_pu | float64
89 | res_trafo | va_hv_degree | float64
90 | res_trafo | vm_lv_pu | float64
91 | res_trafo | va_lv_degree | float64
92 | res_trafo | loading_percent | float64
93 | res_ext_grid | p_mw | float64
94 | res_ext_grid | q_mvar | float64
95 | res_load | p_mw | float64
96 | res_load | q_mvar | float64

## parameters
| version | format_version | converged | OPF_converged | name | f_hz | sn_mva
0 | 2.14.6 | 2.14.0 | TRUE | FALSE |  | 50 | 1