## bus
| name | vn_kv | type | zone | in_service
0 | bus_LV_121-42_0_7_node_0 | 0.4 | n |  | TRUE
1 | bus_LV_121-42_0_7_node_1 | 0.4 | n |  | TRUE
2 | bus_LV_121-42_0_7_node_2 | 0.4 | n |  | TRUE
3 | bus_LV_121-42_0_7_node_3 | 0.4 | n |  | TRUE
4 | bus_LV_121-42_0_7_node_4 | 0.4 | n |  | TRUE
5 | bus_LV_121-42_0_7_node_5 | 0.4 | n |  | TRUE
6 | bus_LV_121-42_0_7_node_6 | 0.4 | n |  | TRUE
7 | bus_LV_121-42_0_7_node_11 | 0.4 | n |  | TRUE
8 | bus_LV_121-42_0_7_node_8 | 0.4 | n |  | TRUE
9 | bus_LV_121-42_0_7_node_202 | 0.4 | n |  | TRUE
10 | bus_LV_121-42_0_7_node_268 | 0.4 | n |  | TRUE
11 | bus_LV_121-42_0_7_node_272 | 0.4 | n |  | TRUE
12 | bus_LV_121-42_0_7_node_7 | 0.4 | n |  | TRUE
13 | bus_LV_121-42_0_7_node_203 | 0.4 | n |  | TRUE
14 | bus_LV_121-42_0_7_node_204 | 0.4 | n |  | TRUE
15 | bus_LV_121-42_0_7_node_267 | 0.4 | n |  | TRUE
16 | bus_LV_121-42_0_7_node_9 | 0.4 | n |  | TRUE
17 | bus_LV_121-42_0_7_node_10 | 0.4 | n |  | TRUE
18 | bus_LV_121-42_0_7_node_16 | 0.4 | n |  | TRUE
19 | bus_LV_121-42_0_7_node_15 | 0.4 | n |  | TRUE
20 | bus_LV_121-42_0_7_node_12 | 0.4 | n |  | TRUE
21 | bus_LV_121-42_0_7_node_13 | 0.4 | n |  | TRUE
22 | bus_LV_121-42_0_7_node_14 | 0.4 | n |  | TRUE
23 | bus_LV_121-42_0_7_node_17 | 0.4 | n |  | TRUE
24 | bus_LV_121-42_0_7_node_18 | 0.4 | n |  | TRUE
25 | bus_LV_121-42_0_7_node_19 | 0.4 | n |  | TRUE
26 | bus_LV_121-42_0_7_node_20 | 0.4 | n |  | TRUE
27 | bus_LV_121-42_0_7_node_21 | 0.4 | n |  | TRUE
28 | bus_LV_121-42_0_7_node_22 | 0.4 | n |  | TRUE
29 | bus_LV_121-42_0_7_node_42 | 0.4 | n |  | TRUE
30 | bus_LV_121-42_0_7_node_48 | 0.4 | n |  | TRUE
31 | bus_LV_121-42_0_7_node_25 | 0.4 | n |  | TRUE
32 | bus_LV_121-42_0_7_node_39 | 0.4 | n |  | TRUE
33 | bus_LV_121-42_0_7_node_49 | 0.4 | n |  | TRUE
34 | bus_LV_121-42_0_7_node_50 | 0.4 | n |  | TRUE
35 | bus_LV_121-42_0_7_node_27 | 0.4 | n |  | TRUE
36 | bus_LV_121-42_0_7_node_23 | 0.4 | n |  | TRUE
37 | bus_LV_121-42_0_7_node_24 | 0.4 | n |  | TRUE
38 | bus_LV_121-42_0_7_node_26 | 0.4 | n |  | TRUE
39 | bus_LV_121-42_0_7_node_52 | 0.4 | n |  | TRUE
40 | bus_LV_121-42_0_7_node_186 | 0.4 | n |  | TRUE
41 | bus_LV_121-42_0_7_node_175 | 0.4 | n |  | TRUE
42 | bus_LV_121-42_0_7_node_180 | 0.4 | n |  | TRUE
43 | bus_LV_121-42_0_7_node_51 | 0.4 | n |  | TRUE
44 | bus_LV_121-42_0_7_node_53 | 0.4 | n |  | TRUE
45 | bus_LV_121-42_0_7_node_54 | 0.4 | n |  | TRUE
46 | bus_LV_121-42_0_7_node_194 | 0.4 | n |  | TRUE
47 | bus_LV_121-42_0_7_node_58 | 0.4 | n |  | TRUE
48 | bus_LV_121-42_0_7_node_294 | 0.4 | n |  | TRUE
49 | bus_LV_121-42_0_7_node_59 | 0.4 | n |  | TRUE
50 | bus_LV_121-42_0_7_node_55 | 0.4 | n |  | TRUE
51 | bus_LV_121-42_0_7_node_178 | 0.4 | n |  | TRUE
52 | bus_LV_121-42_0_7_node_174 | 0.4 | n |  | TRUE
53 | bus_LV_121-42_0_7_node_179 | 0.4 | n |  | TRUE
54 | bus_LV_121-42_0_7_node_28 | 0.4 | n |  | TRUE
55 | bus_LV_121-42_0_7_node_29 | 0.4 | n |  | TRUE
56 | bus_LV_121-42_0_7_node_30 | 0.4 | n |  | TRUE
57 | bus_LV_121-42_0_7_node_31 | 0.4 | n |  | TRUE
58 | bus_LV_121-42_0_7_node_56 | 0.4 | n |  | TRUE
59 | bus_LV_121-42_0_7_node_40 | 0.4 | n |  | TRUE
60 | bus_LV_121-42_0_7_node_32 | 0.4 | n |  | TRUE
61 | bus_LV_121-42_0_7_node_33 | 0.4 | n |  | TRUE
62 | bus_LV_121-42_0_7_node_34 | 0.4 | n |  | TRUE
63 | bus_LV_121-42_0_7_node_35 | 0.4 | n |  | TRUE
64 | bus_LV_121-42_0_7_node_41 | 0.4 | n |  | TRUE
65 | bus_LV_121-42_0_7_node_37 | 0.4 | n |  | TRUE
66 | bus_LV_121-42_0_7_node_36 | 0.4 | n |  | TRUE
67 | bus_LV_121-42_0_7_node_38 | 0.4 | n |  | TRUE
68 | bus_LV_121-42_0_7_node_43 | 0.4 | n |  | TRUE
69 | bus_LV_121-42_0_7_node_44 | 0.4 | n |  | TRUE
70 | bus_LV_121-42_0_7_node_45 | 0.4 | n |  | TRUE
71 | bus_LV_121-42_0_7_node_46 | 0.4 | n |  | TRUE
72 | bus_LV_121-42_0_7_node_47 | 0.4 | n |  | TRUE
73 | bus_LV_121-42_0_7_node_60 | 0.4 | n |  | TRUE
74 | bus_LV_121-42_0_7_node_219 | 0.4 | n |  | TRUE
75 | bus_LV_121-42_0_7_node_57 | 0.4 | n |  | TRUE
76 | bus_LV_121-42_0_7_node_142 | 0.4 | n |  | TRUE
77 | bus_LV_121-42_0_7_node_134 | 0.4 | n |  | TRUE
78 | bus_LV_121-42_0_7_node_129 | 0.4 | n |  | TRUE
79 | bus_LV_121-42_0_7_node_187 | 0.4 | n |  | TRUE
80 | bus_LV_121-42_0_7_node_188 | 0.4 | n |  | TRUE
81 | bus_LV_121-42_0_7_node_220 | 0.4 | n |  | TRUE
82 | bus_LV_121-42_0_7_node_221 | 0.4 | n |  | TRUE
83 | bus_LV_121-42_0_7_node_133 | 0.4 | n |  | TRUE
84 | bus_LV_121-42_0_7_node_136 | 0.4 | n |  | TRUE
85 | bus_LV_121-42_0_7_node_135 | 0.4 | n |  | TRUE
86 | bus_LV_121-42_0_7_node_157 | 0.4 | n |  | TRUE
87 | bus_LV_121-42_0_7_node_154 | 0.4 | n |  | TRUE
88 | bus_LV_121-42_0_7_node_128 | 0.4 | n |  | TRUE
89 | bus_LV_121-42_0_7_node_61 | 0.4 | n |  | TRUE
90 | bus_LV_121-42_0_7_node_62 | 0.4 | n |  | TRUE
91 | bus_LV_121-42_0_7_node_64 | 0.4 | n |  | TRUE
92 | bus_LV_121-42_0_7_node_63 | 0.4 | n |  | TRUE
93 | bus_LV_121-42_0_7_node_65 | 0.4 | n |  | TRUE
94 | bus_LV_121-42_0_7_node_66 | 0.4 | n |  | TRUE
95 | bus_LV_121-42_0_7_node_92 | 0.4 | n |  | TRUE
96 | bus_LV_121-42_0_7_node_84 | 0.4 | n |  | TRUE
97 | bus_LV_121-42_0_7_node_100 | 0.4 | n |  | TRUE
98 | bus_LV_121-42_0_7_node_67 | 0.4 | n |  | TRUE
99 | bus_LV_121-42_0_7_node_168 | 0.4 | n |  | TRUE
100 | bus_LV_121-42_0_7_node_235 | 0.4 | n |  | TRUE
101 | bus_LV_121-42_0_7_node_68 | 0.4 | n |  | TRUE
102 | bus_LV_121-42_0_7_node_69 | 0.4 | n |  | TRUE
103 | bus_LV_121-42_0_7_node_161 | 0.4 | n |  | TRUE
104 | bus_LV_121-42_0_7_node_166 | 0.4 | n |  | TRUE
105 | bus_LV_121-42_0_7_node_70 | 0.4 | n |  | TRUE
106 | bus_LV_121-42_0_7_node_291 | 0.4 | n |  | TRUE
107 | bus_LV_121-42_0_7_node_162 | 0.4 | n |  | TRUE
108 | bus_LV_121-42_0_7_node_94 | 0.4 | n |  | TRUE
109 | bus_LV_121-42_0_7_node_296 | 0.4 | n |  | TRUE
110 | bus_LV_121-42_0_7_node_274 | 0.4 | n |  | TRUE
111 | bus_LV_121-42_0_7_node_277 | 0.4 | n |  | TRUE
112 | bus_LV_121-42_0_7_node_91 | 0.4 | n |  | TRUE
113 | bus_LV_121-42_0_7_node_82 | 0.4 | n |  | TRUE
114 | bus_LV_121-42_0_7_node_102 | 0.4 | n |  | TRUE
115 | bus_LV_121-42_0_7_node_99 | 0.4 | n |  | TRUE
116 | bus_LV_121-42_0_7_node_171 | 0.4 | n |  | TRUE
117 | bus_LV_121-42_0_7_node_239 | 0.4 | n |  | TRUE
118 | bus_LV_121-42_0_7_node_238 | 0.4 | n |  | TRUE
119 | bus_LV_121-42_0_7_node_167 | 0.4 | n |  | TRUE
120 | bus_LV_121-42_0_7_node_172 | 0.4 | n |  | TRUE
121 | bus_LV_121-42_0_7_node_231 | 0.4 | n |  | TRUE
122 | bus_LV_121-42_0_7_node_230 | 0.4 | n |  | TRUE
123 | bus_LV_121-42_0_7_node_170 | 0.4 | n |  | TRUE
124 | bus_LV_121-42_0_7_node_229 | 0.4 | n |  | TRUE
125 | bus_LV_121-42_0_7_node_228 | 0.4 | n |  | TRUE
126 | bus_LV_121-42_0_7_node_236 | 0.4 | n |  | TRUE
127 | bus_LV_121-42_0_7_node_152 | 0.4 | n |  | TRUE
128 | bus_LV_121-42_0_7_node_273 | 0.4 | n |  | TRUE
129 | bus_LV_121-42_0_7_node_158 | 0.4 | n |  | TRUE
130 | bus_LV_121-42_0_7_node_151 | 0.4 | n |  | TRUE
131 | bus_LV_121-42_0_7_node_153 | 0.4 | n |  | TRUE
132 | bus_LV_121-42_0_7_node_149 | 0.4 | n |  | TRUE
133 | bus_LV_121-42_0_7_node_159 | 0.4 | n |  | TRUE
134 | bus_LV_121-42_0_7_node_163 | 0.4 | n |  | TRUE
135 | bus_LV_121-42_0_7_node_71 | 0.4 | n |  | TRUE
136 | bus_LV_121-42_0_7_node_72 | 0.4 | n |  | TRUE
137 | bus_LV_121-42_0_7_node_73 | 0.4 | n |  | TRUE
138 | bus_LV_121-42_0_7_node_74 | 0.4 | n |  | TRUE
139 | bus_LV_121-42_0_7_node_81 | 0.4 | n |  | TRUE
140 | bus_LV_121-42_0_7_node_75 | 0.4 | n |  | TRUE
141 | bus_LV_121-42_0_7_node_290 | 0.4 | n |  | TRUE
142 | bus_LV_121-42_0_7_node_78 | 0.4 | n |  | TRUE
143 | bus_LV_121-42_0_7_node_293 | 0.4 | n |  | TRUE
144 | bus_LV_121-42_0_7_node_76 | 0.4 | n |  | TRUE
145 | bus_LV_121-42_0_7_node_98 | 0.4 | n |  | TRUE
146 | bus_LV_121-42_0_7_node_77 | 0.4 | n |  | TRUE
147 | bus_LV_121-42_0_7_node_95 | 0.4 | n |  | TRUE
148 | bus_LV_121-42_0_7_node_127 | 0.4 | n |  | TRUE
149 | bus_LV_121-42_0_7_node_125 | 0.4 | n |  | TRUE
150 | bus_LV_121-42_0_7_node_148 | 0.4 | n |  | TRUE
151 | bus_LV_121-42_0_7_node_145 | 0.4 | n |  | TRUE
152 | bus_LV_121-42_0_7_node_79 | 0.4 | n |  | TRUE
153 | bus_LV_121-42_0_7_node_137 | 0.4 | n |  | TRUE
154 | bus_LV_121-42_0_7_node_80 | 0.4 | n |  | TRUE
155 | bus_LV_121-42_0_7_node_141 | 0.4 | n |  | TRUE
156 | bus_LV_121-42_0_7_node_138 | 0.4 | n |  | TRUE
157 | bus_LV_121-42_0_7_node_289 | 0.4 | n |  | TRUE
158 | bus_LV_121-42_0_7_node_101 | 0.4 | n |  | TRUE
159 | bus_LV_121-42_0_7_node_118 | 0.4 | n |  | TRUE
160 | bus_LV_121-42_0_7_node_96 | 0.4 | n |  | TRUE
161 | bus_LV_121-42_0_7_node_292 | 0.4 | n |  | TRUE
162 | bus_LV_121-42_0_7_node_117 | 0.4 | n |  | TRUE
163 | bus_LV_121-42_0_7_node_126 | 0.4 | n |  | TRUE
164 | bus_LV_121-42_0_7_node_146 | 0.4 | n |  | TRUE
165 | bus_LV_121-42_0_7_node_147 | 0.4 | n |  | TRUE
166 | bus_LV_121-42_0_7_node_176 | 0.4 | n |  | TRUE
167 | bus_LV_121-42_0_7_node_177 | 0.4 | n |  | TRUE
168 | bus_LV_121-42_0_7_node_173 | 0.4 | n |  | TRUE
169 | bus_LV_121-42_0_7_node_139 | 0.4 | n |  | TRUE
170 | bus_LV_121-42_0_7_node_181 | 0.4 | n |  | TRUE
171 | bus_LV_121-42_0_7_node_83 | 0.4 | n |  | TRUE
172 | bus_LV_121-42_0_7_node_85 | 0.4 | n |  | TRUE
173 | bus_LV_121-42_0_7_node_86 | 0.4 | n |  | TRUE
174 | bus_LV_121-42_0_7_node_87 | 0.4 | n |  | TRUE
175 | bus_LV_121-42_0_7_node_88 | 0.4 | n |  | TRUE
176 | bus_LV_121-42_0_7_node_89 | 0.4 | n |  | TRUE
177 | bus_LV_121-42_0_7_node_90 | 0.4 | n |  | TRUE
178 | bus_LV_121-42_0_7_node_93 | 0.4 | n |  | TRUE
179 | bus_LV_121-42_0_7_node_113 | 0.4 | n |  | TRUE
180 | bus_LV_121-42_0_7_node_112 | 0.4 | n |  | TRUE
181 | bus_LV_121-42_0_7_node_115 | 0.4 | n |  | TRUE
182 | bus_LV_121-42_0_7_node_297 | 0.4 | n |  | TRUE
183 | bus_LV_121-42_0_7_node_116 | 0.4 | n |  | TRUE
184 | bus_LV_121-42_0_7_node_275 | 0.4 | n |  | TRUE
185 | bus_LV_121-42_0_7_node_276 | 0.4 | n |  | TRUE
186 | bus_LV_121-42_0_7_node_282 | 0.4 | n |  | TRUE
187 | bus_LV_121-42_0_7_node_278 | 0.4 | n |  | TRUE
188 | bus_LV_121-42_0_7_node_295 | 0.4 | n |  | TRUE
189 | bus_LV_121-42_0_7_node_97 | 0.4 | n |  | TRUE
190 | bus_LV_121-42_0_7_node_114 | 0.4 | n |  | TRUE
191 | bus_LV_121-42_0_7_node_304 | 0.4 | n |  | TRUE
192 | bus_LV_121-42_0_7_node_298 | 0.4 | n |  | TRUE
193 | bus_LV_121-42_0_7_node_103 | 0.4 | n |  | TRUE
194 | bus_LV_121-42_0_7_node_104 | 0.4 | n |  | TRUE
195 | bus_LV_121-42_0_7_node_105 | 0.4 | n |  | TRUE
196 | bus_LV_121-42_0_7_node_106 | 0.4 | n |  | TRUE
197 | bus_LV_121-42_0_7_node_107 | 0.4 | n |  | TRUE
198 | bus_LV_121-42_0_7_node_108 | 0.4 | n |  | TRUE
199 | bus_LV_121-42_0_7_node_109 | 0.4 | n |  | TRUE
200 | bus_LV_121-42_0_7_node_122 | 0.4 | n |  | TRUE
201 | bus_LV_121-42_0_7_node_110 | 0.4 | n |  | TRUE
202 | bus_LV_121-42_0_7_node_123 | 0.4 | n |  | TRUE
203 | bus_LV_121-42_0_7_node_121 | 0.4 | n |  | TRUE
204 | bus_LV_121-42_0_7_node_111 | 0.4 | n |  | TRUE
205 | bus_LV_121-42_0_7_node_119 | 0.4 | n |  | TRUE
206 | bus_LV_121-42_0_7_node_120 | 0.4 | n |  | TRUE
207 | bus_LV_121-42_0_7_node_124 | 0.4 | n |  | TRUE
208 | bus_LV_121-42_0_7_node_130 | 0.4 | n |  | TRUE
209 | bus_LV_121-42_0_7_node_131 | 0.4 | n |  | TRUE
210 | bus_LV_121-42_0_7_node_143 | 0.4 | n |  | TRUE
211 | bus_LV_121-42_0_7_node_156 | 0.4 | n |  | TRUE
212 | bus_LV_121-42_0_7_node_155 | 0.4 | n |  | TRUE
213 | bus_LV_121-42_0_7_node_144 | 0.4 | n |  | TRUE
214 | bus_LV_121-42_0_7_node_160 | 0.4 | n |  | TRUE
215 | bus_LV_121-42_0_7_node_270 | 0.4 | n |  | TRUE
216 | bus_LV_121-42_0_7_node_140 | 0.4 | n |  | TRUE
217 | bus_LV_121-42_0_7_node_271 | 0.4 | n |  | TRUE
218 | bus_LV_121-42_0_7_node_150 | 0.4 | n |  | TRUE
219 | bus_LV_121-42_0_7_node_165 | 0.4 | n |  | TRUE
220 | bus_LV_121-42_0_7_node_164 | 0.4 | n |  | TRUE
221 | bus_LV_121-42_0_7_node_232 | 0.4 | n |  | TRUE
222 | bus_LV_121-42_0_7_node_226 | 0.4 | n |  | TRUE
223 | bus_LV_121-42_0_7_node_237 | 0.4 | n |  | TRUE
224 | bus_LV_121-42_0_7_node_182 | 0.4 | n |  | TRUE
225 | bus_LV_121-42_0_7_node_240 | 0.4 | n |  | TRUE
226 | bus_LV_121-42_0_7_node_183 | 0.4 | n |  | TRUE
227 | bus_LV_121-42_0_7_node_241 | 0.4 | n |  | TRUE
228 | bus_LV_121-42_0_7_node_184 | 0.4 | n |  | TRUE
229 | bus_LV_121-42_0_7_node_185 | 0.4 | n |  | TRUE
230 | bus_LV_121-42_0_7_node_195 | 0.4 | n |  | TRUE
231 | bus_LV_121-42_0_7_node_191 | 0.4 | n |  | TRUE
232 | bus_LV_121-42_0_7_node_189 | 0.4 | n |  | TRUE
233 | bus_LV_121-42_0_7_node_205 | 0.4 | n |  | TRUE
234 | bus_LV_121-42_0_7_node_190 | 0.4 | n |  | TRUE
235 | bus_LV_121-42_0_7_node_192 | 0.4 | n |  | TRUE
236 | bus_LV_121-42_0_7_node_193 | 0.4 | n |  | TRUE
237 | bus_LV_121-42_0_7_node_196 | 0.4 | n |  | TRUE
238 | bus_LV_121-42_0_7_node_214 | 0.4 | n |  | TRUE
239 | bus_LV_121-42_0_7_node_197 | 0.4 | n |  | TRUE
240 | bus_LV_121-42_0_7_node_213 | 0.4 | n |  | TRUE
241 | bus_LV_121-42_0_7_node_198 | 0.4 | n |  | TRUE
242 | bus_LV_121-42_0_7_node_199 | 0.4 | n |  | TRUE
243 | bus_LV_121-42_0_7_node_200 | 0.4 | n |  | TRUE
244 | bus_LV_121-42_0_7_node_201 | 0.4 | n |  | TRUE
245 | bus_LV_121-42_0_7_node_206 | 0.4 | n |  | TRUE
246 | bus_LV_121-42_0_7_node_207 | 0.4 | n |  | TRUE
247 | bus_LV_121-42_0_7_node_208 | 0.4 | n |  | TRUE
248 | bus_LV_121-42_0_7_node_209 | 0.4 | n |  | TRUE
249 | bus_LV_121-42_0_7_node_210 | 0.4 | n |  | TRUE
250 | bus_LV_121-42_0_7_node_211 | 0.4 | n |  | TRUE
251 | bus_LV_121-42_0_7_node_212 | 0.4 | n |  | TRUE
252 | bus_LV_121-42_0_7_node_215 | 0.4 | n |  | TRUE
253 | bus_LV_121-42_0_7_node_216 | 0.4 | n |  | TRUE
254 | bus_LV_121-42_0_7_node_217 | 0.4 | n |  | TRUE
255 | bus_LV_121-42_0_7_node_260 | 0.4 | n |  | TRUE
256 | bus_LV_121-42_0_7_node_264 | 0.4 | n |  | TRUE
257 | bus_LV_121-42_0_7_node_261 | 0.4 | n |  | TRUE
258 | bus_LV_121-42_0_7_node_259 | 0.4 | n |  | TRUE
259 | bus_LV_121-42_0_7_node_222 | 0.4 | n |  | TRUE
260 | bus_LV_121-42_0_7_node_223 | 0.4 | n |  | TRUE
261 | bus_LV_121-42_0_7_node_224 | 0.4 | n |  | TRUE
262 | bus_LV_121-42_0_7_node_234 | 0.4 | n |  | TRUE
263 | bus_LV_121-42_0_7_node_233 | 0.4 | n |  | TRUE
264 | bus_LV_121-42_0_7_node_250 | 0.4 | n |  | TRUE
265 | bus_LV_121-42_0_7_node_248 | 0.4 | n |  | TRUE
266 | bus_LV_121-42_0_7_node_249 | 0.4 | n |  | TRUE
267 | bus_LV_121-42_0_7_node_242 | 0.4 | n |  | TRUE
268 | bus_LV_121-42_0_7_node_243 | 0.4 | n |  | TRUE
269 | bus_LV_121-42_0_7_node_244 | 0.4 | n |  | TRUE
270 | bus_LV_121-42_0_7_node_245 | 0.4 | n |  | TRUE
271 | bus_LV_121-42_0_7_node_246 | 0.4 | n |  | TRUE
272 | bus_LV_121-42_0_7_node_247 | 0.4 | n |  | TRUE
273 | bus_LV_121-42_0_7_node_302 | 0.4 | n |  | TRUE
274 | bus_LV_121-42_0_7_node_285 | 0.4 | n |  | TRUE
275 | bus_LV_121-42_0_7_node_303 | 0.4 | n |  | TRUE
276 | bus_LV_121-42_0_7_node_255 | 0.4 | n |  | TRUE
277 | bus_LV_121-42_0_7_node_299 | 0.4 | n |  | TRUE
278 | bus_LV_121-42_0_7_node_287 | 0.4 | n |  | TRUE
279 | bus_LV_121-42_0_7_node_281 | 0.4 | n |  | TRUE
280 | bus_LV_121-42_0_7_node_258 | 0.4 | n |  | TRUE
281 | bus_LV_121-42_0_7_node_253 | 0.4 | n |  | TRUE
282 | bus_LV_121-42_0_7_node_251 | 0.4 | n |  | TRUE
283 | bus_LV_121-42_0_7_node_252 | 0.4 | n |  | TRUE
284 | bus_LV_121-42_0_7_node_256 | 0.4 | n |  | TRUE
285 | bus_LV_121-42_0_7_node_300 | 0.4 | n |  | TRUE
286 | bus_LV_121-42_0_7_node_301 | 0.4 | n |  | TRUE
287 | bus_LV_121-42_0_7_node_254 | 0.4 | n |  | TRUE
288 | bus_LV_121-42_0_7_node_257 | 0.4 | n |  | TRUE
289 | bus_LV_121-42_0_7_node_269 | 0.4 | n |  | TRUE
290 | bus_LV_121-42_0_7_node_262 | 0.4 | n |  | TRUE
291 | bus_LV_121-42_0_7_node_263 | 0.4 | n |  | TRUE
292 | bus_LV_121-42_0_7_node_283 | 0.4 | n |  | TRUE
293 | bus_LV_121-42_0_7_node_279 | 0.4 | n |  | TRUE
294 | bus_LV_121-42_0_7_node_286 | 0.4 | n |  | TRUE
295 | bus_LV_121-42_0_7_node_280 | 0.4 | n |  | TRUE
296 | bus_LV_121-42_0_7_node_288 | 0.4 | n |  | TRUE
297 | bus_LV_121-42_0_7_node_284 | 0.4 | n |  | TRUE
298 | bus_MV_6_0_node_185 | 20 | n |  | TRUE

## load
| name | bus | p_mw | q_mvar | const_z_percent | const_i_percent | sn_mva | scaling | in_service | type
0 | LV_121-42_0_7_load_0 | 0 | 0.0013106 | 0.00032846 | 0 | 0 |  | 1 | TRUE | wye
1 | LV_121-42_0_7_load_4 | 4 | 0.0025459 | 0.00063807 | 0 | 0 |  | 1 | TRUE | wye
2 | LV_121-42_0_7_load_6 | 6 | 0.00069348 | 0.0001738 | 0 | 0 |  | 1 | TRUE | wye
3 | LV_121-42_0_7_load_8 | 8 | 0.0010503 | 0.00026323 | 0 | 0 |  | 1 | TRUE | wye
4 | LV_121-42_0_7_load_268 | 10 | 0.00048295 | 0.00012104 | 0 | 0 |  | 1 | TRUE | wye
5 | LV_121-42_0_7_load_272 | 11 | 0.002598 | 0.00065112 | 0 | 0 |  | 1 | TRUE | wye
6 | LV_121-42_0_7_load_7 | 12 | 0.0013659 | 0.00034233 | 0 | 0 |  | 1 | TRUE | wye
7 | LV_121-42_0_7_load_203 | 13 | 0.00069129 | 0.00017325 | 0 | 0 |  | 1 | TRUE | wye
8 | LV_121-42_0_7_load_204 | 14 | 0.00090878 | 0.00022776 | 0 | 0 |  | 1 | TRUE | wye
9 | LV_121-42_0_7_load_9 | 16 | 0.00052256 | 0.00013097 | 0 | 0 |  | 1 | TRUE | wye
10 | LV_121-42_0_7_load_10 | 17 | 0.0019841 | 0.00049725 | 0 | 0 |  | 1 | TRUE | wye
11 | LV_121-42_0_7_load_16 | 18 | 0.00039558 | 9.9141e-05 | 0 | 0 |  | 1 | TRUE | wye
12 | LV_121-42_0_7_load_15 | 19 | 0.00067168 | 0.00016834 | 0 | 0 |  | 1 | TRUE | wye
13 | LV_121-42_0_7_load_12 | 20 | 0.00082581 | 0.00020697 | 0 | 0 |  | 1 | TRUE | wye
14 | LV_121-42_0_7_load_13 | 21 | 0.00035511 | 8.8998e-05 | 0 | 0 |  | 1 | TRUE | wye
15 | LV_121-42_0_7_load_14 | 22 | 0.00047721 | 0.0001196 | 0 | 0 |  | 1 | TRUE | wye
16 | LV_121-42_0_7_load_17 | 23 | 0.0029263 | 0.00073339 | 0 | 0 |  | 1 | TRUE | wye
17 | LV_121-42_0_7_load_18 | 24 | 0.0024855 | 0.00062292 | 0 | 0 |  | 1 | TRUE | wye
18 | LV_121-42_0_7_load_20 | 26 | 0.0012007 | 0.00030092 | 0 | 0 |  | 1 | TRUE | wye
19 | LV_121-42_0_7_load_21 | 27 | 0.0012012 | 0.00030105 | 0 | 0 |  | 1 | TRUE | wye
20 | LV_121-42_0_7_load_22 | 28 | 0.010064 | 0.0025222 | 0 | 0 |  | 1 | TRUE | wye
21 | LV_121-42_0_7_load_42 | 29 | 0.0012866 | 0.00032244 | 0 | 0 |  | 1 | TRUE | wye
22 | LV_121-42_0_7_load_39 | 32 | 0.0012003 | 0.00030083 | 0 | 0 |  | 1 | TRUE | wye
23 | LV_121-42_0_7_load_49 | 33 | 0.001659 | 0.00041578 | 0 | 0 |  | 1 | TRUE | wye
24 | LV_121-42_0_7_load_50 | 34 | 0.0034093 | 0.00085446 | 0 | 0 |  | 1 | TRUE | wye
25 | LV_121-42_0_7_load_23 | 36 | 0.0034828 | 0.00087288 | 0 | 0 |  | 1 | TRUE | wye
26 | LV_121-42_0_7_load_24 | 37 | 0.0024783 | 0.00062111 | 0 | 0 |  | 1 | TRUE | wye
27 | LV_121-42_0_7_load_52 | 39 | 0.0020374 | 0.00051061 | 0 | 0 |  | 1 | TRUE | wye
28 | LV_121-42_0_7_load_186 | 40 | 0.0053708 | 0.001346 | 0 | 0 |  | 1 | TRUE | wye
29 | LV_121-42_0_7_load_180 | 42 | 0.0074669 | 0.0018714 | 0 | 0 |  | 1 | TRUE | wye
30 | LV_121-42_0_7_load_51 | 43 | 0.0018976 | 0.00047558 | 0 | 0 |  | 1 | TRUE | wye
31 | LV_121-42_0_7_load_53 | 44 | 0.0021023 | 0.00052689 | 0 | 0 |  | 1 | TRUE | wye
32 | LV_121-42_0_7_load_54 | 45 | 0.0024558 | 0.00061547 | 0 | 0 |  | 1 | TRUE | wye
33 | LV_121-42_0_7_load_194 | 46 | 0.0019683 | 0.00049329 | 0 | 0 |  | 1 | TRUE | wye
34 | LV_121-42_0_7_load_294 | 48 | 0.0073129 | 0.0018328 | 0 | 0 |  | 1 | TRUE | wye
35 | LV_121-42_0_7_load_178 | 51 | 0.0016023 | 0.00040156 | 0 | 0 |  | 1 | TRUE | wye
36 | LV_121-42_0_7_load_174 | 52 | 0.0019649 | 0.00049245 | 0 | 0 |  | 1 | TRUE | wye
37 | LV_121-42_0_7_load_179 | 53 | 0.0027904 | 0.00069933 | 0 | 0 |  | 1 | TRUE | wye
38 | LV_121-42_0_7_load_28 | 54 | 0.0029715 | 0.00074473 | 0 | 0 |  | 1 | TRUE | wye
39 | LV_121-42_0_7_load_29 | 55 | 0.0019363 | 0.00048528 | 0 | 0 |  | 1 | TRUE | wye
40 | LV_121-42_0_7_load_30 | 56 | 0.0010771 | 0.00026994 | 0 | 0 |  | 1 | TRUE | wye
41 | LV_121-42_0_7_load_56 | 58 | 0.0011967 | 0.00029992 | 0 | 0 |  | 1 | TRUE | wye
42 | LV_121-42_0_7_load_40 | 59 | 0.0020695 | 0.00051867 | 0 | 0 |  | 1 | TRUE | wye
43 | LV_121-42_0_7_load_32 | 60 | 0.0010771 | 0.00026994 | 0 | 0 |  | 1 | TRUE | wye
44 | LV_121-42_0_7_load_33 | 61 | 0.001078 | 0.00027017 | 0 | 0 |  | 1 | TRUE | wye
45 | LV_121-42_0_7_load_34 | 62 | 0.0010777 | 0.00027011 | 0 | 0 |  | 1 | TRUE | wye
46 | LV_121-42_0_7_load_35 | 63 | 0.0012157 | 0.0003047 | 0 | 0 |  | 1 | TRUE | wye
47 | LV_121-42_0_7_load_41 | 64 | 0.0016809 | 0.00042127 | 0 | 0 |  | 1 | TRUE | wye
48 | LV_121-42_0_7_load_37 | 65 | 0.0014019 | 0.00035134 | 0 | 0 |  | 1 | TRUE | wye
49 | LV_121-42_0_7_load_36 | 66 | 0.0012008 | 0.00030096 | 0 | 0 |  | 1 | TRUE | wye
50 | LV_121-42_0_7_load_43 | 68 | 0.0021664 | 0.00054294 | 0 | 0 |  | 1 | TRUE | wye
51 | LV_121-42_0_7_load_44 | 69 | 0.0020368 | 0.00051047 | 0 | 0 |  | 1 | TRUE | wye
52 | LV_121-42_0_7_load_45 | 70 | 0.0020363 | 0.00051034 | 0 | 0 |  | 1 | TRUE | wye
53 | LV_121-42_0_7_load_47 | 72 | 0.0021662 | 0.0005429 | 0 | 0 |  | 1 | TRUE | wye
54 | LV_121-42_0_7_load_219 | 74 | 0.0020351 | 0.00051005 | 0 | 0 |  | 1 | TRUE | wye
55 | LV_121-42_0_7_load_57 | 75 | 0.007791 | 0.0019526 | 0 | 0 |  | 1 | TRUE | wye
56 | LV_121-42_0_7_load_142 | 76 | 0.00078698 | 0.00019724 | 0 | 0 |  | 1 | TRUE | wye
57 | LV_121-42_0_7_load_129 | 78 | 0.00044827 | 0.00011235 | 0 | 0 |  | 1 | TRUE | wye
58 | LV_121-42_0_7_load_187 | 79 | 0.0017462 | 0.00043763 | 0 | 0 |  | 1 | TRUE | wye
59 | LV_121-42_0_7_load_220 | 81 | 0.006296 | 0.0015779 | 0 | 0 |  | 1 | TRUE | wye
60 | LV_121-42_0_7_load_221 | 82 | 0.0062582 | 0.0015685 | 0 | 0 |  | 1 | TRUE | wye
61 | LV_121-42_0_7_load_135 | 85 | 0.0028312 | 0.00070956 | 0 | 0 |  | 1 | TRUE | wye
62 | LV_121-42_0_7_load_154 | 87 | 0.00054323 | 0.00013615 | 0 | 0 |  | 1 | TRUE | wye
63 | LV_121-42_0_7_load_128 | 88 | 0.000829 | 0.00020777 | 0 | 0 |  | 1 | TRUE | wye
64 | LV_121-42_0_7_load_61 | 89 | 0.00054994 | 0.00013783 | 0 | 0 |  | 1 | TRUE | wye
65 | LV_121-42_0_7_load_62 | 90 | 0.003828 | 0.00095938 | 0 | 0 |  | 1 | TRUE | wye
66 | LV_121-42_0_7_load_65 | 93 | 0.0023271 | 0.00058323 | 0 | 0 |  | 1 | TRUE | wye
67 | LV_121-42_0_7_load_84 | 96 | 0.0024862 | 0.00062311 | 0 | 0 |  | 1 | TRUE | wye
68 | LV_121-42_0_7_load_235 | 100 | 0.0035715 | 0.00089509 | 0 | 0 |  | 1 | TRUE | wye
69 | LV_121-42_0_7_load_161 | 103 | 0.0010795 | 0.00027054 | 0 | 0 |  | 1 | TRUE | wye
70 | LV_121-42_0_7_load_166 | 104 | 0.0019582 | 0.00049077 | 0 | 0 |  | 1 | TRUE | wye
71 | LV_121-42_0_7_load_291 | 106 | 0.01285 | 0.0032205 | 0 | 0 |  | 1 | TRUE | wye
72 | LV_121-42_0_7_load_296 | 109 | 0.00213 | 0.00053383 | 0 | 0 |  | 1 | TRUE | wye
73 | LV_121-42_0_7_load_91 | 112 | 0.0024465 | 0.00061315 | 0 | 0 |  | 1 | TRUE | wye
74 | LV_121-42_0_7_load_82 | 113 | 0.0024459 | 0.00061299 | 0 | 0 |  | 1 | TRUE | wye
75 | LV_121-42_0_7_load_102 | 114 | 0.012316 | 0.0030866 | 0 | 0 |  | 1 | TRUE | wye
76 | LV_121-42_0_7_load_99 | 115 | 0.0024874 | 0.00062339 | 0 | 0 |  | 1 | TRUE | wye
77 | LV_121-42_0_7_load_239 | 117 | 0.0010772 | 0.00026996 | 0 | 0 |  | 1 | TRUE | wye
78 | LV_121-42_0_7_load_238 | 118 | 0.00086071 | 0.00021572 | 0 | 0 |  | 1 | TRUE | wye
79 | LV_121-42_0_7_load_231 | 121 | 0.0018622 | 0.00046671 | 0 | 0 |  | 1 | TRUE | wye
80 | LV_121-42_0_7_load_230 | 122 | 0.0047948 | 0.0012017 | 0 | 0 |  | 1 | TRUE | wye
81 | LV_121-42_0_7_load_229 | 124 | 0.014087 | 0.0035305 | 0 | 0 |  | 1 | TRUE | wye
82 | LV_121-42_0_7_load_228 | 125 | 0.0069786 | 0.001749 | 0 | 0 |  | 1 | TRUE | wye
83 | LV_121-42_0_7_load_236 | 126 | 0.0027625 | 0.00069234 | 0 | 0 |  | 1 | TRUE | wye
84 | LV_121-42_0_7_load_273 | 128 | 0.00076419 | 0.00019152 | 0 | 0 |  | 1 | TRUE | wye
85 | LV_121-42_0_7_load_149 | 132 | 0.0096895 | 0.0024284 | 0 | 0 |  | 1 | TRUE | wye
86 | LV_121-42_0_7_load_159 | 133 | 0.00096449 | 0.00024172 | 0 | 0 |  | 1 | TRUE | wye
87 | LV_121-42_0_7_load_71 | 135 | 0.0021798 | 0.0005463 | 0 | 0 |  | 1 | TRUE | wye
88 | LV_121-42_0_7_load_73 | 137 | 0.0021466 | 0.00053798 | 0 | 0 |  | 1 | TRUE | wye
89 | LV_121-42_0_7_load_290 | 141 | 0.0066353 | 0.001663 | 0 | 0 |  | 1 | TRUE | wye
90 | LV_121-42_0_7_load_293 | 143 | 0.0038601 | 0.00096744 | 0 | 0 |  | 1 | TRUE | wye
91 | LV_121-42_0_7_load_95 | 147 | 0.0034041 | 0.00085315 | 0 | 0 |  | 1 | TRUE | wye
92 | LV_121-42_0_7_load_125 | 149 | 0.0019214 | 0.00048154 | 0 | 0 |  | 1 | TRUE | wye
93 | LV_121-42_0_7_load_148 | 150 | 0.0026615 | 0.00066703 | 0 | 0 |  | 1 | TRUE | wye
94 | LV_121-42_0_7_load_145 | 151 | 0.001962 | 0.00049172 | 0 | 0 |  | 1 | TRUE | wye
95 | LV_121-42_0_7_load_138 | 156 | 0.001787 | 0.00044786 | 0 | 0 |  | 1 | TRUE | wye
96 | LV_121-42_0_7_load_289 | 157 | 0.0019505 | 0.00048885 | 0 | 0 |  | 1 | TRUE | wye
97 | LV_121-42_0_7_load_118 | 159 | 0.0020194 | 0.00050611 | 0 | 0 |  | 1 | TRUE | wye
98 | LV_121-42_0_7_load_96 | 160 | 0.003524 | 0.00088319 | 0 | 0 |  | 1 | TRUE | wye
99 | LV_121-42_0_7_load_292 | 161 | 0.0041507 | 0.0010403 | 0 | 0 |  | 1 | TRUE | wye
100 | LV_121-42_0_7_load_126 | 163 | 0.0020108 | 0.00050396 | 0 | 0 |  | 1 | TRUE | wye
101 | LV_121-42_0_7_load_146 | 164 | 0.001448 | 0.00036291 | 0 | 0 |  | 1 | TRUE | wye
102 | LV_121-42_0_7_load_147 | 165 | 0.0038135 | 0.00095576 | 0 | 0 |  | 1 | TRUE | wye
103 | LV_121-42_0_7_load_176 | 166 | 0.0026421 | 0.00066218 | 0 | 0 |  | 1 | TRUE | wye
104 | LV_121-42_0_7_load_173 | 168 | 0.0016925 | 0.00042417 | 0 | 0 |  | 1 | TRUE | wye
105 | LV_121-42_0_7_load_139 | 169 | 0.0011842 | 0.0002968 | 0 | 0 |  | 1 | TRUE | wye
106 | LV_121-42_0_7_load_181 | 170 | 0.0016125 | 0.00040414 | 0 | 0 |  | 1 | TRUE | wye
107 | LV_121-42_0_7_load_83 | 171 | 0.0024862 | 0.00062311 | 0 | 0 |  | 1 | TRUE | wye
108 | LV_121-42_0_7_load_85 | 172 | 0.0024459 | 0.00061299 | 0 | 0 |  | 1 | TRUE | wye
109 | LV_121-42_0_7_load_86 | 173 | 0.0024874 | 0.00062339 | 0 | 0 |  | 1 | TRUE | wye
110 | LV_121-42_0_7_load_87 | 174 | 0.0024468 | 0.00061322 | 0 | 0 |  | 1 | TRUE | wye
111 | LV_121-42_0_7_load_88 | 175 | 0.0024874 | 0.0006234 | 0 | 0 |  | 1 | TRUE | wye
112 | LV_121-42_0_7_load_89 | 176 | 0.0024483 | 0.0006136 | 0 | 0 |  | 1 | TRUE | wye
113 | LV_121-42_0_7_load_90 | 177 | 0.0024863 | 0.00062312 | 0 | 0 |  | 1 | TRUE | wye
114 | LV_121-42_0_7_load_93 | 178 | 0.0024465 | 0.00061315 | 0 | 0 |  | 1 | TRUE | wye
115 | LV_121-42_0_7_load_113 | 179 | 0.0024854 | 0.00062289 | 0 | 0 |  | 1 | TRUE | wye
116 | LV_121-42_0_7_load_112 | 180 | 0.0011895 | 0.00029811 | 0 | 0 |  | 1 | TRUE | wye
117 | LV_121-42_0_7_load_297 | 182 | 0.0032405 | 0.00081214 | 0 | 0 |  | 1 | TRUE | wye
118 | LV_121-42_0_7_load_275 | 184 | 0.0024444 | 0.00061261 | 0 | 0 |  | 1 | TRUE | wye
119 | LV_121-42_0_7_load_282 | 186 | 0.0019356 | 0.0004851 | 0 | 0 |  | 1 | TRUE | wye
120 | LV_121-42_0_7_load_295 | 188 | 0.0026378 | 0.00066109 | 0 | 0 |  | 1 | TRUE | wye
121 | LV_121-42_0_7_load_114 | 190 | 0.0044836 | 0.0011237 | 0 | 0 |  | 1 | TRUE | wye
122 | LV_121-42_0_7_load_304 | 191 | 0.0035142 | 0.00088075 | 0 | 0 |  | 1 | TRUE | wye
123 | LV_121-42_0_7_load_298 | 192 | 0.0028485 | 0.00071389 | 0 | 0 |  | 1 | TRUE | wye
124 | LV_121-42_0_7_load_103 | 193 | 0.0024468 | 0.00061322 | 0 | 0 |  | 1 | TRUE | wye
125 | LV_121-42_0_7_load_104 | 194 | 0.0024853 | 0.00062288 | 0 | 0 |  | 1 | TRUE | wye
126 | LV_121-42_0_7_load_105 | 195 | 0.002445 | 0.00061277 | 0 | 0 |  | 1 | TRUE | wye
127 | LV_121-42_0_7_load_107 | 197 | 0.0024853 | 0.00062288 | 0 | 0 |  | 1 | TRUE | wye
128 | LV_121-42_0_7_load_108 | 198 | 0.0024874 | 0.00062339 | 0 | 0 |  | 1 | TRUE | wye
129 | LV_121-42_0_7_load_109 | 199 | 0.002445 | 0.00061277 | 0 | 0 |  | 1 | TRUE | wye
130 | LV_121-42_0_7_load_110 | 201 | 0.0024874 | 0.00062339 | 0 | 0 |  | 1 | TRUE | wye
131 | LV_121-42_0_7_load_123 | 202 | 0.0024465 | 0.00061314 | 0 | 0 |  | 1 | TRUE | wye
132 | LV_121-42_0_7_load_121 | 203 | 0.002445 | 0.00061277 | 0 | 0 |  | 1 | TRUE | wye
133 | LV_121-42_0_7_load_111 | 204 | 0.0024483 | 0.00061359 | 0 | 0 |  | 1 | TRUE | wye
134 | LV_121-42_0_7_load_119 | 205 | 0.0019866 | 0.00049789 | 0 | 0 |  | 1 | TRUE | wye
135 | LV_121-42_0_7_load_120 | 206 | 0.0024853 | 0.00062288 | 0 | 0 |  | 1 | TRUE | wye
136 | LV_121-42_0_7_load_124 | 207 | 0.0024872 | 0.00062334 | 0 | 0 |  | 1 | TRUE | wye
137 | LV_121-42_0_7_load_130 | 208 | 0.0011232 | 0.0002815 | 0 | 0 |  | 1 | TRUE | wye
138 | LV_121-42_0_7_load_131 | 209 | 0.00085036 | 0.00021312 | 0 | 0 |  | 1 | TRUE | wye
139 | LV_121-42_0_7_load_143 | 210 | 0.000829 | 0.00020777 | 0 | 0 |  | 1 | TRUE | wye
140 | LV_121-42_0_7_load_156 | 211 | 0.0011297 | 0.00028312 | 0 | 0 |  | 1 | TRUE | wye
141 | LV_121-42_0_7_load_155 | 212 | 0.00088239 | 0.00022115 | 0 | 0 |  | 1 | TRUE | wye
142 | LV_121-42_0_7_load_160 | 214 | 0.00093803 | 0.00023509 | 0 | 0 |  | 1 | TRUE | wye
143 | LV_121-42_0_7_load_270 | 215 | 0.00052782 | 0.00013228 | 0 | 0 |  | 1 | TRUE | wye
144 | LV_121-42_0_7_load_140 | 216 | 0.0021443 | 0.00053741 | 0 | 0 |  | 1 | TRUE | wye
145 | LV_121-42_0_7_load_271 | 217 | 0.0011278 | 0.00028265 | 0 | 0 |  | 1 | TRUE | wye
146 | LV_121-42_0_7_load_150 | 218 | 0.005834 | 0.0014621 | 0 | 0 |  | 1 | TRUE | wye
147 | LV_121-42_0_7_load_165 | 219 | 0.0065016 | 0.0016295 | 0 | 0 |  | 1 | TRUE | wye
148 | LV_121-42_0_7_load_164 | 220 | 0.009208 | 0.0023077 | 0 | 0 |  | 1 | TRUE | wye
149 | LV_121-42_0_7_load_232 | 221 | 0.0021403 | 0.0005364 | 0 | 0 |  | 1 | TRUE | wye
150 | LV_121-42_0_7_load_226 | 222 | 0.0017746 | 0.00044477 | 0 | 0 |  | 1 | TRUE | wye
151 | LV_121-42_0_7_load_237 | 223 | 0.0021464 | 0.00053793 | 0 | 0 |  | 1 | TRUE | wye
152 | LV_121-42_0_7_load_182 | 224 | 0.0016131 | 0.00040429 | 0 | 0 |  | 1 | TRUE | wye
153 | LV_121-42_0_7_load_184 | 228 | 0.0016021 | 0.00040153 | 0 | 0 |  | 1 | TRUE | wye
154 | LV_121-42_0_7_load_185 | 229 | 0.0027371 | 0.00068599 | 0 | 0 |  | 1 | TRUE | wye
155 | LV_121-42_0_7_load_195 | 230 | 0.0039555 | 0.00099134 | 0 | 0 |  | 1 | TRUE | wye
156 | LV_121-42_0_7_load_191 | 231 | 0.00071282 | 0.00017865 | 0 | 0 |  | 1 | TRUE | wye
157 | LV_121-42_0_7_load_189 | 232 | 0.0019805 | 0.00049635 | 0 | 0 |  | 1 | TRUE | wye
158 | LV_121-42_0_7_load_205 | 233 | 0.0013037 | 0.00032675 | 0 | 0 |  | 1 | TRUE | wye
159 | LV_121-42_0_7_load_193 | 236 | 0.0036735 | 0.00092068 | 0 | 0 |  | 1 | TRUE | wye
160 | LV_121-42_0_7_load_196 | 237 | 0.0029089 | 0.00072905 | 0 | 0 |  | 1 | TRUE | wye
161 | LV_121-42_0_7_load_214 | 238 | 0.0026013 | 0.00065194 | 0 | 0 |  | 1 | TRUE | wye
162 | LV_121-42_0_7_load_197 | 239 | 0.0021422 | 0.00053689 | 0 | 0 |  | 1 | TRUE | wye
163 | LV_121-42_0_7_load_213 | 240 | 0.0020326 | 0.00050942 | 0 | 0 |  | 1 | TRUE | wye
164 | LV_121-42_0_7_load_198 | 241 | 0.001016 | 0.00025464 | 0 | 0 |  | 1 | TRUE | wye
165 | LV_121-42_0_7_load_199 | 242 | 0.0029432 | 0.00073764 | 0 | 0 |  | 1 | TRUE | wye
166 | LV_121-42_0_7_load_200 | 243 | 0.001455 | 0.00036465 | 0 | 0 |  | 1 | TRUE | wye
167 | LV_121-42_0_7_load_201 | 244 | 0.0020037 | 0.00050216 | 0 | 0 |  | 1 | TRUE | wye
168 | LV_121-42_0_7_load_206 | 245 | 0.00066833 | 0.0001675 | 0 | 0 |  | 1 | TRUE | wye
169 | LV_121-42_0_7_load_207 | 246 | 0.0006637 | 0.00016634 | 0 | 0 |  | 1 | TRUE | wye
170 | LV_121-42_0_7_load_208 | 247 | 0.00094678 | 0.00023729 | 0 | 0 |  | 1 | TRUE | wye
171 | LV_121-42_0_7_load_209 | 248 | 0.00073258 | 0.0001836 | 0 | 0 |  | 1 | TRUE | wye
172 | LV_121-42_0_7_load_210 | 249 | 0.00065195 | 0.00016339 | 0 | 0 |  | 1 | TRUE | wye
173 | LV_121-42_0_7_load_211 | 250 | 0.00067214 | 0.00016845 | 0 | 0 |  | 1 | TRUE | wye
174 | LV_121-42_0_7_load_212 | 251 | 0.000806 | 0.000202 | 0 | 0 |  | 1 | TRUE | wye
175 | LV_121-42_0_7_load_216 | 253 | 0.0044534 | 0.0011161 | 0 | 0 |  | 1 | TRUE | wye
176 | LV_121-42_0_7_load_217 | 254 | 0.00039834 | 9.9834e-05 | 0 | 0 |  | 1 | TRUE | wye
177 | LV_121-42_0_7_load_261 | 257 | 0.00024943 | 6.2514e-05 | 0 | 0 |  | 1 | TRUE | wye
178 | LV_121-42_0_7_load_259 | 258 | 0.0010826 | 0.00027133 | 0 | 0 |  | 1 | TRUE | wye
179 | LV_121-42_0_7_load_222 | 259 | 0.00090108 | 0.00022583 | 0 | 0 |  | 1 | TRUE | wye
180 | LV_121-42_0_7_load_223 | 260 | 0.0045821 | 0.0011484 | 0 | 0 |  | 1 | TRUE | wye
181 | LV_121-42_0_7_load_234 | 262 | 0.00070578 | 0.00017689 | 0 | 0 |  | 1 | TRUE | wye
182 | LV_121-42_0_7_load_233 | 263 | 0.001413 | 0.00035413 | 0 | 0 |  | 1 | TRUE | wye
183 | LV_121-42_0_7_load_250 | 264 | 0.0035248 | 0.0008834 | 0 | 0 |  | 1 | TRUE | wye
184 | LV_121-42_0_7_load_248 | 265 | 0.0018406 | 0.0004613 | 0 | 0 |  | 1 | TRUE | wye
185 | LV_121-42_0_7_load_242 | 267 | 0.0019264 | 0.00048281 | 0 | 0 |  | 1 | TRUE | wye
186 | LV_121-42_0_7_load_243 | 268 | 0.001304 | 0.00032681 | 0 | 0 |  | 1 | TRUE | wye
187 | LV_121-42_0_7_load_302 | 273 | 0.0034259 | 0.00085861 | 0 | 0 |  | 1 | TRUE | wye
188 | LV_121-42_0_7_load_303 | 275 | 0.0025232 | 0.00063237 | 0 | 0 |  | 1 | TRUE | wye
189 | LV_121-42_0_7_load_299 | 277 | 0.0032696 | 0.00081944 | 0 | 0 |  | 1 | TRUE | wye
190 | LV_121-42_0_7_load_287 | 278 | 0.0031229 | 0.00078268 | 0 | 0 |  | 1 | TRUE | wye
191 | LV_121-42_0_7_load_258 | 280 | 0.0024888 | 0.00062376 | 0 | 0 |  | 1 | TRUE | wye
192 | LV_121-42_0_7_load_253 | 281 | 0.0032109 | 0.00080472 | 0 | 0 |  | 1 | TRUE | wye
193 | LV_121-42_0_7_load_251 | 282 | 0.0029392 | 0.00073664 | 0 | 0 |  | 1 | TRUE | wye
194 | LV_121-42_0_7_load_300 | 285 | 0.0053794 | 0.0013482 | 0 | 0 |  | 1 | TRUE | wye
195 | LV_121-42_0_7_load_301 | 286 | 0.0045226 | 0.0011335 | 0 | 0 |  | 1 | TRUE | wye
196 | LV_121-42_0_7_load_257 | 288 | 0.0027975 | 0.00070113 | 0 | 0 |  | 1 | TRUE | wye
197 | LV_121-42_0_7_load_269 | 289 | 0.00038161 | 9.564e-05 | 0 | 0 |  | 1 | TRUE | wye
198 | LV_121-42_0_7_load_262 | 290 | 0.0011022 | 0.00027623 | 0 | 0 |  | 1 | TRUE | wye
199 | LV_121-42_0_7_load_263 | 291 | 0.00020311 | 5.0905e-05 | 0 | 0 |  | 1 | TRUE | wye
200 | LV_121-42_0_7_load_283 | 292 | 0.0022659 | 0.00056789 | 0 | 0 |  | 1 | TRUE | wye
201 | LV_121-42_0_7_load_286 | 294 | 0.0026203 | 0.0006567 | 0 | 0 |  | 1 | TRUE | wye
202 | LV_121-42_0_7_load_288 | 296 | 0.003576 | 0.00089622 | 0 | 0 |  | 1 | TRUE | wye
203 | LV_121-42_0_7_load_284 | 297 | 0.002489 | 0.0006238 | 0 | 0 |  | 1 | TRUE | wye

## ext_grid
| name | bus | vm_pu | va_degree | slack_weight | in_service
0 |  | 154 | 1 | 0 | 1 | TRUE

## line
| name | std_type | from_bus | to_bus | length_km | r_ohm_per_km | x_ohm_per_km | c_nf_per_km | g_us_per_km | max_i_ka | df | parallel | type | in_service
0 | LV_121-42_0_7_line_0 |  | 0 | 1 | 0.14229 | 0.125 | 0.08 | 261 | 0 | 0.364 | 1 | 1 | cs | TRUE
1 | LV_121-42_0_7_line_1 |  | 0 | 2 | 0.034728 | 0.125 | 0.08 | 261 | 0 | 0.364 | 1 | 1 | cs | TRUE
2 | LV_121-42_0_7_line_2 |  | 1 | 3 | 0.006247 | 0.125 | 0.08 | 261 | 0 | 0.364 | 1 | 1 | cs | TRUE
3 | LV_121-42_0_7_line_3 |  | 1 | 4 | 0.19181 | 0.125 | 0.08 | 261 | 0 | 0.364 | 1 | 1 | cs | TRUE
4 | LV_121-42_0_7_line_4 |  | 2 | 5 | 0.043735 | 0.125 | 0.08 | 261 | 0 | 0.364 | 1 | 1 | cs | TRUE
5 | LV_121-42_0_7_line_5 |  | 2 | 6 | 0.0389 | 0.125 | 0.08 | 261 | 0 | 0.364 | 1 | 1 | cs | TRUE
6 | LV_121-42_0_7_line_6 |  | 3 | 7 | 0.16662 | 0.125 | 0.08 | 261 | 0 | 0.364 | 1 | 1 | cs | TRUE
7 | LV_121-42_0_7_line_7 |  | 3 | 8 | 0.013541 | 0.125 | 0.08 | 261 | 0 | 0.364 | 1 | 1 | cs | TRUE
8 | LV_121-42_0_7_line_8 |  | 4 | 9 | 0.032282 | 0.125 | 0.08 | 261 | 0 | 0.364 | 1 | 1 | cs | TRUE
9 | LV_121-42_0_7_line_9 |  | 5 | 10 | 0.12803 | 0.125 | 0.08 | 261 | 0 | 0.364 | 1 | 1 | cs | TRUE
10 | LV_121-42_0_7_line_10 |  | 7 | 11 | 0.079258 | 0.125 | 0.08 | 261 | 0 | 0.364 | 1 | 1 | cs | TRUE
11 | LV_121-42_0_7_line_11 |  | 8 | 12 | 0.0049563 | 0.125 | 0.08 | 261 | 0 | 0.364 | 1 | 1 | cs | TRUE
12 | LV_121-42_0_7_line_12 |  | 9 | 13 | 0.014528 | 0.125 | 0.08 | 261 | 0 | 0.364 | 1 | 1 | cs | TRUE
13 | LV_121-42_0_7_line_13 |  | 9 | 14 | 0.0085491 | 0.125 | 0.08 | 261 | 0 | 0.364 | 1 | 1 | cs | TRUE
14 | LV_121-42_0_7_line_14 |  | 10 | 15 | 0.069957 | 0.125 | 0.08 | 261 | 0 | 0.364 | 1 | 1 | cs | TRUE
15 | LV_121-42_0_7_line_15 |  | 12 | 16 | 0.012714 | 0.125 | 0.08 | 261 | 0 | 0.364 | 1 | 1 | cs | TRUE
16 | LV_121-42_0_7_line_16 |  | 13 | 245 | 0.0048878 | 0.125 | 0.08 | 261 | 0 | 0.364 | 1 | 1 | cs | TRUE
17 | LV_121-42_0_7_line_17 |  | 14 | 233 | 0.00021715 | 0.125 | 0.08 | 261 | 0 | 0.364 | 1 | 1 | cs | TRUE
18 | LV_121-42_0_7_line_18 |  | 15 | 256 | 0.20657 | 0.125 | 0.08 | 261 | 0 | 0.364 | 1 | 1 | cs | TRUE
19 | LV_121-42_0_7_line_19 |  | 15 | 253 | 0.0038302 | 0.125 | 0.08 | 261 | 0 | 0.364 | 1 | 1 | cs | TRUE
20 | LV_121-42_0_7_line_20 |  | 16 | 17 | 0.0015028 | 0.125 | 0.08 | 261 | 0 | 0.364 | 1 | 1 | cs | TRUE
21 | LV_121-42_0_7_line_21 |  | 17 | 18 | 0.096422 | 0.125 | 0.08 | 261 | 0 | 0.364 | 1 | 1 | cs | TRUE
22 | LV_121-42_0_7_line_22 |  | 18 | 19 | 0.00066313 | 0.125 | 0.08 | 261 | 0 | 0.364 | 1 | 1 | cs | TRUE
23 | LV_121-42_0_7_line_23 |  | 19 | 22 | 0.0059936 | 0.125 | 0.08 | 261 | 0 | 0.364 | 1 | 1 | cs | TRUE
24 | LV_121-42_0_7_line_24 |  | 20 | 21 | 0.025634 | 0.125 | 0.08 | 261 | 0 | 0.364 | 1 | 1 | cs | TRUE
25 | LV_121-42_0_7_line_25 |  | 20 | 22 | 0.010008 | 0.125 | 0.08 | 261 | 0 | 0.364 | 1 | 1 | cs | TRUE
26 | LV_121-42_0_7_line_26 |  | 23 | 24 | 0.015558 | 0.125 | 0.08 | 261 | 0 | 0.364 | 1 | 1 | cs | TRUE
27 | LV_121-42_0_7_line_27 |  | 23 | 25 | 0.0082064 | 0.125 | 0.08 | 261 | 0 | 0.364 | 1 | 1 | cs | TRUE
28 | LV_121-42_0_7_line_28 |  | 24 | 26 | 0.0014448 | 0.125 | 0.08 | 261 | 0 | 0.364 | 1 | 1 | cs | TRUE
29 | LV_121-42_0_7_line_29 |  | 25 | 27 | 0.018916 | 0.125 | 0.08 | 261 | 0 | 0.364 | 1 | 1 | cs | TRUE
30 | LV_121-42_0_7_line_30 |  | 25 | 28 | 0.016615 | 0.125 | 0.08 | 261 | 0 | 0.364 | 1 | 1 | cs | TRUE
31 | LV_121-42_0_7_line_31 |  | 26 | 29 | 0.0074101 | 0.125 | 0.08 | 261 | 0 | 0.364 | 1 | 1 | cs | TRUE
32 | LV_121-42_0_7_line_32 |  | 27 | 30 | 0.010367 | 0.125 | 0.08 | 261 | 0 | 0.364 | 1 | 1 | cs | TRUE
33 | LV_121-42_0_7_line_33 |  | 28 | 31 | 0.016862 | 0.125 | 0.08 | 261 | 0 | 0.364 | 1 | 1 | cs | TRUE
34 | LV_121-42_0_7_line_34 |  | 29 | 32 | 0.00035726 | 0.125 | 0.08 | 261 | 0 | 0.364 | 1 | 1 | cs | TRUE
35 | LV_121-42_0_7_line_35 |  | 30 | 33 | 0.012743 | 0.125 | 0.08 | 261 | 0 | 0.364 | 1 | 1 | cs | TRUE
36 | LV_121-42_0_7_line_36 |  | 30 | 34 | 0.0034695 | 0.125 | 0.08 | 261 | 0 | 0.364 | 1 | 1 | cs | TRUE
37 | LV_121-42_0_7_line_37 |  | 31 | 35 | 0.013016 | 0.125 | 0.08 | 261 | 0 | 0.364 | 1 | 1 | cs | TRUE
38 | LV_121-42_0_7_line_38 |  | 31 | 36 | 0.0089932 | 0.125 | 0.08 | 261 | 0 | 0.364 | 1 | 1 | cs | TRUE
39 | LV_121-42_0_7_line_39 |  | 32 | 67 | 0.011094 | 0.125 | 0.08 | 261 | 0 | 0.364 | 1 | 1 | cs | TRUE
40 | LV_121-42_0_7_line_40 |  | 34 | 79 | 0.010845 | 0.125 | 0.08 | 261 | 0 | 0.364 | 1 | 1 | cs | TRUE
41 | LV_121-42_0_7_line_41 |  | 35 | 40 | 0.027215 | 0.125 | 0.08 | 261 | 0 | 0.364 | 1 | 1 | cs | TRUE
42 | LV_121-42_0_7_line_42 |  | 35 | 41 | 0.022143 | 0.125 | 0.08 | 261 | 0 | 0.364 | 1 | 2 | cs | TRUE
43 | LV_121-42_0_7_line_43 |  | 35 | 42 | 0.036428 | 0.125 | 0.08 | 261 | 0 | 0.364 | 1 | 1 | cs | TRUE
44 | LV_121-42_0_7_line_44 |  | 36 | 37 | 0.013829 | 0.125 | 0.08 | 261 | 0 | 0.364 | 1 | 1 | cs | TRUE
45 | LV_121-42_0_7_line_45 |  | 37 | 38 | 0.014969 | 0.125 | 0.08 | 261 | 0 | 0.364 | 1 | 1 | cs | TRUE
46 | LV_121-42_0_7_line_46 |  | 38 | 39 | 0.0080809 | 0.125 | 0.08 | 261 | 0 | 0.364 | 1 | 1 | cs | TRUE
47 | LV_121-42_0_7_line_47 |  | 39 | 45 | 0.0012671 | 0.125 | 0.08 | 261 | 0 | 0.364 | 1 | 1 | cs | TRUE
48 | LV_121-42_0_7_line_48 |  | 40 | 46 | 0.023992 | 0.125 | 0.08 | 261 | 0 | 0.364 | 1 | 1 | cs | TRUE
49 | LV_121-42_0_7_line_49 |  | 41 | 51 | 0.010896 | 0.125 | 0.08 | 261 | 0 | 0.364 | 1 | 1 | cs | TRUE
50 | LV_121-42_0_7_line_50 |  | 41 | 52 | 0.028595 | 0.125 | 0.08 | 261 | 0 | 0.364 | 1 | 3 | cs | TRUE
51 | LV_121-42_0_7_line_51 |  | 42 | 53 | 0.019784 | 0.125 | 0.08 | 261 | 0 | 0.364 | 1 | 1 | cs | TRUE
52 | LV_121-42_0_7_line_52 |  | 43 | 44 | 0.0093379 | 0.125 | 0.08 | 261 | 0 | 0.364 | 1 | 1 | cs | TRUE
53 | LV_121-42_0_7_line_53 |  | 44 | 57 | 0.0090474 | 0.125 | 0.08 | 261 | 0 | 0.364 | 1 | 1 | cs | TRUE
54 | LV_121-42_0_7_line_54 |  | 45 | 50 | 0.027454 | 0.125 | 0.08 | 261 | 0 | 0.364 | 1 | 1 | cs | TRUE
55 | LV_121-42_0_7_line_55 |  | 46 | 230 | 0.015086 | 0.125 | 0.08 | 261 | 0 | 0.364 | 1 | 1 | cs | TRUE
56 | LV_121-42_0_7_line_56 |  | 47 | 48 | 0.02113 | 0.125 | 0.08 | 261 | 0 | 0.364 | 1 | 1 | cs | TRUE
57 | LV_121-42_0_7_line_57 |  | 47 | 49 | 0.030678 | 0.125 | 0.08 | 261 | 0 | 0.364 | 1 | 1 | cs | TRUE
58 | LV_121-42_0_7_line_58 |  | 47 | 50 | 0.026469 | 0.125 | 0.08 | 261 | 0 | 0.364 | 1 | 1 | cs | TRUE
59 | LV_121-42_0_7_line_59 |  | 49 | 76 | 0.018522 | 0.125 | 0.08 | 261 | 0 | 0.364 | 1 | 1 | cs | TRUE
60 | LV_121-42_0_7_line_60 |  | 50 | 75 | 0.020021 | 0.125 | 0.08 | 261 | 0 | 0.364 | 1 | 1 | cs | TRUE
61 | LV_121-42_0_7_line_61 |  | 51 | 224 | 0.00029417 | 0.125 | 0.08 | 261 | 0 | 0.364 | 1 | 1 | cs | TRUE
62 | LV_121-42_0_7_line_62 |  | 52 | 168 | 0.034612 | 0.125 | 0.08 | 261 | 0 | 0.364 | 1 | 3 | cs | TRUE
63 | LV_121-42_0_7_line_63 |  | 54 | 55 | 0.011416 | 0.125 | 0.08 | 261 | 0 | 0.364 | 1 | 1 | cs | TRUE
64 | LV_121-42_0_7_line_64 |  | 54 | 56 | 0.021003 | 0.125 | 0.08 | 261 | 0 | 0.364 | 1 | 1 | cs | TRUE
65 | LV_121-42_0_7_line_65 |  | 55 | 57 | 0.00061475 | 0.125 | 0.08 | 261 | 0 | 0.364 | 1 | 1 | cs | TRUE
66 | LV_121-42_0_7_line_66 |  | 57 | 58 | 0.013047 | 0.125 | 0.08 | 261 | 0 | 0.364 | 1 | 1 | cs | TRUE
67 | LV_121-42_0_7_line_67 |  | 58 | 59 | 0.00027096 | 0.125 | 0.08 | 261 | 0 | 0.364 | 1 | 1 | cs | TRUE
68 | LV_121-42_0_7_line_68 |  | 59 | 67 | 0.0086533 | 0.125 | 0.08 | 261 | 0 | 0.364 | 1 | 1 | cs | TRUE
69 | LV_121-42_0_7_line_69 |  | 60 | 61 | 0.011871 | 0.125 | 0.08 | 261 | 0 | 0.364 | 1 | 1 | cs | TRUE
70 | LV_121-42_0_7_line_70 |  | 60 | 62 | 0.0078402 | 0.125 | 0.08 | 261 | 0 | 0.364 | 1 | 1 | cs | TRUE
71 | LV_121-42_0_7_line_71 |  | 61 | 63 | 0.023402 | 0.125 | 0.08 | 261 | 0 | 0.364 | 1 | 1 | cs | TRUE
72 | LV_121-42_0_7_line_72 |  | 63 | 64 | 0.013069 | 0.125 | 0.08 | 261 | 0 | 0.364 | 1 | 1 | cs | TRUE
73 | LV_121-42_0_7_line_73 |  | 63 | 65 | 0.0077081 | 0.125 | 0.08 | 261 | 0 | 0.364 | 1 | 1 | cs | TRUE
74 | LV_121-42_0_7_line_74 |  | 65 | 66 | 0.01488 | 0.125 | 0.08 | 261 | 0 | 0.364 | 1 | 1 | cs | TRUE
75 | LV_121-42_0_7_line_75 |  | 66 | 67 | 0.00141 | 0.125 | 0.08 | 261 | 0 | 0.364 | 1 | 1 | cs | TRUE
76 | LV_121-42_0_7_line_76 |  | 68 | 69 | 0.024659 | 0.125 | 0.08 | 261 | 0 | 0.364 | 1 | 1 | cs | TRUE
77 | LV_121-42_0_7_line_77 |  | 68 | 70 | 0.014969 | 0.125 | 0.08 | 261 | 0 | 0.364 | 1 | 1 | cs | TRUE
78 | LV_121-42_0_7_line_78 |  | 69 | 71 | 0.0046093 | 0.125 | 0.08 | 261 | 0 | 0.364 | 1 | 1 | cs | TRUE
79 | LV_121-42_0_7_line_79 |  | 70 | 72 | 0.0070323 | 0.125 | 0.08 | 261 | 0 | 0.364 | 1 | 1 | cs | TRUE
80 | LV_121-42_0_7_line_80 |  | 71 | 73 | 0.039251 | 0.125 | 0.08 | 261 | 0 | 0.364 | 1 | 1 | cs | TRUE
81 | LV_121-42_0_7_line_81 |  | 72 | 74 | 0.01505 | 0.125 | 0.08 | 261 | 0 | 0.364 | 1 | 1 | cs | TRUE
82 | LV_121-42_0_7_line_82 |  | 73 | 77 | 0.03827 | 0.125 | 0.08 | 261 | 0 | 0.364 | 1 | 2 | cs | TRUE
83 | LV_121-42_0_7_line_83 |  | 73 | 78 | 0.015677 | 0.125 | 0.08 | 261 | 0 | 0.364 | 1 | 3 | cs | TRUE
84 | LV_121-42_0_7_line_84 |  | 75 | 81 | 0.032773 | 0.125 | 0.08 | 261 | 0 | 0.364 | 1 | 1 | cs | TRUE
85 | LV_121-42_0_7_line_85 |  | 77 | 86 | 0.004091 | 0.125 | 0.08 | 261 | 0 | 0.364 | 1 | 1 | cs | TRUE
86 | LV_121-42_0_7_line_86 |  | 77 | 87 | 0.0053918 | 0.125 | 0.08 | 261 | 0 | 0.364 | 1 | 1 | cs | TRUE
87 | LV_121-42_0_7_line_87 |  | 78 | 88 | 0.0070086 | 0.125 | 0.08 | 261 | 0 | 0.364 | 1 | 3 | cs | TRUE
88 | LV_121-42_0_7_line_88 |  | 79 | 80 | 0.022657 | 0.125 | 0.08 | 261 | 0 | 0.364 | 1 | 1 | cs | TRUE
89 | LV_121-42_0_7_line_89 |  | 80 | 231 | 0.018261 | 0.125 | 0.08 | 261 | 0 | 0.364 | 1 | 1 | cs | TRUE
90 | LV_121-42_0_7_line_90 |  | 80 | 232 | 0.025831 | 0.125 | 0.08 | 261 | 0 | 0.364 | 1 | 1 | cs | TRUE
91 | LV_121-42_0_7_line_91 |  | 81 | 82 | 0.032868 | 0.125 | 0.08 | 261 | 0 | 0.364 | 1 | 1 | cs | TRUE
92 | LV_121-42_0_7_line_92 |  | 83 | 84 | 0.024972 | 0.125 | 0.08 | 261 | 0 | 0.364 | 1 | 3 | cs | TRUE
93 | LV_121-42_0_7_line_93 |  | 83 | 85 | 0.022732 | 0.125 | 0.08 | 261 | 0 | 0.364 | 1 | 3 | cs | TRUE
94 | LV_121-42_0_7_line_94 |  | 84 | 213 | 0.027263 | 0.125 | 0.08 | 261 | 0 | 0.364 | 1 | 1 | cs | TRUE
95 | LV_121-42_0_7_line_95 |  | 84 | 210 | 0.015111 | 0.125 | 0.08 | 261 | 0 | 0.364 | 1 | 3 | cs | TRUE
96 | LV_121-42_0_7_line_96 |  | 85 | 152 | 0.030217 | 0.125 | 0.08 | 261 | 0 | 0.364 | 1 | 3 | cs | TRUE
97 | LV_121-42_0_7_line_97 |  | 86 | 127 | 0.013727 | 0.125 | 0.08 | 261 | 0 | 0.364 | 1 | 1 | cs | TRUE
98 | LV_121-42_0_7_line_98 |  | 87 | 212 | 0.033876 | 0.125 | 0.08 | 261 | 0 | 0.364 | 1 | 1 | cs | TRUE
99 | LV_121-42_0_7_line_99 |  | 88 | 208 | 0.015702 | 0.125 | 0.08 | 261 | 0 | 0.364 | 1 | 3 | cs | TRUE
100 | LV_121-42_0_7_line_100 |  | 89 | 90 | 0.019192 | 0.125 | 0.08 | 261 | 0 | 0.364 | 1 | 1 | cs | TRUE
101 | LV_121-42_0_7_line_101 |  | 90 | 91 | 0.020376 | 0.125 | 0.08 | 261 | 0 | 0.364 | 1 | 1 | cs | TRUE
102 | LV_121-42_0_7_line_102 |  | 91 | 95 | 0.037402 | 0.125 | 0.08 | 261 | 0 | 0.364 | 1 | 1 | cs | TRUE
103 | LV_121-42_0_7_line_103 |  | 92 | 93 | 0.020471 | 0.125 | 0.08 | 261 | 0 | 0.364 | 1 | 1 | cs | TRUE
104 | LV_121-42_0_7_line_104 |  | 92 | 94 | 0.031759 | 0.125 | 0.08 | 261 | 0 | 0.364 | 1 | 1 | cs | TRUE
105 | LV_121-42_0_7_line_105 |  | 94 | 96 | 0.009175 | 0.125 | 0.08 | 261 | 0 | 0.364 | 1 | 1 | cs | TRUE
106 | LV_121-42_0_7_line_106 |  | 94 | 97 | 0.013091 | 0.125 | 0.08 | 261 | 0 | 0.364 | 1 | 1 | cs | TRUE
107 | LV_121-42_0_7_line_107 |  | 95 | 112 | 0.03405 | 0.125 | 0.08 | 261 | 0 | 0.364 | 1 | 1 | cs | TRUE
108 | LV_121-42_0_7_line_108 |  | 96 | 113 | 0.0072511 | 0.125 | 0.08 | 261 | 0 | 0.364 | 1 | 1 | cs | TRUE
109 | LV_121-42_0_7_line_109 |  | 97 | 114 | 0.027019 | 0.125 | 0.08 | 261 | 0 | 0.364 | 1 | 1 | cs | TRUE
110 | LV_121-42_0_7_line_110 |  | 97 | 115 | 0.0040473 | 0.125 | 0.08 | 261 | 0 | 0.364 | 1 | 1 | cs | TRUE
111 | LV_121-42_0_7_line_111 |  | 98 | 99 | 0.033237 | 0.125 | 0.08 | 261 | 0 | 0.364 | 1 | 1 | cs | TRUE
112 | LV_121-42_0_7_line_112 |  | 98 | 100 | 0.036345 | 0.125 | 0.08 | 261 | 0 | 0.364 | 1 | 1 | cs | TRUE
113 | LV_121-42_0_7_line_113 |  | 99 | 121 | 0.016841 | 0.125 | 0.08 | 261 | 0 | 0.364 | 1 | 1 | cs | TRUE
114 | LV_121-42_0_7_line_114 |  | 99 | 120 | 0.056373 | 0.125 | 0.08 | 261 | 0 | 0.364 | 1 | 1 | cs | TRUE
115 | LV_121-42_0_7_line_115 |  | 99 | 122 | 0.018079 | 0.125 | 0.08 | 261 | 0 | 0.364 | 1 | 1 | cs | TRUE
116 | LV_121-42_0_7_line_116 |  | 100 | 126 | 0.0041121 | 0.125 | 0.08 | 261 | 0 | 0.364 | 1 | 1 | cs | TRUE
117 | LV_121-42_0_7_line_117 |  | 101 | 102 | 0.02464 | 0.125 | 0.08 | 261 | 0 | 0.364 | 1 | 1 | cs | TRUE
118 | LV_121-42_0_7_line_118 |  | 101 | 103 | 0.023405 | 0.125 | 0.08 | 261 | 0 | 0.364 | 1 | 1 | cs | TRUE
119 | LV_121-42_0_7_line_119 |  | 102 | 104 | 0.012847 | 0.125 | 0.08 | 261 | 0 | 0.364 | 1 | 1 | cs | TRUE
120 | LV_121-42_0_7_line_120 |  | 103 | 131 | 0.026899 | 0.125 | 0.08 | 261 | 0 | 0.364 | 1 | 1 | cs | TRUE
121 | LV_121-42_0_7_line_121 |  | 104 | 119 | 0.048412 | 0.125 | 0.08 | 261 | 0 | 0.364 | 1 | 1 | cs | TRUE
122 | LV_121-42_0_7_line_122 |  | 105 | 106 | 0.011475 | 0.125 | 0.08 | 261 | 0 | 0.364 | 1 | 1 | cs | TRUE
123 | LV_121-42_0_7_line_123 |  | 105 | 107 | 0.03015 | 0.125 | 0.08 | 261 | 0 | 0.364 | 1 | 1 | cs | TRUE
124 | LV_121-42_0_7_line_124 |  | 107 | 134 | 0.015583 | 0.125 | 0.08 | 261 | 0 | 0.364 | 1 | 1 | cs | TRUE
125 | LV_121-42_0_7_line_125 |  | 107 | 114 | 0.019671 | 0.125 | 0.08 | 261 | 0 | 0.364 | 1 | 1 | cs | TRUE
126 | LV_121-42_0_7_line_126 |  | 108 | 109 | 0.012898 | 0.125 | 0.08 | 261 | 0 | 0.364 | 1 | 1 | cs | TRUE
127 | LV_121-42_0_7_line_127 |  | 108 | 110 | 0.02662 | 0.125 | 0.08 | 261 | 0 | 0.364 | 1 | 1 | cs | TRUE
128 | LV_121-42_0_7_line_128 |  | 108 | 111 | 0.020777 | 0.125 | 0.08 | 261 | 0 | 0.364 | 1 | 1 | cs | TRUE
129 | LV_121-42_0_7_line_129 |  | 110 | 184 | 0.014503 | 0.125 | 0.08 | 261 | 0 | 0.364 | 1 | 1 | cs | TRUE
130 | LV_121-42_0_7_line_130 |  | 110 | 185 | 0.040928 | 0.125 | 0.08 | 261 | 0 | 0.364 | 1 | 1 | cs | TRUE
131 | LV_121-42_0_7_line_131 |  | 111 | 188 | 0.016419 | 0.125 | 0.08 | 261 | 0 | 0.364 | 1 | 1 | cs | TRUE
132 | LV_121-42_0_7_line_132 |  | 111 | 181 | 0.012856 | 0.125 | 0.08 | 261 | 0 | 0.364 | 1 | 1 | cs | TRUE
133 | LV_121-42_0_7_line_133 |  | 112 | 177 | 0.0072525 | 0.125 | 0.08 | 261 | 0 | 0.364 | 1 | 1 | cs | TRUE
134 | LV_121-42_0_7_line_134 |  | 113 | 171 | 0.015271 | 0.125 | 0.08 | 261 | 0 | 0.364 | 1 | 1 | cs | TRUE
135 | LV_121-42_0_7_line_135 |  | 115 | 158 | 0.0087296 | 0.125 | 0.08 | 261 | 0 | 0.364 | 1 | 1 | cs | TRUE
136 | LV_121-42_0_7_line_136 |  | 116 | 117 | 0.039219 | 0.125 | 0.08 | 261 | 0 | 0.364 | 1 | 1 | cs | TRUE
137 | LV_121-42_0_7_line_137 |  | 116 | 118 | 0.015329 | 0.125 | 0.08 | 261 | 0 | 0.364 | 1 | 1 | cs | TRUE
138 | LV_121-42_0_7_line_138 |  | 118 | 223 | 0.063508 | 0.125 | 0.08 | 261 | 0 | 0.364 | 1 | 1 | cs | TRUE
139 | LV_121-42_0_7_line_139 |  | 119 | 120 | 0.05002 | 0.125 | 0.08 | 261 | 0 | 0.364 | 1 | 1 | cs | TRUE
140 | LV_121-42_0_7_line_140 |  | 120 | 124 | 0.013173 | 0.125 | 0.08 | 261 | 0 | 0.364 | 1 | 1 | cs | TRUE
141 | LV_121-42_0_7_line_141 |  | 121 | 221 | 0.0056429 | 0.125 | 0.08 | 261 | 0 | 0.364 | 1 | 1 | cs | TRUE
142 | LV_121-42_0_7_line_142 |  | 122 | 222 | 0.00038911 | 0.125 | 0.08 | 261 | 0 | 0.364 | 1 | 1 | cs | TRUE
143 | LV_121-42_0_7_line_143 |  | 123 | 124 | 0.017985 | 0.125 | 0.08 | 261 | 0 | 0.364 | 1 | 1 | cs | TRUE
144 | LV_121-42_0_7_line_144 |  | 123 | 125 | 0.017841 | 0.125 | 0.08 | 261 | 0 | 0.364 | 1 | 1 | cs | TRUE
145 | LV_121-42_0_7_line_145 |  | 126 | 223 | 0.0027407 | 0.125 | 0.08 | 261 | 0 | 0.364 | 1 | 1 | cs | TRUE
146 | LV_121-42_0_7_line_146 |  | 127 | 128 | 0.027601 | 0.125 | 0.08 | 261 | 0 | 0.364 | 1 | 1 | cs | TRUE
147 | LV_121-42_0_7_line_147 |  | 127 | 129 | 0.003928 | 0.125 | 0.08 | 261 | 0 | 0.364 | 1 | 1 | cs | TRUE
148 | LV_121-42_0_7_line_148 |  | 129 | 214 | 0.013974 | 0.125 | 0.08 | 261 | 0 | 0.364 | 1 | 1 | cs | TRUE
149 | LV_121-42_0_7_line_149 |  | 130 | 131 | 0.0064382 | 0.125 | 0.08 | 261 | 0 | 0.364 | 1 | 1 | cs | TRUE
150 | LV_121-42_0_7_line_150 |  | 130 | 132 | 0.025103 | 0.125 | 0.08 | 261 | 0 | 0.364 | 1 | 1 | cs | TRUE
151 | LV_121-42_0_7_line_151 |  | 131 | 133 | 0.0056562 | 0.125 | 0.08 | 261 | 0 | 0.364 | 1 | 1 | cs | TRUE
152 | LV_121-42_0_7_line_152 |  | 132 | 218 | 0.017522 | 0.125 | 0.08 | 261 | 0 | 0.364 | 1 | 1 | cs | TRUE
153 | LV_121-42_0_7_line_153 |  | 133 | 214 | 0.029455 | 0.125 | 0.08 | 261 | 0 | 0.364 | 1 | 1 | cs | TRUE
154 | LV_121-42_0_7_line_154 |  | 134 | 219 | 0.017019 | 0.125 | 0.08 | 261 | 0 | 0.364 | 1 | 1 | cs | TRUE
155 | LV_121-42_0_7_line_155 |  | 134 | 220 | 0.029759 | 0.125 | 0.08 | 261 | 0 | 0.364 | 1 | 1 | cs | TRUE
156 | LV_121-42_0_7_line_156 |  | 135 | 136 | 0.017168 | 0.125 | 0.08 | 261 | 0 | 0.364 | 1 | 1 | cs | TRUE
157 | LV_121-42_0_7_line_157 |  | 135 | 137 | 0.011071 | 0.125 | 0.08 | 261 | 0 | 0.364 | 1 | 1 | cs | TRUE
158 | LV_121-42_0_7_line_158 |  | 136 | 138 | 0.040874 | 0.125 | 0.08 | 261 | 0 | 0.364 | 1 | 3 | cs | TRUE
159 | LV_121-42_0_7_line_159 |  | 136 | 139 | 0.0060355 | 0.125 | 0.08 | 261 | 0 | 0.364 | 1 | 3 | cs | TRUE
160 | LV_121-42_0_7_line_160 |  | 138 | 140 | 0.026373 | 0.125 | 0.08 | 261 | 0 | 0.364 | 1 | 3 | cs | TRUE
161 | LV_121-42_0_7_line_161 |  | 138 | 141 | 0.015016 | 0.125 | 0.08 | 261 | 0 | 0.364 | 1 | 1 | cs | TRUE
162 | LV_121-42_0_7_line_162 |  | 138 | 142 | 0.016297 | 0.125 | 0.08 | 261 | 0 | 0.364 | 1 | 3 | cs | TRUE
163 | LV_121-42_0_7_line_163 |  | 139 | 157 | 0.014037 | 0.125 | 0.08 | 261 | 0 | 0.364 | 1 | 1 | cs | TRUE
164 | LV_121-42_0_7_line_164 |  | 139 | 154 | 0.0047622 | 0.125 | 0.08 | 261 | 0 | 0.364 | 1 | 3 | cs | TRUE
165 | LV_121-42_0_7_line_165 |  | 140 | 143 | 0.00585 | 0.125 | 0.08 | 261 | 0 | 0.364 | 1 | 1 | cs | TRUE
166 | LV_121-42_0_7_line_166 |  | 140 | 144 | 0.018954 | 0.125 | 0.08 | 261 | 0 | 0.364 | 1 | 2 | cs | TRUE
167 | LV_121-42_0_7_line_167 |  | 142 | 150 | 0.014882 | 0.125 | 0.08 | 261 | 0 | 0.364 | 1 | 1 | cs | TRUE
168 | LV_121-42_0_7_line_168 |  | 142 | 151 | 0.017004 | 0.125 | 0.08 | 261 | 0 | 0.364 | 1 | 3 | cs | TRUE
169 | LV_121-42_0_7_line_169 |  | 144 | 145 | 0.05035 | 0.125 | 0.08 | 261 | 0 | 0.364 | 1 | 1 | cs | TRUE
170 | LV_121-42_0_7_line_170 |  | 144 | 146 | 0.010804 | 0.125 | 0.08 | 261 | 0 | 0.364 | 1 | 1 | cs | TRUE
171 | LV_121-42_0_7_line_171 |  | 144 | 147 | 0.014339 | 0.125 | 0.08 | 261 | 0 | 0.364 | 1 | 1 | cs | TRUE
172 | LV_121-42_0_7_line_172 |  | 145 | 158 | 0.012624 | 0.125 | 0.08 | 261 | 0 | 0.364 | 1 | 1 | cs | TRUE
173 | LV_121-42_0_7_line_173 |  | 145 | 159 | 0.0070679 | 0.125 | 0.08 | 261 | 0 | 0.364 | 1 | 1 | cs | TRUE
174 | LV_121-42_0_7_line_174 |  | 146 | 148 | 0.017356 | 0.125 | 0.08 | 261 | 0 | 0.364 | 1 | 1 | cs | TRUE
175 | LV_121-42_0_7_line_175 |  | 146 | 149 | 0.04196 | 0.125 | 0.08 | 261 | 0 | 0.364 | 1 | 1 | cs | TRUE
176 | LV_121-42_0_7_line_176 |  | 147 | 160 | 0.012439 | 0.125 | 0.08 | 261 | 0 | 0.364 | 1 | 1 | cs | TRUE
177 | LV_121-42_0_7_line_177 |  | 148 | 161 | 0.015469 | 0.125 | 0.08 | 261 | 0 | 0.364 | 1 | 1 | cs | TRUE
178 | LV_121-42_0_7_line_178 |  | 148 | 162 | 0.029977 | 0.125 | 0.08 | 261 | 0 | 0.364 | 1 | 1 | cs | TRUE
179 | LV_121-42_0_7_line_179 |  | 149 | 163 | 0.0051461 | 0.125 | 0.08 | 261 | 0 | 0.364 | 1 | 1 | cs | TRUE
180 | LV_121-42_0_7_line_180 |  | 151 | 153 | 0.017771 | 0.125 | 0.08 | 261 | 0 | 0.364 | 1 | 3 | cs | TRUE
181 | LV_121-42_0_7_line_181 |  | 152 | 153 | 0.002977 | 0.125 | 0.08 | 261 | 0 | 0.364 | 1 | 3 | cs | TRUE
182 | LV_121-42_0_7_line_182 |  | 153 | 164 | 0.045697 | 0.125 | 0.08 | 261 | 0 | 0.364 | 1 | 1 | cs | TRUE
183 | LV_121-42_0_7_line_183 |  | 153 | 165 | 0.008729 | 0.125 | 0.08 | 261 | 0 | 0.364 | 1 | 1 | cs | TRUE
184 | LV_121-42_0_7_line_184 |  | 154 | 155 | 0.025538 | 0.125 | 0.08 | 261 | 0 | 0.364 | 1 | 3 | cs | TRUE
185 | LV_121-42_0_7_line_185 |  | 154 | 156 | 0.012121 | 0.125 | 0.08 | 261 | 0 | 0.364 | 1 | 1 | cs | TRUE
186 | LV_121-42_0_7_line_186 |  | 155 | 166 | 0.00813 | 0.125 | 0.08 | 261 | 0 | 0.364 | 1 | 1 | cs | TRUE
187 | LV_121-42_0_7_line_187 |  | 155 | 167 | 0.019153 | 0.125 | 0.08 | 261 | 0 | 0.364 | 1 | 1 | cs | TRUE
188 | LV_121-42_0_7_line_188 |  | 155 | 168 | 0.035622 | 0.125 | 0.08 | 261 | 0 | 0.364 | 1 | 3 | cs | TRUE
189 | LV_121-42_0_7_line_189 |  | 156 | 169 | 0.0097212 | 0.125 | 0.08 | 261 | 0 | 0.364 | 1 | 1 | cs | TRUE
190 | LV_121-42_0_7_line_190 |  | 158 | 193 | 0.015005 | 0.125 | 0.08 | 261 | 0 | 0.364 | 1 | 1 | cs | TRUE
191 | LV_121-42_0_7_line_191 |  | 162 | 192 | 0.015749 | 0.125 | 0.08 | 261 | 0 | 0.364 | 1 | 1 | cs | TRUE
192 | LV_121-42_0_7_line_192 |  | 162 | 189 | 0.011458 | 0.125 | 0.08 | 261 | 0 | 0.364 | 1 | 1 | cs | TRUE
193 | LV_121-42_0_7_line_193 |  | 167 | 170 | 0.029283 | 0.125 | 0.08 | 261 | 0 | 0.364 | 1 | 1 | cs | TRUE
194 | LV_121-42_0_7_line_194 |  | 169 | 216 | 0.012462 | 0.125 | 0.08 | 261 | 0 | 0.364 | 1 | 1 | cs | TRUE
195 | LV_121-42_0_7_line_195 |  | 170 | 225 | 0.012645 | 0.125 | 0.08 | 261 | 0 | 0.364 | 1 | 1 | cs | TRUE
196 | LV_121-42_0_7_line_196 |  | 171 | 172 | 0.0072511 | 0.125 | 0.08 | 261 | 0 | 0.364 | 1 | 1 | cs | TRUE
197 | LV_121-42_0_7_line_197 |  | 172 | 173 | 0.019468 | 0.125 | 0.08 | 261 | 0 | 0.364 | 1 | 1 | cs | TRUE
198 | LV_121-42_0_7_line_198 |  | 173 | 174 | 0.0072523 | 0.125 | 0.08 | 261 | 0 | 0.364 | 1 | 1 | cs | TRUE
199 | LV_121-42_0_7_line_199 |  | 174 | 175 | 0.015632 | 0.125 | 0.08 | 261 | 0 | 0.364 | 1 | 1 | cs | TRUE
200 | LV_121-42_0_7_line_200 |  | 175 | 176 | 0.0072541 | 0.125 | 0.08 | 261 | 0 | 0.364 | 1 | 1 | cs | TRUE
201 | LV_121-42_0_7_line_201 |  | 176 | 177 | 0.015054 | 0.125 | 0.08 | 261 | 0 | 0.364 | 1 | 1 | cs | TRUE
202 | LV_121-42_0_7_line_202 |  | 178 | 179 | 0.007253 | 0.125 | 0.08 | 261 | 0 | 0.364 | 1 | 1 | cs | TRUE
203 | LV_121-42_0_7_line_203 |  | 179 | 180 | 0.0075968 | 0.125 | 0.08 | 261 | 0 | 0.364 | 1 | 1 | cs | TRUE
204 | LV_121-42_0_7_line_204 |  | 180 | 204 | 0.007833 | 0.125 | 0.08 | 261 | 0 | 0.364 | 1 | 1 | cs | TRUE
205 | LV_121-42_0_7_line_205 |  | 181 | 182 | 0.005922 | 0.125 | 0.08 | 261 | 0 | 0.364 | 1 | 1 | cs | TRUE
206 | LV_121-42_0_7_line_206 |  | 181 | 183 | 0.014289 | 0.125 | 0.08 | 261 | 0 | 0.364 | 1 | 1 | cs | TRUE
207 | LV_121-42_0_7_line_207 |  | 183 | 191 | 0.013427 | 0.125 | 0.08 | 261 | 0 | 0.364 | 1 | 1 | cs | TRUE
208 | LV_121-42_0_7_line_208 |  | 183 | 189 | 0.021851 | 0.125 | 0.08 | 261 | 0 | 0.364 | 1 | 1 | cs | TRUE
209 | LV_121-42_0_7_line_209 |  | 185 | 186 | 0.00651 | 0.125 | 0.08 | 261 | 0 | 0.364 | 1 | 1 | cs | TRUE
210 | LV_121-42_0_7_line_210 |  | 185 | 187 | 0.035533 | 0.125 | 0.08 | 261 | 0 | 0.364 | 1 | 1 | cs | TRUE
211 | LV_121-42_0_7_line_211 |  | 187 | 292 | 0.010547 | 0.125 | 0.08 | 261 | 0 | 0.364 | 1 | 1 | cs | TRUE
212 | LV_121-42_0_7_line_212 |  | 187 | 293 | 0.019569 | 0.125 | 0.08 | 261 | 0 | 0.364 | 1 | 1 | cs | TRUE
213 | LV_121-42_0_7_line_213 |  | 189 | 190 | 0.007265 | 0.125 | 0.08 | 261 | 0 | 0.364 | 1 | 1 | cs | TRUE
214 | LV_121-42_0_7_line_214 |  | 193 | 194 | 0.014605 | 0.125 | 0.08 | 261 | 0 | 0.364 | 1 | 1 | cs | TRUE
215 | LV_121-42_0_7_line_215 |  | 194 | 195 | 0.0072512 | 0.125 | 0.08 | 261 | 0 | 0.364 | 1 | 1 | cs | TRUE
216 | LV_121-42_0_7_line_216 |  | 195 | 196 | 0.012132 | 0.125 | 0.08 | 261 | 0 | 0.364 | 1 | 1 | cs | TRUE
217 | LV_121-42_0_7_line_217 |  | 196 | 197 | 0.0021957 | 0.125 | 0.08 | 261 | 0 | 0.364 | 1 | 1 | cs | TRUE
218 | LV_121-42_0_7_line_218 |  | 196 | 198 | 0.01569 | 0.125 | 0.08 | 261 | 0 | 0.364 | 1 | 1 | cs | TRUE
219 | LV_121-42_0_7_line_219 |  | 197 | 199 | 0.0072512 | 0.125 | 0.08 | 261 | 0 | 0.364 | 1 | 1 | cs | TRUE
220 | LV_121-42_0_7_line_220 |  | 198 | 200 | 0.0089298 | 0.125 | 0.08 | 261 | 0 | 0.364 | 1 | 1 | cs | TRUE
221 | LV_121-42_0_7_line_221 |  | 199 | 201 | 0.013864 | 0.125 | 0.08 | 261 | 0 | 0.364 | 1 | 1 | cs | TRUE
222 | LV_121-42_0_7_line_222 |  | 200 | 202 | 0.014205 | 0.125 | 0.08 | 261 | 0 | 0.364 | 1 | 1 | cs | TRUE
223 | LV_121-42_0_7_line_223 |  | 200 | 203 | 0.0085303 | 0.125 | 0.08 | 261 | 0 | 0.364 | 1 | 1 | cs | TRUE
224 | LV_121-42_0_7_line_224 |  | 201 | 204 | 0.0072541 | 0.125 | 0.08 | 261 | 0 | 0.364 | 1 | 1 | cs | TRUE
225 | LV_121-42_0_7_line_225 |  | 202 | 207 | 0.0085322 | 0.125 | 0.08 | 261 | 0 | 0.364 | 1 | 1 | cs | TRUE
226 | LV_121-42_0_7_line_226 |  | 203 | 206 | 0.0072471 | 0.125 | 0.08 | 261 | 0 | 0.364 | 1 | 1 | cs | TRUE
227 | LV_121-42_0_7_line_227 |  | 205 | 206 | 0.015337 | 0.125 | 0.08 | 261 | 0 | 0.364 | 1 | 1 | cs | TRUE
228 | LV_121-42_0_7_line_228 |  | 208 | 209 | 0.0026659 | 0.125 | 0.08 | 261 | 0 | 0.364 | 1 | 3 | cs | TRUE
229 | LV_121-42_0_7_line_229 |  | 209 | 210 | 0.0070101 | 0.125 | 0.08 | 261 | 0 | 0.364 | 1 | 3 | cs | TRUE
230 | LV_121-42_0_7_line_230 |  | 211 | 212 | 0.015684 | 0.125 | 0.08 | 261 | 0 | 0.364 | 1 | 1 | cs | TRUE
231 | LV_121-42_0_7_line_231 |  | 213 | 215 | 0.0080192 | 0.125 | 0.08 | 261 | 0 | 0.364 | 1 | 1 | cs | TRUE
232 | LV_121-42_0_7_line_232 |  | 215 | 217 | 0.013322 | 0.125 | 0.08 | 261 | 0 | 0.364 | 1 | 1 | cs | TRUE
233 | LV_121-42_0_7_line_233 |  | 221 | 263 | 0.0054403 | 0.125 | 0.08 | 261 | 0 | 0.364 | 1 | 1 | cs | TRUE
234 | LV_121-42_0_7_line_234 |  | 222 | 261 | 0.015606 | 0.125 | 0.08 | 261 | 0 | 0.364 | 1 | 1 | cs | TRUE
235 | LV_121-42_0_7_line_235 |  | 224 | 226 | 0.021281 | 0.125 | 0.08 | 261 | 0 | 0.364 | 1 | 1 | cs | TRUE
236 | LV_121-42_0_7_line_236 |  | 225 | 227 | 0.00348 | 0.125 | 0.08 | 261 | 0 | 0.364 | 1 | 1 | cs | TRUE
237 | LV_121-42_0_7_line_237 |  | 226 | 228 | 0.002932 | 0.125 | 0.08 | 261 | 0 | 0.364 | 1 | 1 | cs | TRUE
238 | LV_121-42_0_7_line_238 |  | 226 | 229 | 0.003279 | 0.125 | 0.08 | 261 | 0 | 0.364 | 1 | 1 | cs | TRUE
239 | LV_121-42_0_7_line_239 |  | 227 | 264 | 0.008814 | 0.125 | 0.08 | 261 | 0 | 0.364 | 1 | 1 | cs | TRUE
240 | LV_121-42_0_7_line_240 |  | 227 | 265 | 0.021442 | 0.125 | 0.08 | 261 | 0 | 0.364 | 1 | 1 | cs | TRUE
241 | LV_121-42_0_7_line_241 |  | 230 | 235 | 0.01308 | 0.125 | 0.08 | 261 | 0 | 0.364 | 1 | 1 | cs | TRUE
242 | LV_121-42_0_7_line_242 |  | 231 | 233 | 0.0024185 | 0.125 | 0.08 | 261 | 0 | 0.364 | 1 | 1 | cs | TRUE
243 | LV_121-42_0_7_line_243 |  | 234 | 235 | 0.007821 | 0.125 | 0.08 | 261 | 0 | 0.364 | 1 | 1 | cs | TRUE
244 | LV_121-42_0_7_line_244 |  | 234 | 236 | 0.023093 | 0.125 | 0.08 | 261 | 0 | 0.364 | 1 | 1 | cs | TRUE
245 | LV_121-42_0_7_line_245 |  | 235 | 237 | 0.031847 | 0.125 | 0.08 | 261 | 0 | 0.364 | 1 | 1 | cs | TRUE
246 | LV_121-42_0_7_line_246 |  | 236 | 238 | 0.012737 | 0.125 | 0.08 | 261 | 0 | 0.364 | 1 | 1 | cs | TRUE
247 | LV_121-42_0_7_line_247 |  | 237 | 239 | 0.026362 | 0.125 | 0.08 | 261 | 0 | 0.364 | 1 | 1 | cs | TRUE
248 | LV_121-42_0_7_line_248 |  | 238 | 240 | 0.0095855 | 0.125 | 0.08 | 261 | 0 | 0.364 | 1 | 1 | cs | TRUE
249 | LV_121-42_0_7_line_249 |  | 239 | 241 | 0.012693 | 0.125 | 0.08 | 261 | 0 | 0.364 | 1 | 1 | cs | TRUE
250 | LV_121-42_0_7_line_250 |  | 241 | 242 | 0.018875 | 0.125 | 0.08 | 261 | 0 | 0.364 | 1 | 1 | cs | TRUE
251 | LV_121-42_0_7_line_251 |  | 242 | 243 | 0.010708 | 0.125 | 0.08 | 261 | 0 | 0.364 | 1 | 1 | cs | TRUE
252 | LV_121-42_0_7_line_252 |  | 243 | 244 | 0.019674 | 0.125 | 0.08 | 261 | 0 | 0.364 | 1 | 1 | cs | TRUE
253 | LV_121-42_0_7_line_253 |  | 245 | 246 | 0.0047722 | 0.125 | 0.08 | 261 | 0 | 0.364 | 1 | 1 | cs | TRUE
254 | LV_121-42_0_7_line_254 |  | 246 | 247 | 0.013593 | 0.125 | 0.08 | 261 | 0 | 0.364 | 1 | 1 | cs | TRUE
255 | LV_121-42_0_7_line_255 |  | 247 | 248 | 0.0023546 | 0.125 | 0.08 | 261 | 0 | 0.364 | 1 | 1 | cs | TRUE
256 | LV_121-42_0_7_line_256 |  | 248 | 249 | 0.0049915 | 0.125 | 0.08 | 261 | 0 | 0.364 | 1 | 1 | cs | TRUE
257 | LV_121-42_0_7_line_257 |  | 249 | 250 | 0.0035123 | 0.125 | 0.08 | 261 | 0 | 0.364 | 1 | 1 | cs | TRUE
258 | LV_121-42_0_7_line_258 |  | 250 | 251 | 0.0037946 | 0.125 | 0.08 | 261 | 0 | 0.364 | 1 | 1 | cs | TRUE
259 | LV_121-42_0_7_line_259 |  | 252 | 253 | 0.048053 | 0.125 | 0.08 | 261 | 0 | 0.364 | 1 | 1 | cs | TRUE
260 | LV_121-42_0_7_line_260 |  | 252 | 254 | 0.03919 | 0.125 | 0.08 | 261 | 0 | 0.364 | 1 | 1 | cs | TRUE
261 | LV_121-42_0_7_line_261 |  | 254 | 255 | 0.028608 | 0.125 | 0.08 | 261 | 0 | 0.364 | 1 | 1 | cs | TRUE
262 | LV_121-42_0_7_line_262 |  | 255 | 257 | 0.054632 | 0.125 | 0.08 | 261 | 0 | 0.364 | 1 | 1 | cs | TRUE
263 | LV_121-42_0_7_line_263 |  | 255 | 258 | 0.0064281 | 0.125 | 0.08 | 261 | 0 | 0.364 | 1 | 1 | cs | TRUE
264 | LV_121-42_0_7_line_264 |  | 256 | 290 | 0.016912 | 0.125 | 0.08 | 261 | 0 | 0.364 | 1 | 1 | cs | TRUE
265 | LV_121-42_0_7_line_265 |  | 257 | 289 | 0.023731 | 0.125 | 0.08 | 261 | 0 | 0.364 | 1 | 1 | cs | TRUE
266 | LV_121-42_0_7_line_266 |  | 259 | 260 | 0.041063 | 0.125 | 0.08 | 261 | 0 | 0.364 | 1 | 1 | cs | TRUE
267 | LV_121-42_0_7_line_267 |  | 259 | 261 | 0.010719 | 0.125 | 0.08 | 261 | 0 | 0.364 | 1 | 1 | cs | TRUE
268 | LV_121-42_0_7_line_268 |  | 262 | 263 | 0.0042923 | 0.125 | 0.08 | 261 | 0 | 0.364 | 1 | 1 | cs | TRUE
269 | LV_121-42_0_7_line_269 |  | 265 | 266 | 0.0091998 | 0.125 | 0.08 | 261 | 0 | 0.364 | 1 | 1 | cs | TRUE
270 | LV_121-42_0_7_line_270 |  | 266 | 282 | 0.014786 | 0.125 | 0.08 | 261 | 0 | 0.364 | 1 | 1 | cs | TRUE
271 | LV_121-42_0_7_line_271 |  | 266 | 283 | 0.024727 | 0.125 | 0.08 | 261 | 0 | 0.364 | 1 | 1 | cs | TRUE
272 | LV_121-42_0_7_line_272 |  | 267 | 268 | 0.0079208 | 0.125 | 0.08 | 261 | 0 | 0.364 | 1 | 1 | cs | TRUE
273 | LV_121-42_0_7_line_273 |  | 267 | 269 | 0.011248 | 0.125 | 0.08 | 261 | 0 | 0.364 | 1 | 1 | cs | TRUE
274 | LV_121-42_0_7_line_274 |  | 269 | 270 | 0.020724 | 0.125 | 0.08 | 261 | 0 | 0.364 | 1 | 1 | cs | TRUE
275 | LV_121-42_0_7_line_275 |  | 269 | 271 | 0.0097905 | 0.125 | 0.08 | 261 | 0 | 0.364 | 1 | 1 | cs | TRUE
276 | LV_121-42_0_7_line_276 |  | 269 | 272 | 0.012926 | 0.125 | 0.08 | 261 | 0 | 0.364 | 1 | 1 | cs | TRUE
277 | LV_121-42_0_7_line_277 |  | 270 | 273 | 0.024447 | 0.125 | 0.08 | 261 | 0 | 0.364 | 1 | 1 | cs | TRUE
278 | LV_121-42_0_7_line_278 |  | 270 | 274 | 0.015751 | 0.125 | 0.08 | 261 | 0 | 0.364 | 1 | 1 | cs | TRUE
279 | LV_121-42_0_7_line_279 |  | 271 | 275 | 0.026466 | 0.125 | 0.08 | 261 | 0 | 0.364 | 1 | 1 | cs | TRUE
280 | LV_121-42_0_7_line_280 |  | 272 | 276 | 0.013143 | 0.125 | 0.08 | 261 | 0 | 0.364 | 1 | 1 | cs | TRUE
281 | LV_121-42_0_7_line_281 |  | 272 | 277 | 0.016423 | 0.125 | 0.08 | 261 | 0 | 0.364 | 1 | 1 | cs | TRUE
282 | LV_121-42_0_7_line_282 |  | 274 | 278 | 0.007267 | 0.125 | 0.08 | 261 | 0 | 0.364 | 1 | 1 | cs | TRUE
283 | LV_121-42_0_7_line_283 |  | 274 | 279 | 0.003512 | 0.125 | 0.08 | 261 | 0 | 0.364 | 1 | 1 | cs | TRUE
284 | LV_121-42_0_7_line_284 |  | 276 | 280 | 0.007635 | 0.125 | 0.08 | 261 | 0 | 0.364 | 1 | 1 | cs | TRUE
285 | LV_121-42_0_7_line_285 |  | 276 | 281 | 0.024152 | 0.125 | 0.08 | 261 | 0 | 0.364 | 1 | 1 | cs | TRUE
286 | LV_121-42_0_7_line_286 |  | 279 | 297 | 0.009242 | 0.125 | 0.08 | 261 | 0 | 0.364 | 1 | 1 | cs | TRUE
287 | LV_121-42_0_7_line_287 |  | 281 | 287 | 0.0017877 | 0.125 | 0.08 | 261 | 0 | 0.364 | 1 | 1 | cs | TRUE
288 | LV_121-42_0_7_line_288 |  | 283 | 284 | 0.003028 | 0.125 | 0.08 | 261 | 0 | 0.364 | 1 | 1 | cs | TRUE
289 | LV_121-42_0_7_line_289 |  | 283 | 285 | 0.007364 | 0.125 | 0.08 | 261 | 0 | 0.364 | 1 | 1 | cs | TRUE
290 | LV_121-42_0_7_line_290 |  | 284 | 286 | 0.00837 | 0.125 | 0.08 | 261 | 0 | 0.364 | 1 | 1 | cs | TRUE
291 | LV_121-42_0_7_line_291 |  | 284 | 287 | 0.012195 | 0.125 | 0.08 | 261 | 0 | 0.364 | 1 | 1 | cs | TRUE
292 | LV_121-42_0_7_line_292 |  | 287 | 288 | 0.008866 | 0.125 | 0.08 | 261 | 0 | 0.364 | 1 | 1 | cs | TRUE
293 | LV_121-42_0_7_line_293 |  | 290 | 291 | 0.022085 | 0.125 | 0.08 | 261 | 0 | 0.364 | 1 | 1 | cs | TRUE
294 | LV_121-42_0_7_line_294 |  | 293 | 294 | 0.019264 | 0.125 | 0.08 | 261 | 0 | 0.364 | 1 | 1 | cs | TRUE
295 | LV_121-42_0_7_line_295 |  | 293 | 295 | 0.029626 | 0.125 | 0.08 | 261 | 0 | 0.364 | 1 | 1 | cs | TRUE
296 | LV_121-42_0_7_line_296 |  | 295 | 296 | 0.01617 | 0.125 | 0.08 | 261 | 0 | 0.364 | 1 | 1 | cs | TRUE

## trafo
| name | std_type | hv_bus | lv_bus | sn_mva | vn_hv_kv | vn_lv_kv | vk_percent | vkr_percent | pfe_kw | i0_percent | shift_degree | tap_side | tap_neutral | tap_min | tap_max | tap_step_percent | tap_step_degree | tap_pos | tap_phase_shifter | parallel | df | in_service
0 | LV_121-42_0_7_trafo_80 | 0.63 MVA 20/0.4 kV | 298 | 154 | 0.63 | 20 | 0.4 | 6 | 1.206 | 1.65 | 0.2619 | 150 | hv | 0 | -2 | 2 | 2.5 | 0 | 0 | FALSE | 1 | 1 | TRUE

## line_geodata
| x0 | y0 | x1 | y1 | x2 | y2 | x3 | y3 | x4 | y4 | x5 | y5 | x6 | y6 | x7 | y7 | x8 | y8 | x9 | y9 | x10 | y10 | x11 | y11 | x12 | y12 | x13 | y13 | x14 | y14 | x15 | y15 | x16 | y16 | x17 | y17 | x18 | y18
0 | 2704469.7275 | 1243784.5527 | 2704485.3085 | 1243782.3142 | 2704497.0345 | 1243778.351 | 2704513.2959 | 1243769.675 | 2704564.7594 | 1243735.3326 | 2704594.0976 | 1243718.4143
1 | 2704623.5792 | 1243700.0974 | 2704609.3281 | 1243709.6314 | 2704594.0976 | 1243718.4143
2 | 2704463.4632 | 1243784.4312 | 2704469.7275 | 1243784.5527
3 | 2704469.7275 | 1243784.5527 | 2704468.9756 | 1243774.0313 | 2704466.1786 | 1243763.7406 | 2704460.8117 | 1243751.292 | 2704454.9156 | 1243741.4249 | 2704452.655 | 1243738.0158 | 2704450.1343 | 1243734.78 | 2704446.7089 | 1243730.9834 | 2704442.5512 | 1243727.1294 | 2704438.6082 | 1243723.9575 | 2704433.3205 | 1243720.3172 | 2704421.607 | 1243715.8409 | 2704395.9631 | 1243710.0073 | 2704359.4862 | 1243701.2032 | 2704349.3268 | 1243696.8989 | 2704343.5431 | 1243692.2269 | 2704339.8171 | 1243685.3115 | 2704337.7395 | 1243675.3672 | 2704336.9945 | 1243673.2488
4 | 2704656.2434 | 1243670.9284 | 2704633.1466 | 1243692.1043 | 2704623.5792 | 1243700.0974
5 | 2704623.5792 | 1243700.0974 | 2704626.8432 | 1243705.3257 | 2704627.6653 | 1243711.8564 | 2704626.5229 | 1243721.7663 | 2704623.3713 | 1243737.635
6 | 2704300.4523 | 1243794.6827 | 2704321.1782 | 1243789.5876 | 2704367.221 | 1243775.3973 | 2704383.8674 | 1243773.1772 | 2704400.8994 | 1243772.6765 | 2704413.5004 | 1243773.9659 | 2704446.9109 | 1243781.3041 | 2704457.6946 | 1243783.6291 | 2704463.4632 | 1243784.4312
7 | 2704463.4632 | 1243784.4312 | 2704463.43 | 1243788.8897 | 2704465.3154 | 1243793.4264 | 2704467.194 | 1243797.1483
8 | 2704317.9894 | 1243647.7428 | 2704327.3776 | 1243657.649 | 2704334.3991 | 1243665.8677 | 2704336.9945 | 1243673.2488
9 | 2704656.2434 | 1243670.9284 | 2704654.2763 | 1243668.0248 | 2704653.4563 | 1243664.3741 | 2704655.1841 | 1243660.2791 | 2704673.5285 | 1243643.6897 | 2704694.108 | 1243619.9676 | 2704709.4043 | 1243602.635 | 2704716.4782 | 1243592.4519 | 2704717.9177 | 1243583.2812 | 2704715.1154 | 1243574.1691 | 2704713.2633 | 1243568.6031
10 | 2704328.48 | 1243735.9073 | 2704331.018 | 1243738.5874 | 2704331.795 | 1243741.2587 | 2704331.1991 | 1243745.0512 | 2704324.8985 | 1243758.5843 | 2704320.056 | 1243762.2909 | 2704311.164 | 1243764.1472 | 2704301.7896 | 1243767.2181 | 2704298.0509 | 1243772.2007 | 2704297.3004 | 1243777.0469 | 2704300.4523 | 1243794.6827
11 | 2704469.4274 | 1243801.5729 | 2704467.194 | 1243797.1483
12 | 2704317.9894 | 1243647.7428 | 2704322.5893 | 1243644.9437 | 2704328.1981 | 1243641.9511 | 2704330.6588 | 1243640.645
13 | 2704317.9894 | 1243647.7428 | 2704316.4504 | 1243644.9914 | 2704313.8802 | 1243640.2463
14 | 2704690.0792 | 1243503.0717 | 2704696.3822 | 1243512.5792 | 2704701.7001 | 1243533.7785 | 2704706.8674 | 1243549.3819 | 2704713.2633 | 1243568.6031
15 | 2704469.4274 | 1243801.5729 | 2704474.5916 | 1243811.8041 | 2704475.0511 | 1243812.9698
16 | 2704330.6588 | 1243640.645 | 2704334.9762 | 1243638.3536
17 | 2704313.7767 | 1243640.0554 | 2704313.8802 | 1243640.2463
18 | 2704690.0792 | 1243503.0717 | 2704697.4023 | 1243497.6189 | 2704729.5846 | 1243483.409 | 2704768.4648 | 1243464.058 | 2704787.6492 | 1243458.5924 | 2704793.4887 | 1243459.6742 | 2704799.3338 | 1243461.7234 | 2704834.0552 | 1243477.0932 | 2704850.683 | 1243483.6811 | 2704863.5267 | 1243488.3784 | 2704874.4095 | 1243490.2499 | 2704880.571 | 1243490.648
19 | 2704690.0792 | 1243503.0717 | 2704687.071 | 1243505.4427
20 | 2704475.6022 | 1243814.368 | 2704475.0511 | 1243812.9698
21 | 2704460.8087 | 1243904.2577 | 2704458.0407 | 1243899.5592 | 2704455.5106 | 1243894.2883 | 2704453.985 | 1243887.7786 | 2704454.2069 | 1243877.3299 | 2704458.3596 | 1243863.014 | 2704463.2479 | 1243851.9914 | 2704472.7008 | 1243834.5998 | 2704475.6117 | 1243828.5574 | 2704476.5405 | 1243824.7486 | 2704477.0547 | 1243820.8768 | 2704476.1762 | 1243815.8241 | 2704475.6022 | 1243814.368
22 | 2704461.1453 | 1243904.8291 | 2704460.8087 | 1243904.2577
23 | 2704464.7146 | 1243909.644 | 2704461.1453 | 1243904.8291 | 2704461.1453 | 1243904.8291
24 | 2704496.301 | 1243913.0686 | 2704489.3394 | 1243916.4569 | 2704485.1973 | 1243918.163 | 2704480.4216 | 1243918.5014 | 2704475.6317 | 1243917.5052 | 2704472.185 | 1243916.0752
25 | 2704464.7146 | 1243909.644 | 2704465.856 | 1243911.1837 | 2704470.3413 | 1243915.3103 | 2704472.185 | 1243916.0752
26 | 2704244.3216 | 1243594.7983 | 2704258.3488 | 1243588.0691
27 | 2704265.7479 | 1243584.5197 | 2704258.3488 | 1243588.0691
28 | 2704243.0189 | 1243595.4232 | 2704244.3216 | 1243594.7983
29 | 2704265.7479 | 1243584.5197 | 2704265.2749 | 1243595.5089 | 2704266.7164 | 1243603.2934
30 | 2704265.7479 | 1243584.5197 | 2704273.4837 | 1243569.8156
31 | 2704243.0189 | 1243595.4232 | 2704236.3378 | 1243598.6282
32 | 2704271.5487 | 1243612.2989 | 2704267.1527 | 1243605.6498 | 2704266.7164 | 1243603.2934
33 | 2704281.3347 | 1243554.8927 | 2704273.4837 | 1243569.8156
34 | 2704236.0157 | 1243598.7827 | 2704236.3378 | 1243598.6282
35 | 2704271.5487 | 1243612.2989 | 2704264.0369 | 1243619.4836 | 2704261.9091 | 1243620.4783
36 | 2704271.5487 | 1243612.2989 | 2704274.2068 | 1243614.5287
37 | 2704281.3347 | 1243554.8927 | 2704288.959 | 1243544.3295
38 | 2704281.3347 | 1243554.8927 | 2704274.4593 | 1243555.1165 | 2704272.5688 | 1243556.0627
39 | 2704226.0135 | 1243603.581 | 2704236.0157 | 1243598.7827
40 | 2704274.2068 | 1243614.5287 | 2704279.1173 | 1243618.648 | 2704283.1511 | 1243620.4925
41 | 2704288.959 | 1243544.3295 | 2704292.6162 | 1243547.8521 | 2704306.6193 | 1243560.9974 | 2704308.7829 | 1243562.9737
42 | 2704288.959 | 1243544.3295 | 2704286.3066 | 1243542.1256 | 2704289.5519 | 1243538.124 | 2704298.0303 | 1243527.5648
43 | 2704288.959 | 1243544.3295 | 2704310.4035 | 1243514.8823
44 | 2704272.5688 | 1243556.0627 | 2704260.2025 | 1243562.2521
45 | 2704246.1479 | 1243566.3834 | 2704251.1135 | 1243564.2801 | 2704256.0871 | 1243564.3119 | 2704260.2025 | 1243562.2521
46 | 2704246.1479 | 1243566.3834 | 2704241.8334 | 1243559.5506
47 | 2704241.8334 | 1243559.5506 | 2704241.1569 | 1243558.4792
48 | 2704328.9121 | 1243575.4574 | 2704323.4542 | 1243573.4475 | 2704315.9414 | 1243569.5124 | 2704308.7829 | 1243562.9737
49 | 2704298.0303 | 1243527.5648 | 2704294.5657 | 1243524.6905 | 2704291.7879 | 1243522.7402 | 2704289.3448 | 1243520.9994
50 | 2704298.0303 | 1243527.5648 | 2704298.7182 | 1243526.7095 | 2704304.8484 | 1243517.7102 | 2704310.3801 | 1243508.7894 | 2704313.373 | 1243503.4606
51 | 2704319.8451 | 1243497.5477 | 2704312.8493 | 1243511.5238 | 2704310.4035 | 1243514.8823
52 | 2704231.5457 | 1243574.918 | 2704223.4839 | 1243579.6299
53 | 2704215.6729 | 1243584.1953 | 2704223.4839 | 1243579.6299
54 | 2704226.3483 | 1243535.5115 | 2704229.0552 | 1243538.4835 | 2704230.1231 | 1243539.6588 | 2704230.5035 | 1243540.8108 | 2704233.3224 | 1243545.5863 | 2704239.3743 | 1243555.656 | 2704241.1569 | 1243558.4792
55 | 2704328.9121 | 1243575.4574 | 2704329.1624 | 1243575.5495 | 2704343.5744 | 1243579.001
56 | 2704247.1968 | 1243522.2006 | 2704256.3144 | 1243506.6709 | 2704253.5121 | 1243505.2539
57 | 2704247.1968 | 1243522.2006 | 2704243.9098 | 1243521.2644 | 2704243.0448 | 1243521.0156 | 2704223.6458 | 1243516.8049 | 2704222.4634 | 1243516.5506 | 2704217.3876 | 1243515.027
58 | 2704247.1968 | 1243522.2006 | 2704243.9098 | 1243521.2644 | 2704243.0448 | 1243521.0156 | 2704235.2456 | 1243526.9166 | 2704226.3483 | 1243535.5115
59 | 2704217.3876 | 1243515.027 | 2704220.9773 | 1243506.4833 | 2704225.5914 | 1243498.4605
60 | 2704226.3483 | 1243535.5115 | 2704211.7733 | 1243549.2374
61 | 2704289.1052 | 1243520.8287 | 2704289.3448 | 1243520.9994
62 | 2704324.7505 | 1243470.8978 | 2704322.6737 | 1243479.894 | 2704318.3561 | 1243492.4168 | 2704314.9688 | 1243500.6192 | 2704313.373 | 1243503.4606
63 | 2704205.1846 | 1243590.0898 | 2704215.137 | 1243584.4965
64 | 2704186.8746 | 1243600.38 | 2704205.1846 | 1243590.0898
65 | 2704215.137 | 1243584.4965 | 2704215.6729 | 1243584.1953
66 | 2704215.6729 | 1243584.1953 | 2704216.8437 | 1243586.3954 | 2704219.8368 | 1243592.0079 | 2704221.813 | 1243595.707
67 | 2704221.9407 | 1243595.946 | 2704221.813 | 1243595.707
68 | 2704226.0135 | 1243603.581 | 2704225.2744 | 1243602.1891 | 2704222.9253 | 1243597.7889 | 2704221.9407 | 1243595.946
69 | 2704176.6387 | 1243633.6041 | 2704187.0465 | 1243627.8952
70 | 2704176.6387 | 1243633.6041 | 2704169.7647 | 1243637.3747
71 | 2704204.3776 | 1243613.9646 | 2704202.5283 | 1243619.4031 | 2704187.0465 | 1243627.8952
72 | 2704204.3776 | 1243613.9646 | 2704209.8809 | 1243625.8188
73 | 2704204.3776 | 1243613.9646 | 2704211.3268 | 1243610.6295
74 | 2704224.7423 | 1243604.1911 | 2704211.3268 | 1243610.6295
75 | 2704226.0135 | 1243603.581 | 2704224.7423 | 1243604.1911
76 | 2704188.1396 | 1243515.8116 | 2704194.314 | 1243522.4609 | 2704183.0259 | 1243533.2065
77 | 2704172.1839 | 1243543.5274 | 2704183.0259 | 1243533.2065
78 | 2704185.0031 | 1243512.434 | 2704188.1396 | 1243515.8116
79 | 2704172.1839 | 1243543.5274 | 2704167.0905 | 1243548.3761
80 | 2704185.0031 | 1243512.434 | 2704191.2368 | 1243507.0059 | 2704200.5937 | 1243498.9306 | 2704193.0843 | 1243481.8854
81 | 2704167.0905 | 1243548.3761 | 2704156.1895 | 1243558.7532
82 | 2704175.3672 | 1243452.0622 | 2704181.6455 | 1243453.5625 | 2704182.2545 | 1243466.6612 | 2704191.6327 | 1243479.3135 | 2704193.0843 | 1243481.8854
83 | 2704193.0843 | 1243481.8854 | 2704196.9105 | 1243479.2394 | 2704196.4816 | 1243477.4082 | 2704204.0085 | 1243472.2163
84 | 2704211.7733 | 1243549.2374 | 2704187.9147 | 1243571.7063
85 | 2704175.3672 | 1243452.0622 | 2704176.5548 | 1243448.1466
86 | 2704175.3672 | 1243452.0622 | 2704173.8626 | 1243457.2398
87 | 2704209.7777 | 1243468.2367 | 2704204.0085 | 1243472.2163
88 | 2704305.1426 | 1243621.3075 | 2704299.4752 | 1243622.9091 | 2704294.9731 | 1243623.1524 | 2704287.0587 | 1243622.2792 | 2704283.1511 | 1243620.4925
89 | 2704305.1426 | 1243621.3075 | 2704309.0923 | 1243631.407 | 2704312.6249 | 1243637.9288
90 | 2704305.1426 | 1243621.3075 | 2704308.8318 | 1243619.5709 | 2704310.341 | 1243618.8636 | 2704320.702 | 1243611.7179 | 2704326.8793 | 1243607.4629
91 | 2704163.987 | 1243594.2401 | 2704187.9147 | 1243571.7063
92 | 2704227.8675 | 1243425.43 | 2704243.1069 | 1243445.2465
93 | 2704227.8675 | 1243425.43 | 2704242.9846 | 1243414.3646 | 2704246.2108 | 1243412.0039
94 | 2704243.1069 | 1243445.2465 | 2704248.7243 | 1243452.9512 | 2704248.4188 | 1243460.0069 | 2704242.7488 | 1243469.0588
95 | 2704243.1069 | 1243445.2465 | 2704230.6681 | 1243453.8267
96 | 2704271.3145 | 1243395.2141 | 2704266.6283 | 1243398.1785 | 2704255.3907 | 1243405.2866 | 2704246.2108 | 1243412.0039
97 | 2704165.4185 | 1243440.4674 | 2704170.6443 | 1243445.5075 | 2704174.6976 | 1243447.5803 | 2704176.5548 | 1243448.1466
98 | 2704173.8626 | 1243457.2398 | 2704176.3059 | 1243459.3065 | 2704177.3827 | 1243462.1276 | 2704176.9834 | 1243465.4899 | 2704176.2694 | 1243467.8348 | 2704166.4036 | 1243477.7693 | 2704160.6887 | 1243483.1042
99 | 2704222.7032 | 1243459.3208 | 2704209.7777 | 1243468.2367
100 | 2704396.0606 | 1243183.8851 | 2704413.8075 | 1243176.5792
101 | 2704433.0084 | 1243169.7704 | 2704415.9244 | 1243175.7077 | 2704413.8075 | 1243176.5792
102 | 2704428.4751 | 1243205.2517 | 2704430.9912 | 1243204.0394 | 2704432.6963 | 1243199.5103 | 2704433.35 | 1243191.5823 | 2704433.0084 | 1243169.7704
103 | 2704291.2055 | 1243249.8391 | 2704289.218 | 1243245.9344 | 2704285.6583 | 1243238.9998 | 2704281.8716 | 1243231.6204
104 | 2704306.3883 | 1243275.0367 | 2704289.2305 | 1243251.2388 | 2704291.2055 | 1243249.8391
105 | 2704306.3883 | 1243275.0367 | 2704310.582 | 1243272.1415 | 2704313.9394 | 1243269.8249
106 | 2704306.3883 | 1243275.0367 | 2704306.9124 | 1243275.7576 | 2704314.0483 | 1243285.6685
107 | 2704428.4751 | 1243205.2517 | 2704425.4328 | 1243206.7215 | 2704411.2678 | 1243209.6078 | 2704405.7666 | 1243206.4641 | 2704397.6349 | 1243212.075
108 | 2704319.9076 | 1243265.7068 | 2704313.9394 | 1243269.8249
109 | 2704314.0483 | 1243285.6685 | 2704291.7276 | 1243300.8934
110 | 2704314.0483 | 1243285.6685 | 2704316.4164 | 1243288.9508
111 | 2704224.2019 | 1243248.6276 | 2704219.7287 | 1243245.0574 | 2704236.3774 | 1243229.4598 | 2704233.3179 | 1243225.8922
112 | 2704224.2019 | 1243248.6276 | 2704234.6904 | 1243238.1259 | 2704249.157 | 1243222.3788 | 2704249.2383 | 1243222.292
113 | 2704233.3179 | 1243225.8922 | 2704245.0147 | 1243213.7761
114 | 2704233.3179 | 1243225.8922 | 2704215.0967 | 1243241.9291 | 2704205.3833 | 1243249.6201 | 2704194.1771 | 1243254.0712 | 2704186.5886 | 1243255.706
115 | 2704233.3179 | 1243225.8922 | 2704229.5548 | 1243221.5005 | 2704225.4196 | 1243216.3349 | 2704225.3451 | 1243210.657
116 | 2704249.2383 | 1243222.292 | 2704250.8058 | 1243220.6175 | 2704252.0448 | 1243219.2866
117 | 2704124.8861 | 1243328.0127 | 2704128.6161 | 1243335.584 | 2704133.5846 | 1243344.5227 | 2704134.7648 | 1243346.6228 | 2704131.5915 | 1243348.2461
118 | 2704131.5915 | 1243348.2461 | 2704135.382 | 1243354.9512 | 2704138.537 | 1243362.1233 | 2704140.9941 | 1243369.5976
119 | 2704124.8861 | 1243328.0127 | 2704124.2996 | 1243324.3885 | 2704127.2098 | 1243320.9591 | 2704131.3132 | 1243318.7127
120 | 2704147.5559 | 1243395.6744 | 2704141.96 | 1243372.5359 | 2704140.9941 | 1243369.5976
121 | 2704171.2463 | 1243291.6202 | 2704165.3014 | 1243295.6634 | 2704158.5077 | 1243301.5488 | 2704141.1264 | 1243313.6865 | 2704137.7587 | 1243315.1841 | 2704131.3132 | 1243318.7127
122 | 2704254.0027 | 1243290.7506 | 2704245.4315 | 1243298.406
123 | 2704275.477 | 1243311.9778 | 2704254.0027 | 1243290.7506
124 | 2704275.477 | 1243311.9778 | 2704286.3322 | 1243323.1884
125 | 2704275.477 | 1243311.9778 | 2704291.7276 | 1243300.8934
126 | 2704444.655 | 1243272.0997 | 2704450.1899 | 1243260.4436
127 | 2704444.655 | 1243272.0997 | 2704448.7384 | 1243276.753 | 2704450.3763 | 1243278.6166 | 2704462.9471 | 1243265.8057
128 | 2704444.655 | 1243272.0997 | 2704448.7384 | 1243276.753 | 2704450.3763 | 1243278.6166 | 2704441.8934 | 1243287.2518
129 | 2704462.9471 | 1243265.8057 | 2704472.4298 | 1243276.8034
130 | 2704489.2038 | 1243237.8239 | 2704490.9765 | 1243240.1903 | 2704462.9471 | 1243265.8057
131 | 2704452.4439 | 1243299.8585 | 2704441.8934 | 1243287.2518
132 | 2704432.9069 | 1243293.1427 | 2704434.4881 | 1243294.7941 | 2704441.8934 | 1243287.2518
133 | 2704391.6656 | 1243216.1939 | 2704397.6349 | 1243212.075
134 | 2704319.9076 | 1243265.7068 | 2704332.4766 | 1243257.0342
135 | 2704321.524 | 1243296.0303 | 2704316.4164 | 1243288.9508
136 | 2704310.0414 | 1243162.3463 | 2704322.4292 | 1243177.12 | 2704327.3147 | 1243186.4688 | 2704320.8883 | 1243193.3723
137 | 2704310.0414 | 1243162.3463 | 2704298.5241 | 1243170.7171 | 2704297.6845 | 1243171.4141
138 | 2704253.9122 | 1243217.2805 | 2704262.2637 | 1243208.3092 | 2704279.7107 | 1243188.1667 | 2704289.1721 | 1243178.481 | 2704297.6845 | 1243171.4141
139 | 2704171.2463 | 1243291.6202 | 2704167.5983 | 1243286.6967 | 2704163.9445 | 1243281.6731 | 2704167.0526 | 1243278.1694 | 2704168.8742 | 1243273.4533 | 2704168.5576 | 1243267.81 | 2704173.2268 | 1243267.1025 | 2704178.6406 | 1243262.7386 | 2704186.5886 | 1243255.706
140 | 2704186.5886 | 1243255.706 | 2704177.7348 | 1243249.3233 | 2704175.9885 | 1243247.8905
141 | 2704245.0147 | 1243213.7761 | 2704248.9339 | 1243209.7164
142 | 2704225.34 | 1243210.2679 | 2704225.3451 | 1243210.657
143 | 2704162.0849 | 1243236.483 | 2704175.9885 | 1243247.8905
144 | 2704162.0849 | 1243236.483 | 2704148.515 | 1243224.9004
145 | 2704252.0448 | 1243219.2866 | 2704253.9122 | 1243217.2805
146 | 2704165.4185 | 1243440.4674 | 2704172.6448 | 1243436.202 | 2704175.69 | 1243434.5542 | 2704182.5728 | 1243430.4718 | 2704189.8567 | 1243427.6642
147 | 2704165.4185 | 1243440.4674 | 2704162.027 | 1243442.4649
148 | 2704162.027 | 1243442.4649 | 2704159.3526 | 1243437.2028 | 2704157.2631 | 1243429.4068
149 | 2704147.5559 | 1243395.6744 | 2704151.179 | 1243395.1265 | 2704153.9228 | 1243394.7188
150 | 2704153.9228 | 1243394.7188 | 2704159.1855 | 1243393.7882 | 2704163.7974 | 1243390.7445 | 2704171.2679 | 1243378.6301
151 | 2704147.5559 | 1243395.6744 | 2704149.2925 | 1243401.0574
152 | 2704180.4649 | 1243363.716 | 2704171.2679 | 1243378.6301
153 | 2704149.2925 | 1243401.0574 | 2704151.4918 | 1243407.8752 | 2704157.2631 | 1243429.4068
154 | 2704286.3322 | 1243323.1884 | 2704273.7398 | 1243334.6761
155 | 2704286.3322 | 1243323.1884 | 2704292.7932 | 1243332.7873 | 2704307.5359 | 1243322.1349
156 | 2704324.3234 | 1243404.6087 | 2704330.5599 | 1243403.3285 | 2704340.0413 | 1243398.1547
157 | 2704345.749 | 1243391.6197 | 2704347.1232 | 1243394.2904 | 2704340.0413 | 1243398.1547
158 | 2704314.9916 | 1243371.2742 | 2704318.6407 | 1243374.4074 | 2704312.0321 | 1243380.5071 | 2704318.3635 | 1243391.8829 | 2704324.3234 | 1243404.6087
159 | 2704324.3234 | 1243404.6087 | 2704325.6308 | 1243408.9239 | 2704326.0966 | 1243410.3777
160 | 2704314.9916 | 1243371.2742 | 2704338.1516 | 1243358.5381
161 | 2704314.9916 | 1243371.2742 | 2704308.0062 | 1243365.28 | 2704305.0633 | 1243360.2466
162 | 2704299.5777 | 1243374.7059 | 2704304.8174 | 1243372.0737 | 2704312.8394 | 1243372.4372 | 2704314.9916 | 1243371.2742
163 | 2704326.0966 | 1243410.3777 | 2704339.4495 | 1243405.9312
164 | 2704322.7329 | 1243410.363 | 2704325.6308 | 1243408.9239 | 2704326.0966 | 1243410.3777
165 | 2704338.1516 | 1243358.5381 | 2704335.4993 | 1243353.3207
166 | 2704338.1516 | 1243358.5381 | 2704354.8368 | 1243349.4577
167 | 2704299.5777 | 1243374.7059 | 2704299.0126 | 1243369.0137 | 2704294.252 | 1243361.186
168 | 2704299.5777 | 1243374.7059 | 2704293.7135 | 1243378.0277 | 2704284.9564 | 1243383.3819
169 | 2704354.8368 | 1243349.4577 | 2704340.1685 | 1243323.4017 | 2704328.7885 | 1243306.366
170 | 2704354.8368 | 1243349.4577 | 2704355.9877 | 1243351.5018 | 2704363.2532 | 1243347.1706
171 | 2704354.8368 | 1243349.4577 | 2704367.226 | 1243342.2395
172 | 2704328.7885 | 1243306.366 | 2704326.4463 | 1243302.8555 | 2704321.524 | 1243296.0303
173 | 2704328.7885 | 1243306.366 | 2704330.7312 | 1243304.6544 | 2704333.1504 | 1243305.5087 | 2704333.9786 | 1243307.2333
174 | 2704363.2532 | 1243347.1706 | 2704378.1892 | 1243338.2597
175 | 2704363.2532 | 1243347.1706 | 2704368.9352 | 1243356.778 | 2704376.8637 | 1243370.1835 | 2704375.0732 | 1243377.8469 | 2704368.6332 | 1243381.397
176 | 2704367.226 | 1243342.2395 | 2704369.5094 | 1243340.9091 | 2704377.1599 | 1243336.607 | 2704378.0198 | 1243336.0609
177 | 2704378.1892 | 1243338.2597 | 2704385.7835 | 1243351.7482
178 | 2704403.5626 | 1243322.1935 | 2704386.4479 | 1243333.3344 | 2704378.1892 | 1243338.2597
179 | 2704364.1265 | 1243383.8813 | 2704368.6332 | 1243381.397
180 | 2704269.7947 | 1243392.6521 | 2704284.9564 | 1243383.3819
181 | 2704269.7947 | 1243392.6521 | 2704271.3145 | 1243395.2141
182 | 2704269.7947 | 1243392.6521 | 2704265.0541 | 1243395.7045 | 2704252.0068 | 1243404.2708 | 2704241.4795 | 1243412.2588 | 2704232.3682 | 1243418.833
183 | 2704269.7947 | 1243392.6521 | 2704265.3458 | 1243385.1347
184 | 2704322.7329 | 1243410.363 | 2704325.0893 | 1243420.3678 | 2704326.8459 | 1243431.8076 | 2704327.1366 | 1243435.4823
185 | 2704322.7329 | 1243410.363 | 2704312.0493 | 1243416.0883
186 | 2704327.1366 | 1243435.4823 | 2704319.7435 | 1243438.9105
187 | 2704327.1366 | 1243435.4823 | 2704330.4384 | 1243433.8613 | 2704331.1567 | 1243449.3193
188 | 2704327.1366 | 1243435.4823 | 2704327.2717 | 1243446.7045 | 2704327.0816 | 1243457.5096 | 2704325.0795 | 1243469.4726 | 2704324.7505 | 1243470.8978
189 | 2704312.0493 | 1243416.0883 | 2704303.481 | 1243420.68
190 | 2704321.524 | 1243296.0303 | 2704333.8551 | 1243287.4813
191 | 2704403.5626 | 1243322.1935 | 2704410.5943 | 1243336.2949
192 | 2704409.4732 | 1243314.5248 | 2704410.7366 | 1243316.1928 | 2704404.8244 | 1243321.3706 | 2704403.5626 | 1243322.1935
193 | 2704331.1567 | 1243449.3193 | 2704349.1713 | 1243450.5926 | 2704359.609 | 1243446.468
194 | 2704292.4968 | 1243426.5664 | 2704303.481 | 1243420.68
195 | 2704371.3693 | 1243441.8206 | 2704359.609 | 1243446.468
196 | 2704332.4766 | 1243257.0342 | 2704338.4449 | 1243252.9161
197 | 2704338.4449 | 1243252.9161 | 2704354.4688 | 1243241.8597
198 | 2704354.4688 | 1243241.8597 | 2704360.438 | 1243237.7409
199 | 2704360.438 | 1243237.7409 | 2704373.3041 | 1243228.8633
200 | 2704373.3041 | 1243228.8633 | 2704379.2748 | 1243224.7435
201 | 2704379.2748 | 1243224.7435 | 2704391.6656 | 1243216.1939
202 | 2704399.5876 | 1243241.9124 | 2704405.5484 | 1243237.7803
203 | 2704399.5876 | 1243241.9124 | 2704393.3443 | 1243246.2404
204 | 2704386.9068 | 1243250.7029 | 2704393.3443 | 1243246.2404
205 | 2704432.9069 | 1243293.1427 | 2704428.8094 | 1243288.8562
206 | 2704432.9069 | 1243293.1427 | 2704434.4881 | 1243294.7941 | 2704430.4928 | 1243298.8714 | 2704425.7628 | 1243303.0247
207 | 2704425.7628 | 1243303.0247 | 2704435.1257 | 1243312.6748
208 | 2704409.4732 | 1243314.5248 | 2704416.891 | 1243308.4173 | 2704417.9005 | 1243309.9028 | 2704425.7628 | 1243303.0247
209 | 2704489.2038 | 1243237.8239 | 2704485.6257 | 1243232.3788
210 | 2704489.2038 | 1243237.8239 | 2704490.9765 | 1243240.1903 | 2704496.0608 | 1243237.8113 | 2704502.5648 | 1243238.5264 | 2704512.4635 | 1243250.7992 | 2704515.3014 | 1243254.4854
211 | 2704505.9976 | 1243259.5032 | 2704515.3014 | 1243254.4854
212 | 2704520.8475 | 1243273.0865 | 2704520.1796 | 1243267.6593 | 2704518.334 | 1243260.8549 | 2704515.3014 | 1243254.4854
213 | 2704409.4732 | 1243314.5248 | 2704405.0619 | 1243308.7427
214 | 2704333.8551 | 1243287.4813 | 2704345.8575 | 1243279.1602
215 | 2704345.8575 | 1243279.1602 | 2704351.8166 | 1243275.0288
216 | 2704361.787 | 1243268.1164 | 2704351.8166 | 1243275.0288
217 | 2704361.787 | 1243268.1164 | 2704363.5915 | 1243266.8655
218 | 2704361.787 | 1243268.1164 | 2704367.8209 | 1243277.4965 | 2704370.3471 | 1243281.2645
219 | 2704363.5915 | 1243266.8655 | 2704369.5509 | 1243262.7344
220 | 2704375.3199 | 1243288.6816 | 2704370.3471 | 1243281.2645
221 | 2704369.5509 | 1243262.7344 | 2704380.945 | 1243254.8357
222 | 2704375.3199 | 1243288.6816 | 2704386.6822 | 1243280.1561
223 | 2704375.3199 | 1243288.6816 | 2704368.497 | 1243293.8017
224 | 2704380.945 | 1243254.8357 | 2704386.9068 | 1243250.7029
225 | 2704393.5069 | 1243275.0353 | 2704386.6822 | 1243280.1561
226 | 2704362.7005 | 1243298.1516 | 2704368.497 | 1243293.8017
227 | 2704350.4334 | 1243307.3572 | 2704362.7005 | 1243298.1516
228 | 2704222.7032 | 1243459.3208 | 2704224.8976 | 1243457.8071
229 | 2704230.6681 | 1243453.8267 | 2704224.8976 | 1243457.8071
230 | 2704160.6887 | 1243483.1042 | 2704149.2234 | 1243493.807
231 | 2704242.7488 | 1243469.0588 | 2704249.9751 | 1243470.8093 | 2704250.5241 | 1243471.0079
232 | 2704261.8479 | 1243476.578 | 2704261.7646 | 1243475.2977 | 2704259.6352 | 1243474.304 | 2704250.5241 | 1243471.0079
233 | 2704248.9339 | 1243209.7164 | 2704249.6266 | 1243208.9988 | 2704252.5458 | 1243205.6495
234 | 2704219.7112 | 1243196.1634 | 2704225.2807 | 1243205.7464 | 2704225.34 | 1243210.2679
235 | 2704271.671 | 1243508.6312 | 2704275.2585 | 1243510.9627 | 2704289.1052 | 1243520.8287
236 | 2704371.3693 | 1243441.8206 | 2704373.8615 | 1243439.3848
237 | 2704271.671 | 1243508.6312 | 2704269.9584 | 1243511.014
238 | 2704271.671 | 1243508.6312 | 2704273.4804 | 1243505.8941
239 | 2704368.6957 | 1243432.2328 | 2704373.8615 | 1243439.3848
240 | 2704373.8615 | 1243439.3848 | 2704389.2013 | 1243424.4037
241 | 2704356.3163 | 1243581.9542 | 2704352.7163 | 1243581.1903 | 2704343.5744 | 1243579.001
242 | 2704312.6249 | 1243637.9288 | 2704313.7767 | 1243640.0554
243 | 2704357.2303 | 1243589.7208 | 2704356.3163 | 1243581.9542
244 | 2704357.2303 | 1243589.7208 | 2704367.6407 | 1243587.9359 | 2704380.1395 | 1243588.8357
245 | 2704356.3163 | 1243581.9542 | 2704356.9642 | 1243578.6408 | 2704358.5715 | 1243575.3665 | 2704360.4168 | 1243572.7414 | 2704376.2499 | 1243558.0274
246 | 2704380.1395 | 1243588.8357 | 2704388.2894 | 1243589.4225 | 2704392.1881 | 1243591.7983
247 | 2704376.2499 | 1243558.0274 | 2704381.3664 | 1243553.2724 | 2704386.9227 | 1243548.1106 | 2704395.5594 | 1243540.0809
248 | 2704400.3735 | 1243596.7865 | 2704392.1881 | 1243591.7983
249 | 2704395.5594 | 1243540.0809 | 2704397.6513 | 1243538.136 | 2704398.7306 | 1243528.3584
250 | 2704394.9629 | 1243509.8826 | 2704394.9275 | 1243509.9327 | 2704398.7306 | 1243528.3584 | 2704398.7306 | 1243528.3584
251 | 2704394.9629 | 1243509.8826 | 2704401.1346 | 1243501.1326
252 | 2704401.1346 | 1243501.1326 | 2704404.8902 | 1243495.808 | 2704410.8461 | 1243489.8526 | 2704414.7269 | 1243487.1385
253 | 2704334.9762 | 1243638.3536 | 2704339.1915 | 1243636.1162
254 | 2704339.1915 | 1243636.1162 | 2704342.2306 | 1243634.5032 | 2704344.4421 | 1243633.4079 | 2704346.5432 | 1243630.8539 | 2704350.8088 | 1243629.872
255 | 2704350.8088 | 1243629.872 | 2704351.1655 | 1243629.7899 | 2704352.943 | 1243629.7323 | 2704353.1531 | 1243629.7302
256 | 2704353.1531 | 1243629.7302 | 2704356.1865 | 1243629.7004 | 2704358.1423 | 1243629.6098
257 | 2704358.1423 | 1243629.6098 | 2704358.9706 | 1243629.5715 | 2704361.6533 | 1243629.6187
258 | 2704365.4479 | 1243629.6299 | 2704361.7969 | 1243629.6212 | 2704361.6533 | 1243629.6187
259 | 2704641.4118 | 1243512.4651 | 2704662.8653 | 1243511.198 | 2704674.4435 | 1243513.0703 | 2704682.2137 | 1243509.2711 | 2704687.071 | 1243505.4427
260 | 2704641.4118 | 1243512.4651 | 2704636.4563 | 1243498.1331 | 2704635.3945 | 1243485.9048 | 2704644.6003 | 1243478.6007
261 | 2704655.0288 | 1243455.7942 | 2704657.2788 | 1243465.3747 | 2704655.1367 | 1243470.2408 | 2704644.6003 | 1243478.6007
262 | 2704655.0288 | 1243455.7942 | 2704649.5537 | 1243455.0526 | 2704645.5765 | 1243450.39 | 2704642.005 | 1243447.1578 | 2704642.9142 | 1243441.0468 | 2704647.2265 | 1243437.8537 | 2704655.0329 | 1243427.7279 | 2704665.3378 | 1243418.5018
263 | 2704655.0288 | 1243455.7942 | 2704656.443 | 1243449.5236
264 | 2704880.571 | 1243490.648 | 2704881.3056 | 1243496.5545 | 2704881.6159 | 1243504.6553 | 2704881.2265 | 1243507.4814
265 | 2704665.3378 | 1243418.5018 | 2704683.0178 | 1243402.6727
266 | 2704210.0697 | 1243191.4801 | 2704173.1337 | 1243173.539
267 | 2704219.7112 | 1243196.1634 | 2704210.0697 | 1243191.4801
268 | 2704252.5458 | 1243205.6495 | 2704255.366 | 1243202.4138
269 | 2704395.7831 | 1243417.9759 | 2704389.2013 | 1243424.4037
270 | 2704395.7831 | 1243417.9759 | 2704392.1978 | 1243411.6523 | 2704385.7341 | 1243415.5305
271 | 2704395.7831 | 1243417.9759 | 2704413.4975 | 1243400.674
272 | 2704467.1665 | 1243338.2588 | 2704462.3039 | 1243344.5113
273 | 2704461.6259 | 1243353.6733 | 2704458.7123 | 1243349.1295 | 2704462.3039 | 1243344.5113
274 | 2704461.6259 | 1243353.6733 | 2704476.4789 | 1243339.179
275 | 2704461.6259 | 1243353.6733 | 2704458.9259 | 1243356.3167 | 2704463.0366 | 1243360.7036
276 | 2704452.38 | 1243362.7065 | 2704458.9259 | 1243356.3167 | 2704461.6259 | 1243353.6733
277 | 2704476.4789 | 1243339.179 | 2704478.9836 | 1243341.6139 | 2704476.4381 | 1243344.071 | 2704478.7664 | 1243345.7911 | 2704480.8977 | 1243344.9613 | 2704483.2136 | 1243344.8131 | 2704485.2187 | 1243345.5712 | 2704485.9316 | 1243346.2954 | 2704486.1224 | 1243351.7697 | 2704487.4374 | 1243351.7929
278 | 2704476.4789 | 1243339.179 | 2704487.7632 | 1243328.1579
279 | 2704463.0366 | 1243360.7036 | 2704459.278 | 1243364.6516 | 2704464.6693 | 1243370.5845 | 2704471.7812 | 1243378.4047 | 2704473.5278 | 1243376.6674
280 | 2704452.38 | 1243362.7065 | 2704442.965 | 1243371.9035
281 | 2704448.2084 | 1243377.2221 | 2704453.8411 | 1243369.026 | 2704452.38 | 1243362.7065
282 | 2704483.987 | 1243321.9422 | 2704487.7632 | 1243328.1579
283 | 2704487.7632 | 1243328.1579 | 2704490.2785 | 1243325.7003
284 | 2704438.6767 | 1243365.5786 | 2704442.965 | 1243371.9035
285 | 2704442.965 | 1243371.9035 | 2704425.6837 | 1243388.7755
286 | 2704490.2785 | 1243325.7003 | 2704497.7184 | 1243331.2134
287 | 2704424.4045 | 1243390.0243 | 2704425.6837 | 1243388.7755
288 | 2704415.6666 | 1243398.555 | 2704413.4975 | 1243400.674
289 | 2704408.4209 | 1243395.325 | 2704413.4975 | 1243400.674
290 | 2704421.2028 | 1243404.8462 | 2704415.6666 | 1243398.555
291 | 2704415.6666 | 1243398.555 | 2704424.4045 | 1243390.0243
292 | 2704419.9128 | 1243382.3726 | 2704424.4045 | 1243390.0243
293 | 2704881.2265 | 1243507.4814 | 2704880.9741 | 1243509.3142 | 2704879.651 | 1243513.1716 | 2704871.5599 | 1243527.1563
294 | 2704508.476 | 1243287.8801 | 2704520.8475 | 1243273.0865
295 | 2704520.8475 | 1243273.0865 | 2704520.9904 | 1243281.7068 | 2704519.508 | 1243291.6107 | 2704523.2685 | 1243292.2774 | 2704530.1245 | 1243290.1743
296 | 2704527.3272 | 1243305.1923 | 2704525.8998 | 1243303.3991 | 2704530.1245 | 1243290.1743

## bus_geodata
| x | y | coords
0 | 2704594.0976 | 1243718.4143
1 | 2704469.7275 | 1243784.5527
2 | 2704623.5792 | 1243700.0974
3 | 2704463.4632 | 1243784.4312
4 | 2704336.9945 | 1243673.2488
5 | 2704656.2434 | 1243670.9284
6 | 2704623.3713 | 1243737.635
7 | 2704300.4523 | 1243794.6827
8 | 2704467.194 | 1243797.1483
9 | 2704317.9894 | 1243647.7428
10 | 2704713.2633 | 1243568.6031
11 | 2704328.48 | 1243735.9073
12 | 2704469.4274 | 1243801.5729
13 | 2704330.6588 | 1243640.645
14 | 2704313.8801 | 1243640.2463
15 | 2704690.0792 | 1243503.0717
16 | 2704475.0511 | 1243812.9698
17 | 2704475.6022 | 1243814.368
18 | 2704460.8087 | 1243904.2577
19 | 2704461.1453 | 1243904.8291
20 | 2704472.185 | 1243916.0752
21 | 2704496.301 | 1243913.0686
22 | 2704464.7146 | 1243909.644
23 | 2704258.3488 | 1243588.0691
24 | 2704244.3216 | 1243594.7983
25 | 2704265.7479 | 1243584.5197
26 | 2704243.0189 | 1243595.4232
27 | 2704266.7164 | 1243603.2934
28 | 2704273.4837 | 1243569.8156
29 | 2704236.3378 | 1243598.6282
30 | 2704271.5487 | 1243612.2989
31 | 2704281.3347 | 1243554.8927
32 | 2704236.0157 | 1243598.7827
33 | 2704261.9091 | 1243620.4783
34 | 2704274.2068 | 1243614.5287
35 | 2704288.959 | 1243544.3295
36 | 2704272.5688 | 1243556.0627
37 | 2704260.2025 | 1243562.2521
38 | 2704246.1479 | 1243566.3834
39 | 2704241.8334 | 1243559.5506
40 | 2704308.7829 | 1243562.9737
41 | 2704298.0303 | 1243527.5648
42 | 2704310.4035 | 1243514.8823
43 | 2704231.5457 | 1243574.918
44 | 2704223.4839 | 1243579.6299
45 | 2704241.1569 | 1243558.4792
46 | 2704328.9121 | 1243575.4574
47 | 2704247.1968 | 1243522.2006
48 | 2704253.5121 | 1243505.2539
49 | 2704217.3876 | 1243515.027
50 | 2704226.3483 | 1243535.5115
51 | 2704289.3448 | 1243520.9994
52 | 2704313.373 | 1243503.4606
53 | 2704319.8451 | 1243497.5477
54 | 2704205.1846 | 1243590.0898
55 | 2704215.137 | 1243584.4965
56 | 2704186.8746 | 1243600.38
57 | 2704215.6729 | 1243584.1953
58 | 2704221.813 | 1243595.707
59 | 2704221.9407 | 1243595.946
60 | 2704176.6387 | 1243633.6041
61 | 2704187.0465 | 1243627.8952
62 | 2704169.7647 | 1243637.3747
63 | 2704204.3776 | 1243613.9646
64 | 2704209.8809 | 1243625.8188
65 | 2704211.3268 | 1243610.6295
66 | 2704224.7423 | 1243604.1911
67 | 2704226.0135 | 1243603.581
68 | 2704183.0259 | 1243533.2065
69 | 2704188.1396 | 1243515.8116
70 | 2704172.1839 | 1243543.5274
71 | 2704185.0031 | 1243512.434
72 | 2704167.0905 | 1243548.3761
73 | 2704193.0843 | 1243481.8854
74 | 2704156.1895 | 1243558.7532
75 | 2704211.7733 | 1243549.2374
76 | 2704225.5914 | 1243498.4605
77 | 2704175.3672 | 1243452.0622
78 | 2704204.0084 | 1243472.2163
79 | 2704283.1511 | 1243620.4925
80 | 2704305.1426 | 1243621.3075
81 | 2704187.9147 | 1243571.7063
82 | 2704163.987 | 1243594.2401
83 | 2704227.8675 | 1243425.43
84 | 2704243.1069 | 1243445.2465
85 | 2704246.2108 | 1243412.0039
86 | 2704176.5548 | 1243448.1466
87 | 2704173.8626 | 1243457.2398
88 | 2704209.7777 | 1243468.2367
89 | 2704396.0606 | 1243183.8851
90 | 2704413.8075 | 1243176.5792
91 | 2704433.0084 | 1243169.7704
92 | 2704291.2055 | 1243249.8391
93 | 2704281.8716 | 1243231.6204
94 | 2704306.3883 | 1243275.0367
95 | 2704428.4751 | 1243205.2517
96 | 2704313.9394 | 1243269.8249
97 | 2704314.0483 | 1243285.6685
98 | 2704224.2019 | 1243248.6276
99 | 2704233.3179 | 1243225.8922
100 | 2704249.2383 | 1243222.292
101 | 2704131.5915 | 1243348.2461
102 | 2704124.8861 | 1243328.0127
103 | 2704140.9941 | 1243369.5976
104 | 2704131.3132 | 1243318.7127
105 | 2704254.0027 | 1243290.7506
106 | 2704245.4315 | 1243298.406
107 | 2704275.477 | 1243311.9778
108 | 2704444.655 | 1243272.0997
109 | 2704450.1899 | 1243260.4436
110 | 2704462.9471 | 1243265.8057
111 | 2704441.8934 | 1243287.2518
112 | 2704397.6349 | 1243212.075
113 | 2704319.9076 | 1243265.7068
114 | 2704291.7276 | 1243300.8934
115 | 2704316.4164 | 1243288.9508
116 | 2704310.0414 | 1243162.3463
117 | 2704320.8883 | 1243193.3723
118 | 2704297.6845 | 1243171.4141
119 | 2704171.2463 | 1243291.6202
120 | 2704186.5886 | 1243255.706
121 | 2704245.0147 | 1243213.7761
122 | 2704225.3451 | 1243210.657
123 | 2704162.0849 | 1243236.483
124 | 2704175.9885 | 1243247.8905
125 | 2704148.515 | 1243224.9004
126 | 2704252.0448 | 1243219.2866
127 | 2704165.4185 | 1243440.4674
128 | 2704189.8567 | 1243427.6642
129 | 2704162.027 | 1243442.4649
130 | 2704153.9228 | 1243394.7188
131 | 2704147.5559 | 1243395.6744
132 | 2704171.2679 | 1243378.6301
133 | 2704149.2925 | 1243401.0574
134 | 2704286.3321 | 1243323.1884
135 | 2704340.0413 | 1243398.1547
136 | 2704324.3234 | 1243404.6087
137 | 2704345.749 | 1243391.6197
138 | 2704314.9916 | 1243371.2742
139 | 2704326.0966 | 1243410.3777
140 | 2704338.1516 | 1243358.5381
141 | 2704305.0633 | 1243360.2466
142 | 2704299.5777 | 1243374.7059
143 | 2704335.4993 | 1243353.3207
144 | 2704354.8368 | 1243349.4577
145 | 2704328.7885 | 1243306.366
146 | 2704363.2532 | 1243347.1706
147 | 2704367.226 | 1243342.2395
148 | 2704378.1892 | 1243338.2597
149 | 2704368.6332 | 1243381.397
150 | 2704294.252 | 1243361.186
151 | 2704284.9564 | 1243383.3819
152 | 2704271.3145 | 1243395.2141
153 | 2704269.7947 | 1243392.6521
154 | 2704322.7329 | 1243410.363
155 | 2704327.1366 | 1243435.4823
156 | 2704312.0493 | 1243416.0883
157 | 2704339.4495 | 1243405.9312
158 | 2704321.524 | 1243296.0303
159 | 2704333.9786 | 1243307.2333
160 | 2704378.0198 | 1243336.0609
161 | 2704385.7835 | 1243351.7482
162 | 2704403.5626 | 1243322.1935
163 | 2704364.1265 | 1243383.8813
164 | 2704232.3682 | 1243418.833
165 | 2704265.3458 | 1243385.1347
166 | 2704319.7435 | 1243438.9105
167 | 2704331.1567 | 1243449.3193
168 | 2704324.7505 | 1243470.8978
169 | 2704303.481 | 1243420.68
170 | 2704359.609 | 1243446.468
171 | 2704332.4766 | 1243257.0342
172 | 2704338.4449 | 1243252.9161
173 | 2704354.4687 | 1243241.8597
174 | 2704360.438 | 1243237.7409
175 | 2704373.3041 | 1243228.8633
176 | 2704379.2748 | 1243224.7435
177 | 2704391.6656 | 1243216.1939
178 | 2704405.5484 | 1243237.7803
179 | 2704399.5876 | 1243241.9124
180 | 2704393.3443 | 1243246.2404
181 | 2704432.9069 | 1243293.1427
182 | 2704428.8094 | 1243288.8562
183 | 2704425.7628 | 1243303.0247
184 | 2704472.4298 | 1243276.8034
185 | 2704489.2038 | 1243237.8239
186 | 2704485.6257 | 1243232.3788
187 | 2704515.3014 | 1243254.4854
188 | 2704452.4439 | 1243299.8585
189 | 2704409.4732 | 1243314.5248
190 | 2704405.0619 | 1243308.7427
191 | 2704435.1257 | 1243312.6748
192 | 2704410.5943 | 1243336.2949
193 | 2704333.8551 | 1243287.4813
194 | 2704345.8575 | 1243279.1602
195 | 2704351.8166 | 1243275.0288
196 | 2704361.787 | 1243268.1164
197 | 2704363.5915 | 1243266.8655
198 | 2704370.3471 | 1243281.2645
199 | 2704369.5509 | 1243262.7344
200 | 2704375.3199 | 1243288.6816
201 | 2704380.945 | 1243254.8357
202 | 2704386.6822 | 1243280.1561
203 | 2704368.497 | 1243293.8017
204 | 2704386.9068 | 1243250.7029
205 | 2704350.4334 | 1243307.3572
206 | 2704362.7005 | 1243298.1516
207 | 2704393.5069 | 1243275.0353
208 | 2704222.7032 | 1243459.3208
209 | 2704224.8976 | 1243457.8071
210 | 2704230.6681 | 1243453.8267
211 | 2704149.2234 | 1243493.807
212 | 2704160.6887 | 1243483.1042
213 | 2704242.7488 | 1243469.0588
214 | 2704157.2631 | 1243429.4068
215 | 2704250.5241 | 1243471.0079
216 | 2704292.4968 | 1243426.5664
217 | 2704261.8479 | 1243476.578
218 | 2704180.4649 | 1243363.716
219 | 2704273.7398 | 1243334.6761
220 | 2704307.5359 | 1243322.1349
221 | 2704248.9339 | 1243209.7164
222 | 2704225.34 | 1243210.2679
223 | 2704253.9122 | 1243217.2805
224 | 2704289.1052 | 1243520.8287
225 | 2704371.3693 | 1243441.8206
226 | 2704271.671 | 1243508.6312
227 | 2704373.8615 | 1243439.3848
228 | 2704269.9584 | 1243511.014
229 | 2704273.4804 | 1243505.8941
230 | 2704343.5744 | 1243579.001
231 | 2704312.6249 | 1243637.9288
232 | 2704326.8793 | 1243607.4629
233 | 2704313.7767 | 1243640.0554
234 | 2704357.2303 | 1243589.7208
235 | 2704356.3163 | 1243581.9542
236 | 2704380.1395 | 1243588.8357
237 | 2704376.2499 | 1243558.0274
238 | 2704392.1881 | 1243591.7983
239 | 2704395.5594 | 1243540.0809
240 | 2704400.3735 | 1243596.7865
241 | 2704398.7306 | 1243528.3584
242 | 2704394.9629 | 1243509.8826
243 | 2704401.1346 | 1243501.1326
244 | 2704414.7269 | 1243487.1385
245 | 2704334.9762 | 1243638.3536
246 | 2704339.1915 | 1243636.1162
247 | 2704350.8088 | 1243629.872
248 | 2704353.1531 | 1243629.7302
249 | 2704358.1423 | 1243629.6098
250 | 2704361.6533 | 1243629.6187
251 | 2704365.4479 | 1243629.6299
252 | 2704641.4118 | 1243512.4651
253 | 2704687.071 | 1243505.4427
254 | 2704644.6003 | 1243478.6007
255 | 2704655.0288 | 1243455.7942
256 | 2704880.571 | 1243490.648
257 | 2704665.3378 | 1243418.5018
258 | 2704656.443 | 1243449.5236
259 | 2704210.0697 | 1243191.4801
260 | 2704173.1337 | 1243173.539
261 | 2704219.7112 | 1243196.1634
262 | 2704255.366 | 1243202.4138
263 | 2704252.5458 | 1243205.6495
264 | 2704368.6957 | 1243432.2328
265 | 2704389.2013 | 1243424.4037
266 | 2704395.7831 | 1243417.9759
267 | 2704462.3039 | 1243344.5113
268 | 2704467.1665 | 1243338.2588
269 | 2704461.6259 | 1243353.6733
270 | 2704476.4789 | 1243339.179
271 | 2704463.0366 | 1243360.7036
272 | 2704452.38 | 1243362.7065
273 | 2704487.4374 | 1243351.7929
274 | 2704487.7632 | 1243328.1579
275 | 2704473.5278 | 1243376.6674
276 | 2704442.965 | 1243371.9035
277 | 2704448.2084 | 1243377.2221
278 | 2704483.987 | 1243321.9422
279 | 2704490.2785 | 1243325.7003
280 | 2704438.6767 | 1243365.5786
281 | 2704425.6837 | 1243388.7755
282 | 2704385.7341 | 1243415.5305
283 | 2704413.4975 | 1243400.674
284 | 2704415.6666 | 1243398.555
285 | 2704408.4209 | 1243395.325
286 | 2704421.2028 | 1243404.8462
287 | 2704424.4045 | 1243390.0243
288 | 2704419.9128 | 1243382.3726
289 | 2704683.0178 | 1243402.6727
290 | 2704881.2265 | 1243507.4814
291 | 2704871.5599 | 1243527.1563
292 | 2704505.9976 | 1243259.5032
293 | 2704520.8475 | 1243273.0865
294 | 2704508.476 | 1243287.8801
295 | 2704530.1245 | 1243290.1743
296 | 2704527.3272 | 1243305.1923
297 | 2704497.7184 | 1243331.2134
298 | 2704325.6308 | 1243408.9239

## line_std_types
| c_nf_per_km | r_ohm_per_km | x_ohm_per_km | max_i_ka | type | q_mm2 | alpha | voltage_rating
NAYY 4x50 SE | 210 | 0.642 | 0.083 | 0.142 | cs | 50 | 0.00403 | LV
NAYY 4x120 SE | 264 | 0.225 | 0.08 | 0.242 | cs | 120 | 0.00403 | LV
NAYY 4x150 SE | 261 | 0.208 | 0.08 | 0.27 | cs | 150 | 0.00403 | LV
NA2XS2Y 1x95 RM/25 12/20 kV | 216 | 0.313 | 0.132 | 0.252 | cs | 95 | 0.00403 | MV
NA2XS2Y 1x185 RM/25 12/20 kV | 273 | 0.161 | 0.117 | 0.362 | cs | 185 | 0.00403 | MV
NA2XS2Y 1x240 RM/25 12/20 kV | 304 | 0.122 | 0.112 | 0.421 | cs | 240 | 0.00403 | MV
NA2XS2Y 1x95 RM/25 6/10 kV | 315 | 0.313 | 0.123 | 0.249 | cs | 95 | 0.00403 | MV
NA2XS2Y 1x185 RM/25 6/10 kV | 406 | 0.161 | 0.11 | 0.358 | cs | 185 | 0.00403 | MV
NA2XS2Y 1x240 RM/25 6/10 kV | 456 | 0.122 | 0.105 | 0.416 | cs | 240 | 0.00403 | MV
NA2XS2Y 1x150 RM/25 12/20 kV | 250 | 0.206 | 0.116 | 0.319 | cs | 150 | 0.00403 | MV
NA2XS2Y 1x120 RM/25 12/20 kV | 230 | 0.253 | 0.119 | 0.283 | cs | 120 | 0.00403 | MV
NA2XS2Y 1x70 RM/25 12/20 kV | 190 | 0.443 | 0.132 | 0.22 | cs | 70 | 0.00403 | MV
NA2XS2Y 1x150 RM/25 6/10 kV | 360 | 0.206 | 0.11 | 0.315 | cs | 150 | 0.00403 | MV
NA2XS2Y 1x120 RM/25 6/10 kV | 340 | 0.253 | 0.113 | 0.28 | cs | 120 | 0.00403 | MV
NA2XS2Y 1x70 RM/25 6/10 kV | 280 | 0.443 | 0.123 | 0.217 | cs | 70 | 0.00403 | MV
N2XS(FL)2Y 1x120 RM/35 64/110 kV | 112 | 0.153 | 0.166 | 0.366 | cs | 120 | 0.00393 | HV
N2XS(FL)2Y 1x185 RM/35 64/110 kV | 125 | 0.099 | 0.156 | 0.457 | cs | 185 | 0.00393 | HV
N2XS(FL)2Y 1x240 RM/35 64/110 kV | 135 | 0.075 | 0.149 | 0.526 | cs | 240 | 0.00393 | HV
N2XS(FL)2Y 1x300 RM/35 64/110 kV | 144 | 0.06 | 0.144 | 0.588 | cs | 300 | 0.00393 | HV
15-AL1/3-ST1A 0.4 | 11 | 1.8769 | 0.35 | 0.105 | ol | 16 | 0.00403 | LV
24-AL1/4-ST1A 0.4 | 11.25 | 1.2012 | 0.335 | 0.14 | ol | 24 | 0.00403 | LV
48-AL1/8-ST1A 0.4 | 12.2 | 0.5939 | 0.3 | 0.21 | ol | 48 | 0.00403 | LV
94-AL1/15-ST1A 0.4 | 13.2 | 0.306 | 0.29 | 0.35 | ol | 94 | 0.00403 | LV
34-AL1/6-ST1A 10.0 | 9.7 | 0.8342 | 0.36 | 0.17 | ol | 34 | 0.00403 | MV
48-AL1/8-ST1A 10.0 | 10.1 | 0.5939 | 0.35 | 0.21 | ol | 48 | 0.00403 | MV
70-AL1/11-ST1A 10.0 | 10.4 | 0.4132 | 0.339 | 0.29 | ol | 70 | 0.00403 | MV
94-AL1/15-ST1A 10.0 | 10.75 | 0.306 | 0.33 | 0.35 | ol | 94 | 0.00403 | MV
122-AL1/20-ST1A 10.0 | 11.1 | 0.2376 | 0.323 | 0.41 | ol | 122 | 0.00403 | MV
149-AL1/24-ST1A 10.0 | 11.25 | 0.194 | 0.315 | 0.47 | ol | 149 | 0.00403 | MV
34-AL1/6-ST1A 20.0 | 9.15 | 0.8342 | 0.382 | 0.17 | ol | 34 | 0.00403 | MV
48-AL1/8-ST1A 20.0 | 9.5 | 0.5939 | 0.372 | 0.21 | ol | 48 | 0.00403 | MV
70-AL1/11-ST1A 20.0 | 9.7 | 0.4132 | 0.36 | 0.29 | ol | 70 | 0.00403 | MV
94-AL1/15-ST1A 20.0 | 10 | 0.306 | 0.35 | 0.35 | ol | 94 | 0.00403 | MV
122-AL1/20-ST1A 20.0 | 10.3 | 0.2376 | 0.344 | 0.41 | ol | 122 | 0.00403 | MV
149-AL1/24-ST1A 20.0 | 10.5 | 0.194 | 0.337 | 0.47 | ol | 149 | 0.00403 | MV
184-AL1/30-ST1A 20.0 | 10.75 | 0.1571 | 0.33 | 0.535 | ol | 184 | 0.00403 | MV
243-AL1/39-ST1A 20.0 | 11 | 0.1188 | 0.32 | 0.645 | ol | 243 | 0.00403 | MV
48-AL1/8-ST1A 110.0 | 8 | 0.5939 | 0.46 | 0.21 | ol | 48 | 0.00403 | HV
70-AL1/11-ST1A 110.0 | 8.4 | 0.4132 | 0.45 | 0.29 | ol | 70 | 0.00403 | HV
94-AL1/15-ST1A 110.0 | 8.65 | 0.306 | 0.44 | 0.35 | ol | 94 | 0.00403 | HV
122-AL1/20-ST1A 110.0 | 8.5 | 0.2376 | 0.43 | 0.41 | ol | 122 | 0.00403 | HV
149-AL1/24-ST1A 110.0 | 8.75 | 0.194 | 0.41 | 0.47 | ol | 149 | 0.00403 | HV
184-AL1/30-ST1A 110.0 | 8.8 | 0.1571 | 0.4 | 0.535 | ol | 184 | 0.00403 | HV
243-AL1/39-ST1A 110.0 | 9 | 0.1188 | 0.39 | 0.645 | ol | 243 | 0.00403 | HV
305-AL1/39-ST1A 110.0 | 9.2 | 0.0949 | 0.38 | 0.74 | ol | 305 | 0.00403 | HV
490-AL1/64-ST1A 110.0 | 9.75 | 0.059 | 0.37 | 0.96 | ol | 490 | 0.00403 | HV
679-AL1/86-ST1A 110.0 | 9.95 | 0.042 | 0.36 | 1.15 | ol | 679 | 0.00403 | HV
490-AL1/64-ST1A 220.0 | 10 | 0.059 | 0.285 | 0.96 | ol | 490 | 0.00403 | HV
679-AL1/86-ST1A 220.0 | 11.7 | 0.042 | 0.275 | 1.15 | ol | 679 | 0.00403 | HV
490-AL1/64-ST1A 380.0 | 11 | 0.059 | 0.253 | 0.96 | ol | 490 | 0.00403 | HV
679-AL1/86-ST1A 380.0 | 14.6 | 0.042 | 0.25 | 1.15 | ol | 679 | 0.00403 | HV

## trafo_std_types
| i0_percent | pfe_kw | vkr_percent | sn_mva | vn_lv_kv | vn_hv_kv | vk_percent | shift_degree | vector_group | tap_side | tap_neutral | tap_min | tap_max | tap_step_degree | tap_step_percent | tap_phase_shifter
160 MVA 380/110 kV | 0.06 | 60 | 0.25 | 160 | 110 | 380 | 12.2 | 0 | Yy0 | hv | 0 | -9 | 9 | 0 | 1.5 | FALSE
100 MVA 220/110 kV | 0.06 | 55 | 0.26 | 100 | 110 | 220 | 12 | 0 | Yy0 | hv | 0 | -9 | 9 | 0 | 1.5 | FALSE
63 MVA 110/20 kV | 0.04 | 22 | 0.32 | 63 | 20 | 110 | 18 | 150 | YNd5 | hv | 0 | -9 | 9 | 0 | 1.5 | FALSE
40 MVA 110/20 kV | 0.05 | 18 | 0.34 | 40 | 20 | 110 | 16.2 | 150 | YNd5 | hv | 0 | -9 | 9 | 0 | 1.5 | FALSE
25 MVA 110/20 kV | 0.07 | 14 | 0.41 | 25 | 20 | 110 | 12 | 150 | YNd5 | hv | 0 | -9 | 9 | 0 | 1.5 | FALSE
63 MVA 110/10 kV | 0.04 | 22 | 0.32 | 63 | 10 | 110 | 18 | 150 | YNd5 | hv | 0 | -9 | 9 | 0 | 1.5 | FALSE
40 MVA 110/10 kV | 0.05 | 18 | 0.34 | 40 | 10 | 110 | 16.2 | 150 | YNd5 | hv | 0 | -9 | 9 | 0 | 1.5 | FALSE
25 MVA 110/10 kV | 0.07 | 14 | 0.41 | 25 | 10 | 110 | 12 | 150 | YNd5 | hv | 0 | -9 | 9 | 0 | 1.5 | FALSE
0.25 MVA 20/0.4 kV | 0.32 | 0.8 | 1.44 | 0.25 | 0.4 | 20 | 6 | 150 | Yzn5 | hv | 0 | -2 | 2 | 0 | 2.5 | FALSE
0.4 MVA 20/0.4 kV | 0.3375 | 1.35 | 1.425 | 0.4 | 0.4 | 20 | 6 | 150 | Dyn5 | hv | 0 | -2 | 2 | 0 | 2.5 | FALSE
0.63 MVA 20/0.4 kV | 0.2619 | 1.65 | 1.206 | 0.63 | 0.4 | 20 | 6 | 150 | Dyn5 | hv | 0 | -2 | 2 | 0 | 2.5 | FALSE
0.25 MVA 10/0.4 kV | 0.24 | 0.6 | 1.2 | 0.25 | 0.4 | 10 | 4 | 150 | Dyn5 | hv | 0 | -2 | 2 | 0 | 2.5 | FALSE
0.4 MVA 10/0.4 kV | 0.2375 | 0.95 | 1.325 | 0.4 | 0.4 | 10 | 4 | 150 | Dyn5 | hv | 0 | -2 | 2 | 0 | 2.5 | FALSE
0.63 MVA 10/0.4 kV | 0.1873 | 1.18 | 1.0794 | 0.63 | 0.4 | 10 | 4 | 150 | Dyn5 | hv | 0 | -2 | 2 | 0 | 2.5 | FALSE

## trafo3w_std_types
| sn_hv_mva | sn_mv_mva | sn_lv_mva | vn_hv_kv | vn_mv_kv | vn_lv_kv | vk_hv_percent | vk_mv_percent | vk_lv_percent | vkr_hv_percent | vkr_mv_percent | vkr_lv_percent | pfe_kw | i0_percent | shift_mv_degree | shift_lv_degree | vector_group | tap_side | tap_neutral | tap_min | tap_max | tap_step_percent
63/25/38 MVA 110/20/10 kV | 63 | 25 | 38 | 110 | 20 | 10 | 10.4 | 10.4 | 10.4 | 0.28 | 0.32 | 0.35 | 35 | 0.89 | 0 | 0 | YN0yn0yn0 | hv | 0 | -10 | 10 | 1.2
63/25/38 MVA 110/10/10 kV | 63 | 25 | 38 | 110 | 10 | 10 | 10.4 | 10.4 | 10.4 | 0.28 | 0.32 | 0.35 | 35 | 0.89 | 0 | 0 | YN0yn0yn0 | hv | 0 | -10 | 10 | 1.2

## fuse_std_types
| fuse_type | i_rated_a | t_avg | t_min | t_total | x_avg | x_min | x_total
HV 100A | HV 100A | 100 | 0 | [10.0, 3.64, 0.854, 0.281, 0.1, 0.0531, 0.022, 0.01] | [10.0, 4.267, 1.21, 0.403, 0.1, 0.058, 0.022, 0.01] | 0 | [300.0, 350.0, 450.0, 550.0, 700.0, 850.0, 1200.0, 1752.0] | [600.0, 700.0, 900.0, 1150.0, 1665.0, 2000.0, 3000.0, 4313.0]
HV 10A | HV 10A | 10 | 0 | [10.0, 1675.0, 0.344, 0.156, 0.1, 0.0417, 0.0171, 0.01] | [10.0, 1.3, 0.3, 0.155, 0.1, 0.0555, 0.023, 0.01] | 0 | [30.0, 32.0, 35.0, 37.0, 39.0, 50.0, 70.0, 88.0] | [60.0, 70.0, 80.0, 87.0, 94.0, 110.0, 150.0, 216.0]
HV 125A | HV 125A | 125 | 0 | [10.0, 1.82, 0.344, 0.1, 0.0467, 0.0269, 0.01] | [10.0, 2.478, 0.426, 0.1, 0.0427, 0.0211, 0.01] | 0 | [375.0, 500.0, 700.0, 925.0, 1200.0, 1500.0, 2341.0] | [750.0, 1000.0, 1500.0, 2200.0, 3000.0, 4000.0, 5765.0]
HV 160A | HV 160A | 160 | 0 | [10.0, 4.15, 1.03, 0.198, 0.1, 0.051, 0.0172, 0.01] | [10.0, 2.3, 0.734, 0.274, 0.1, 0.046, 0.0177, 0.01] | 0 | [480.0, 550.0, 700.0, 1000.0, 1260.0, 1600.0, 2500.0, 3227.0] | [960.0, 1300.0, 1700.0, 2200.0, 2996.0, 4000.0, 6000.0, 7946.0]
HV 16A | HV 16A | 16 | 0 | [10.0, 0.352, 0.164, 0.1, 0.0649, 0.0342, 0.01] | [10.0, 2.34, 0.722, 0.181, 0.1, 0.055, 0.0296, 0.01] | 0 | [48.0, 60.0, 65.0, 71.0, 80.0, 100.0, 162.0] | [96.0, 110.0, 125.0, 150.0, 168.0, 200.0, 250.0, 398.0]
HV 200A | HV 200A | 200 | 0 | [10.0, 4.267, 1.21, 0.403, 0.1, 0.058, 0.022, 0.01] | [10.0, 3.73, 1.654, 0.328, 0.1, 0.0531, 0.019, 0.01] | 0 | [600.0, 700.0, 900.0, 1150.0, 1665.0, 2000.0, 3000.0, 4313.0] | [1200.0, 1500.0, 1800.0, 2700.0, 3960.0, 5000.0, 7500.0, 10620.0]
HV 20A | HV 20A | 20 | 0 | [10.0, 1.3, 0.3, 0.155, 0.1, 0.0555, 0.023, 0.01] | [10.0, 1.3, 0.161, 0.1, 0.0611, 0.0399, 0.0141, 0.01] | 0 | [60.0, 70.0, 80.0, 87.0, 94.0, 110.0, 150.0, 216.0] | [120.0, 150.0, 200.0, 223.0, 260.0, 300.0, 450.0, 532.0]
HV 25A | HV 25A | 25 | 0 | [10.0, 2.512, 0.833, 0.299, 0.1, 0.0372, 0.0223, 0.01] | [10.0, 3.125, 0.597, 0.198, 0.1, 0.0378, 0.022, 0.01] | 0 | [75.0, 82.0, 90.0, 100.0, 124.0, 170.0, 200.0, 289.0] | [150.0, 170.0, 210.0, 250.0, 294.0, 400.0, 500.0, 711.0]
HV 31.5A | HV 31.5A | 31.5 | 0 | [10.0, 2.34, 0.722, 0.181, 0.1, 0.055, 0.0296, 0.01] | [10.0, 2.84, 0.368, 0.164, 0.1, 0.0621, 0.0378, 0.0195, 0.01] | 0 | [95.0, 110.0, 125.0, 150.0, 165.0, 200.0, 250.0, 390.0] | [189.0, 220.0, 300.0, 350.0, 393.0, 450.0, 530.0, 700.0, 960.0]
HV 40A | HV 40A | 40 | 0 | [10.0, 1.3, 0.161, 0.1, 0.0611, 0.0399, 0.0141, 0.01] | [10.0, 2.05, 0.369, 0.198, 0.1, 0.051, 0.0298, 0.01] | 0 | [120.0, 150.0, 200.0, 223.0, 260.0, 300.0, 450.0, 532.0] | [240.0, 300.0, 400.0, 450.0, 530.0, 650.0, 800.0, 1311.0]
HV 50A | HV 50A | 50 | 0 | [10.0, 3.215, 0.597, 0.198, 0.1, 0.0378, 0.022, 0.01] | [10.0, 3.64, 0.854, 0.281, 0.1, 0.0531, 0.022, 0.01] | 0 | [150.0, 170.0, 210.0, 250.0, 294.0, 400.0, 500.0, 711.0] | [300.0, 350.0, 450.0, 550.0, 700.0, 850.0, 1200.0, 1752.0]
HV 6.3A | HV 6.3A | 6.3 | 0 | [10.0, 1.39, 0.344, 0.168, 0.1, 0.056, 0.0263, 0.01] | [10.0, 1.711, 0.516, 0.198, 0.1, 0.0634, 0.0303, 0.01] | 0 | [19.0, 19.5, 20.4, 20.8, 22.0, 25.0, 32.0, 48.0] | [38.0, 40.0, 43.0, 48.0, 53.0, 60.0, 75.0, 118.0]
HV 63A | HV 63A | 63 | 0 | [10.0, 2.84, 0.368, 0.164, 0.1, 0.0621, 0.0378, 0.0195, 0.01] | [10.0, 1.82, 0.344, 0.1, 0.0467, 0.0269, 0.01] | 0 | [189.0, 220.0, 300.0, 350.0, 393.0, 450.0, 530.0, 700.0, 961.0] | [378.0, 500.0, 700.0, 934.0, 1200.0, 1500.0, 2366.0]
HV 80A | HV 80A | 80 | 0 | [10.0, 2.05, 0.369, 0.198, 0.1, 0.051, 0.0298, 0.01] | [10.0, 4.15, 1.03, 0.198, 0.1, 0.051, 0.0172, 0.01] | 0 | [240.0, 300.0, 400.0, 450.0, 530.0, 650.0, 800.0, 1311.0] | [480.0, 550.0, 700.0, 1000.0, 1260.0, 1600.0, 2500.0, 3227.0]
Siemens NH-1-100 | Siemens NH-1-100 | 100 | [5400.0, 2000.0, 400.0, 20.0, 1.0, 0.2, 0.012, 0.004] | 0 | 0 | [150.0, 190.0, 250.0, 430.0, 900.0, 1250.0, 2700.0, 3600.0] | 0 | 0
Siemens NH-1-125 | Siemens NH-1-125 | 125 | [4800.0, 120.0, 7.0, 0.1, 0.004] | 0 | 0 | [180.0, 400.0, 740.0, 2000.0, 4250.0] | 0 | 0
Siemens NH-1-16 | Siemens NH-1-16 | 16 | [4000.0, 400.0, 2.0, 0.1, 0.04, 0.01] | 0 | 0 | [26.0, 35.0, 75.0, 150.0, 200.0, 300.0] | 0 | 0
Siemens NH-1-160 | Siemens NH-1-160 | 160 | [4800.0, 120.0, 7.0, 0.1, 0.004] | 0 | 0 | [210.0, 500.0, 900.0, 2300.0, 5000.0] | 0 | 0
Siemens NH-1-25 | Siemens NH-1-25 | 25 | [4000.0, 1000.0, 10.0, 0.2, 0.02, 0.01] | 0 | 0 | [40.0, 50.0, 100.0, 210.0, 400.0, 500.0] | 0 | 0
Siemens NH-1-50 | Siemens NH-1-50 | 50 | [4000.0, 40.0, 4.0, 1.0, 0.02, 0.01] | 0 | 0 | [86.0, 200.0, 300.0, 400.0, 1000.0, 1280.0] | 0 | 0
Siemens NH-1-63 | Siemens NH-1-63 | 63 | [4000.0, 100.0, 10.0, 2.0, 0.04, 0.01] | 0 | 0 | [100.0, 200.0, 300.0, 400.0, 1000.0, 1500.0] | 0 | 0
Siemens NH-1-80 | Siemens NH-1-80 | 80 | [4800.0, 120.0, 7.0, 0.1, 0.01] | 0 | 0 | [150.58, 250.0, 450.0, 1150.0, 2470.0] | 0 | 0
Siemens NH-2-1000 | Siemens NH-2-1000 | 1000 | [4800.0, 120.0, 7.0, 0.1, 0.004] | 0 | 0 | [1900.0, 3500.0, 8400.0, 24000.0, 52000.0] | 0 | 0
Siemens NH-2-200 | Siemens NH-2-200 | 200 | [4800.0, 120.0, 7.0, 0.1, 0.004] | 0 | 0 | [280.0, 650.0, 1200.0, 3000.0, 7000.0] | 0 | 0
Siemens NH-2-224 | Siemens NH-2-224 | 224 | [4800.0, 120.0, 7.0, 0.2, 0.04, 0.004] | 0 | 0 | [400.0, 750.0, 1453.0, 3025.0, 4315.0, 7600.0] | 0 | 0
Siemens NH-2-250 | Siemens NH-2-250 | 250 | [4800.0, 120.0, 7.0, 0.1, 0.004] | 0 | 0 | [450.0, 800.0, 1650.0, 4000.0, 8500.0] | 0 | 0
Siemens NH-2-315 | Siemens NH-2-315 | 315 | [4800.0, 120.0, 7.0, 0.1, 0.004] | 0 | 0 | [550.0, 920.0, 1900.0, 5000.0, 11000.0] | 0 | 0
Siemens NH-2-355 | Siemens NH-2-355 | 355 | [4800.0, 120.0, 6.0, 0.1, 0.004] | 0 | 0 | [650.0, 1116.27, 2350.0, 5840.0, 12790.0] | 0 | 0
Siemens NH-2-400 | Siemens NH-2-400 | 400 | [4800.0, 120.0, 7.0, 0.1, 0.004] | 0 | 0 | [720.0, 1350.0, 2800.0, 6500.0, 15000.0] | 0 | 0
Siemens NH-2-425 | Siemens NH-2-425 | 425 | [4800.0, 120.0, 7.0, 0.1, 0.004] | 0 | 0 | [850.0, 1500.0, 3050.0, 7500.0, 16500.0] | 0 | 0
Siemens NH-2-630 | Siemens NH-2-630 | 630 | [4800.0, 120.0, 7.0, 0.1, 0.004] | 0 | 0 | [1200.0, 2000.0, 4800.0, 12000.0, 26000.0] | 0 | 0

## res_bus
| vm_pu | va_degree | p_mw | q_mvar
0 | 0.97856 | -0.41453 | 0.0013106 | 0.00032846
1 | 0.97992 | -0.38768 | 0 | 0
2 | 0.97826 | -0.42027 | 0 | 0
3 | 0.97986 | -0.38884 | 0 | 0
4 | 0.98359 | -0.31605 | 0.0025459 | 0.00063807
5 | 0.97793 | -0.42694 | 0 | 0
6 | 0.97824 | -0.42076 | 0.00069348 | 0.0001738
7 | 0.97946 | -0.39672 | 0 | 0
8 | 0.97977 | -0.39072 | 0.0010503 | 0.00026323
9 | 0.98428 | -0.30257 | 0 | 0
10 | 0.97693 | -0.4465 | 0.00048295 | 0.00012104
11 | 0.97927 | -0.40046 | 0.002598 | 0.00065112
12 | 0.97974 | -0.39131 | 0.0013659 | 0.00034233
13 | 0.9842 | -0.30409 | 0.00069129 | 0.00017325
14 | 0.98451 | -0.2981 | 0.00090878 | 0.00022776
15 | 0.97642 | -0.45658 | 0 | 0
16 | 0.97968 | -0.39252 | 0.00052256 | 0.00013097
17 | 0.97967 | -0.39265 | 0.0019841 | 0.00049725
18 | 0.97943 | -0.39743 | 0.00039558 | 9.9141e-05
19 | 0.97943 | -0.39746 | 0.00067168 | 0.00016834
20 | 0.97941 | -0.39785 | 0.00082581 | 0.00020697
21 | 0.9794 | -0.39802 | 0.00035511 | 8.8998e-05
22 | 0.97942 | -0.39764 | 0.00047721 | 0.0001196
23 | 0.9872 | -0.24576 | 0.0029263 | 0.00073339
24 | 0.9868 | -0.2536 | 0.0024855 | 0.00062292
25 | 0.98744 | -0.2412 | 0 | 0
26 | 0.98677 | -0.25427 | 0.0012007 | 0.00030092
27 | 0.9867 | -0.2554 | 0.0012012 | 0.00030105
28 | 0.98856 | -0.21953 | 0.010064 | 0.0025222
29 | 0.9866 | -0.25751 | 0.0012866 | 0.00032244
30 | 0.98631 | -0.26297 | 0 | 0
31 | 0.98985 | -0.19457 | 0 | 0
32 | 0.98659 | -0.25766 | 0.0012003 | 0.00030083
33 | 0.9863 | -0.26335 | 0.001659 | 0.00041578
34 | 0.98619 | -0.2654 | 0.0034093 | 0.00085446
35 | 0.99131 | -0.16636 | 0 | 0
36 | 0.98952 | -0.20079 | 0.0034828 | 0.00087288
37 | 0.98907 | -0.20952 | 0.0024783 | 0.00062111
38 | 0.98862 | -0.21831 | 0 | 0
39 | 0.98838 | -0.22306 | 0.0020374 | 0.00051061
40 | 0.99051 | -0.18185 | 0.0053708 | 0.001346
41 | 0.99298 | -0.13413 | 0 | 0
42 | 0.99096 | -0.17299 | 0.0074669 | 0.0018714
43 | 0.98609 | -0.26744 | 0.0018976 | 0.00047558
44 | 0.98611 | -0.26712 | 0.0021023 | 0.00052689
45 | 0.98834 | -0.22375 | 0.0024558 | 0.00061547
46 | 0.98992 | -0.19324 | 0.0019683 | 0.00049329
47 | 0.98743 | -0.24154 | 0 | 0
48 | 0.98729 | -0.2443 | 0.0073129 | 0.0018328
49 | 0.98741 | -0.24197 | 0 | 0
50 | 0.98762 | -0.2377 | 0 | 0
51 | 0.9929 | -0.13559 | 0.0016023 | 0.00040156
52 | 0.99449 | -0.10521 | 0.0019649 | 0.00049245
53 | 0.99091 | -0.17397 | 0.0027904 | 0.00069933
54 | 0.98609 | -0.26737 | 0.0029715 | 0.00074473
55 | 0.98614 | -0.26654 | 0.0019363 | 0.00048528
56 | 0.98607 | -0.26777 | 0.0010771 | 0.00026994
57 | 0.98614 | -0.26647 | 0 | 0
58 | 0.98626 | -0.26414 | 0.0011967 | 0.00029992
59 | 0.98626 | -0.26408 | 0.0020695 | 0.00051867
60 | 0.98612 | -0.26692 | 0.0010771 | 0.00026994
61 | 0.98614 | -0.26646 | 0.001078 | 0.00027017
62 | 0.98611 | -0.26707 | 0.0010777 | 0.00027011
63 | 0.98621 | -0.26511 | 0.0012157 | 0.0003047
64 | 0.98619 | -0.2655 | 0.0016809 | 0.00042127
65 | 0.98625 | -0.26426 | 0.0014019 | 0.00035134
66 | 0.98636 | -0.26225 | 0.0012008 | 0.00030096
67 | 0.98637 | -0.26203 | 0 | 0
68 | 0.98951 | -0.20009 | 0.0021664 | 0.00054294
69 | 0.9897 | -0.1964 | 0.0020368 | 0.00051047
70 | 0.98942 | -0.20176 | 0.0020363 | 0.00051034
71 | 0.98974 | -0.19555 | 0 | 0
72 | 0.9894 | -0.20228 | 0.0021662 | 0.0005429
73 | 0.99012 | -0.18826 | 0 | 0
74 | 0.98937 | -0.20283 | 0.0020351 | 0.00051005
75 | 0.98725 | -0.24498 | 0.007791 | 0.0019526
76 | 0.98739 | -0.24223 | 0.00078698 | 0.00019724
77 | 0.98881 | -0.21328 | 0 | 0
78 | 0.99052 | -0.18046 | 0.00044827 | 0.00011235
79 | 0.98583 | -0.27234 | 0.0017462 | 0.00043763
80 | 0.98512 | -0.28614 | 0 | 0
81 | 0.98687 | -0.25235 | 0.006296 | 0.0015779
82 | 0.98668 | -0.25603 | 0.0062582 | 0.0015685
83 | 0.99248 | -0.143 | 0 | 0
84 | 0.99179 | -0.15622 | 0 | 0
85 | 0.99311 | -0.13099 | 0.0028312 | 0.00070956
86 | 0.98854 | -0.21846 | 0 | 0
87 | 0.9888 | -0.21353 | 0.00054323 | 0.00013615
88 | 0.99071 | -0.17696 | 0.000829 | 0.00020777
89 | 0.98282 | -0.3307 | 0.00054994 | 0.00013783
90 | 0.98283 | -0.33051 | 0.003828 | 0.00095938
91 | 0.98291 | -0.3289 | 0 | 0
92 | 0.98495 | -0.289 | 0 | 0
93 | 0.98491 | -0.28986 | 0.0023271 | 0.00058323
94 | 0.98502 | -0.28767 | 0 | 0
95 | 0.98306 | -0.32594 | 0 | 0
96 | 0.98478 | -0.29246 | 0.0024862 | 0.00062311
97 | 0.9854 | -0.2803 | 0 | 0
98 | 0.9736 | -0.50936 | 0 | 0
99 | 0.97392 | -0.50299 | 0 | 0
100 | 0.97325 | -0.51633 | 0.0035715 | 0.00089509
101 | 0.98178 | -0.34919 | 0 | 0
102 | 0.98059 | -0.37223 | 0 | 0
103 | 0.9829 | -0.32737 | 0.0010795 | 0.00027054
104 | 0.97998 | -0.38426 | 0.0019582 | 0.00049077
105 | 0.98351 | -0.31723 | 0 | 0
106 | 0.98337 | -0.31989 | 0.01285 | 0.0032205
107 | 0.98386 | -0.31026 | 0 | 0
108 | 0.9895 | -0.20117 | 0 | 0
109 | 0.98948 | -0.20166 | 0.00213 | 0.00053383
110 | 0.98919 | -0.20726 | 0 | 0
111 | 0.98979 | -0.19563 | 0 | 0
112 | 0.9832 | -0.32325 | 0.0024465 | 0.00061315
113 | 0.9846 | -0.29593 | 0.0024459 | 0.00061299
114 | 0.98438 | -0.30014 | 0.012316 | 0.0030866
115 | 0.98567 | -0.27505 | 0.0024874 | 0.00062339
116 | 0.97308 | -0.51962 | 0 | 0
117 | 0.97304 | -0.5204 | 0.0010772 | 0.00026996
118 | 0.9731 | -0.51932 | 0.00086071 | 0.00021572
119 | 0.97774 | -0.428 | 0 | 0
120 | 0.97543 | -0.47341 | 0 | 0
121 | 0.97383 | -0.50489 | 0.0018622 | 0.00046671
122 | 0.97372 | -0.507 | 0.0047948 | 0.0012017
123 | 0.97505 | -0.48079 | 0 | 0
124 | 0.97517 | -0.47849 | 0.014087 | 0.0035305
125 | 0.97494 | -0.48308 | 0.0069786 | 0.001749
126 | 0.97322 | -0.51685 | 0.0027625 | 0.00069234
127 | 0.98764 | -0.23583 | 0 | 0
128 | 0.98762 | -0.23621 | 0.00076419 | 0.00019152
129 | 0.98738 | -0.24076 | 0 | 0
130 | 0.98413 | -0.30362 | 0 | 0
131 | 0.98422 | -0.30182 | 0 | 0
132 | 0.98377 | -0.31063 | 0.0096895 | 0.0024284
133 | 0.98458 | -0.29488 | 0.00096449 | 0.00024172
134 | 0.98364 | -0.31467 | 0 | 0
135 | 0.99901 | -0.018834 | 0.0021798 | 0.0005463
136 | 0.99907 | -0.017536 | 0 | 0
137 | 0.99898 | -0.019249 | 0.0021466 | 0.00053798
138 | 0.99563 | -0.082972 | 0 | 0
139 | 0.99959 | -0.0077604 | 0 | 0
140 | 0.9943 | -0.10852 | 0 | 0
141 | 0.99554 | -0.084724 | 0.0066353 | 0.001663
142 | 0.99512 | -0.092757 | 0 | 0
143 | 0.99428 | -0.10892 | 0.0038601 | 0.00096744
144 | 0.99289 | -0.13549 | 0 | 0
145 | 0.98758 | -0.23795 | 0 | 0
146 | 0.9925 | -0.1431 | 0 | 0
147 | 0.9928 | -0.13725 | 0.0034041 | 0.00085315
148 | 0.99193 | -0.15412 | 0 | 0
149 | 0.99235 | -0.14602 | 0.0019214 | 0.00048154
150 | 0.99508 | -0.093454 | 0.0026615 | 0.00066703
151 | 0.99459 | -0.10271 | 0.001962 | 0.00049172
152 | 0.99397 | -0.11454 | 0 | 0
153 | 0.99406 | -0.11292 | 0 | 0
154 | 1 | 0 | -0.5179 | -0.13177
155 | 0.99824 | -0.033386 | 0 | 0
156 | 0.99994 | -0.001081 | 0.001787 | 0.00044786
157 | 0.99957 | -0.0082381 | 0.0019505 | 0.00048885
158 | 0.98627 | -0.26335 | 0 | 0
159 | 0.98757 | -0.2382 | 0.0020194 | 0.00050611
160 | 0.99276 | -0.13802 | 0.003524 | 0.00088319
161 | 0.99187 | -0.15525 | 0.0041507 | 0.0010403
162 | 0.99106 | -0.17097 | 0 | 0
163 | 0.99234 | -0.1462 | 0.0020108 | 0.00050396
164 | 0.994 | -0.11409 | 0.001448 | 0.00036291
165 | 0.99403 | -0.11351 | 0.0038135 | 0.00095576
166 | 0.99823 | -0.033761 | 0.0026421 | 0.00066218
167 | 0.99743 | -0.048939 | 0 | 0
168 | 0.99633 | -0.069922 | 0.0016925 | 0.00042417
169 | 0.99991 | -0.0016451 | 0.0011842 | 0.0002968
170 | 0.99619 | -0.072767 | 0.0016125 | 0.00040414
171 | 0.98426 | -0.30255 | 0.0024862 | 0.00062311
172 | 0.98412 | -0.30537 | 0.0024459 | 0.00061299
173 | 0.98377 | -0.3121 | 0.0024874 | 0.00062339
174 | 0.98366 | -0.31428 | 0.0024468 | 0.00061322
175 | 0.98345 | -0.31829 | 0.0024874 | 0.0006234
176 | 0.98338 | -0.31983 | 0.0024483 | 0.0006136
177 | 0.98325 | -0.32236 | 0.0024863 | 0.00062312
178 | 0.9843 | -0.30174 | 0.0024465 | 0.00061315
179 | 0.98432 | -0.30142 | 0.0024854 | 0.00062289
180 | 0.98435 | -0.30074 | 0.0011895 | 0.00029811
181 | 0.98999 | -0.1916 | 0 | 0
182 | 0.98998 | -0.19194 | 0.0032405 | 0.00081214
183 | 0.99027 | -0.1863 | 0 | 0
184 | 0.98915 | -0.20789 | 0.0024444 | 0.00061261
185 | 0.9888 | -0.21485 | 0 | 0
186 | 0.98879 | -0.21507 | 0.0019356 | 0.0004851
187 | 0.98852 | -0.22021 | 0 | 0
188 | 0.98975 | -0.1964 | 0.0026378 | 0.00066109
189 | 0.99075 | -0.17684 | 0 | 0
190 | 0.99072 | -0.17742 | 0.0044836 | 0.0011237
191 | 0.99022 | -0.18714 | 0.0035142 | 0.00088075
192 | 0.99102 | -0.17177 | 0.0028485 | 0.00071389
193 | 0.98575 | -0.27349 | 0.0024468 | 0.00061322
194 | 0.98528 | -0.28274 | 0.0024853 | 0.00062288
195 | 0.98506 | -0.287 | 0.002445 | 0.00061277
196 | 0.98472 | -0.29362 | 0 | 0
197 | 0.98469 | -0.29425 | 0.0024853 | 0.00062288
198 | 0.98451 | -0.29766 | 0.0024874 | 0.00062339
199 | 0.9846 | -0.29601 | 0.002445 | 0.00061277
200 | 0.98441 | -0.29956 | 0 | 0
201 | 0.98446 | -0.29876 | 0.0024874 | 0.00062339
202 | 0.98435 | -0.30082 | 0.0024465 | 0.00061314
203 | 0.98436 | -0.30062 | 0.002445 | 0.00061277
204 | 0.9844 | -0.29988 | 0.0024483 | 0.00061359
205 | 0.9843 | -0.30176 | 0.0019866 | 0.00049789
206 | 0.98433 | -0.30121 | 0.0024853 | 0.00062288
207 | 0.98433 | -0.30121 | 0.0024872 | 0.00062334
208 | 0.99112 | -0.16905 | 0.0011232 | 0.0002815
209 | 0.99119 | -0.16769 | 0.00085036 | 0.00021312
210 | 0.99138 | -0.16407 | 0.000829 | 0.00020777
211 | 0.98872 | -0.21506 | 0.0011297 | 0.00028312
212 | 0.98874 | -0.21474 | 0.00088239 | 0.00022115
213 | 0.99175 | -0.15702 | 0 | 0
214 | 0.98647 | -0.2583 | 0.00093803 | 0.00023509
215 | 0.99174 | -0.15725 | 0.00052782 | 0.00013228
216 | 0.99989 | -0.002111 | 0.0021443 | 0.00053741
217 | 0.99172 | -0.15752 | 0.0011278 | 0.00028265
218 | 0.98368 | -0.31247 | 0.005834 | 0.0014621
219 | 0.98354 | -0.31666 | 0.0065016 | 0.0016295
220 | 0.98339 | -0.3196 | 0.009208 | 0.0023077
221 | 0.97381 | -0.50533 | 0.0021403 | 0.0005364
222 | 0.97372 | -0.50705 | 0.0017746 | 0.00044477
223 | 0.97321 | -0.51705 | 0.0021464 | 0.00053793
224 | 0.9929 | -0.13562 | 0.0016131 | 0.00040429
225 | 0.99568 | -0.082716 | 0 | 0
226 | 0.99282 | -0.13725 | 0 | 0
227 | 0.99553 | -0.085456 | 0 | 0
228 | 0.99281 | -0.13734 | 0.0016021 | 0.00040153
229 | 0.99281 | -0.13741 | 0.0027371 | 0.00068599
230 | 0.98958 | -0.19988 | 0.0039555 | 0.00099134
231 | 0.98458 | -0.29663 | 0.00071282 | 0.00017865
232 | 0.98508 | -0.28706 | 0.0019805 | 0.00049635
233 | 0.98451 | -0.29799 | 0.0013037 | 0.00032675
234 | 0.98927 | -0.20588 | 0 | 0
235 | 0.98933 | -0.20472 | 0 | 0
236 | 0.98909 | -0.2093 | 0.0036735 | 0.00092068
237 | 0.98896 | -0.2118 | 0.0029089 | 0.00072905
238 | 0.98904 | -0.21035 | 0.0026013 | 0.00065194
239 | 0.98873 | -0.21629 | 0.0021422 | 0.00053689
240 | 0.98902 | -0.2107 | 0.0020326 | 0.00050942
241 | 0.98865 | -0.21797 | 0.001016 | 0.00025464
242 | 0.98854 | -0.22013 | 0.0029432 | 0.00073764
243 | 0.9885 | -0.22079 | 0.001455 | 0.00036465
244 | 0.98847 | -0.22149 | 0.0020037 | 0.00050216
245 | 0.98418 | -0.30454 | 0.00066833 | 0.0001675
246 | 0.98416 | -0.30493 | 0.0006637 | 0.00016634
247 | 0.98411 | -0.30586 | 0.00094678 | 0.00023729
248 | 0.9841 | -0.30598 | 0.00073258 | 0.0001836
249 | 0.98409 | -0.30617 | 0.00065195 | 0.00016339
250 | 0.98409 | -0.30627 | 0.00067214 | 0.00016845
251 | 0.98409 | -0.30632 | 0.000806 | 0.000202
252 | 0.9763 | -0.4589 | 0 | 0
253 | 0.9764 | -0.45704 | 0.0044534 | 0.0011161
254 | 0.97623 | -0.46042 | 0.00039834 | 9.9834e-05
255 | 0.97618 | -0.46131 | 0 | 0
256 | 0.97617 | -0.46153 | 0 | 0
257 | 0.97615 | -0.46195 | 0.00024943 | 6.2514e-05
258 | 0.97617 | -0.46144 | 0.0010826 | 0.00027133
259 | 0.97358 | -0.5097 | 0.00090108 | 0.00022583
260 | 0.97341 | -0.51316 | 0.0045821 | 0.0011484
261 | 0.97364 | -0.50862 | 0 | 0
262 | 0.97379 | -0.5056 | 0.00070578 | 0.00017689
263 | 0.9738 | -0.50554 | 0.001413 | 0.00035413
264 | 0.99551 | -0.086002 | 0.0035248 | 0.0008834
265 | 0.99473 | -0.10102 | 0.0018406 | 0.0004613
266 | 0.9944 | -0.10741 | 0 | 0
267 | 0.99227 | -0.14846 | 0.0019264 | 0.00048281
268 | 0.99226 | -0.14864 | 0.001304 | 0.00032681
269 | 0.99231 | -0.14782 | 0 | 0
270 | 0.99214 | -0.15113 | 0 | 0
271 | 0.99228 | -0.14826 | 0 | 0
272 | 0.99248 | -0.14443 | 0 | 0
273 | 0.99206 | -0.15262 | 0.0034259 | 0.00085861
274 | 0.99206 | -0.1527 | 0 | 0
275 | 0.99222 | -0.14944 | 0.0025232 | 0.00063237
276 | 0.9927 | -0.14023 | 0 | 0
277 | 0.99243 | -0.14538 | 0.0032696 | 0.00081944
278 | 0.99203 | -0.1531 | 0.0031229 | 0.00078268
279 | 0.99205 | -0.15285 | 0 | 0
280 | 0.99268 | -0.14057 | 0.0024888 | 0.00062376
281 | 0.99315 | -0.13146 | 0.0032109 | 0.00080472
282 | 0.99436 | -0.10818 | 0.0029392 | 0.00073664
283 | 0.99357 | -0.12332 | 0 | 0
284 | 0.99349 | -0.12498 | 0 | 0
285 | 0.99354 | -0.12402 | 0.0053794 | 0.0013482
286 | 0.99345 | -0.12565 | 0.0045226 | 0.0011335
287 | 0.99319 | -0.1307 | 0 | 0
288 | 0.99317 | -0.13114 | 0.0027975 | 0.00070113
289 | 0.97614 | -0.46211 | 0.00038161 | 9.564e-05
290 | 0.97615 | -0.46193 | 0.0011022 | 0.00027623
291 | 0.97615 | -0.46201 | 0.00020311 | 5.0905e-05
292 | 0.9885 | -0.22064 | 0.0022659 | 0.00056789
293 | 0.98841 | -0.22237 | 0 | 0
294 | 0.98836 | -0.22327 | 0.0026203 | 0.0006567
295 | 0.98831 | -0.22427 | 0 | 0
296 | 0.98826 | -0.2253 | 0.003576 | 0.00089622
297 | 0.99203 | -0.15326 | 0.002489 | 0.0006238
298 | 0.99998 | 149.9956 | 0 | 0

## res_line
| p_from_mw | q_from_mvar | p_to_mw | q_to_mvar | pl_mw | ql_mvar | i_from_ka | i_to_ka | i_ka | vm_from_pu | va_from_degree | vm_to_pu | va_to_degree | loading_percent
0 | -0.010375 | -0.0025976 | 0.010389 | 0.0026043 | 1.3279e-05 | 6.7086e-06 | 0.015776 | 0.015775 | 0.015776 | 0.97856 | -0.41453 | 0.97992 | -0.38768 | 4.334
1 | 0.0090647 | 0.0022691 | -0.0090622 | -0.002268 | 2.474e-06 | 1.1472e-06 | 0.013783 | 0.013783 | 0.013783 | 0.97856 | -0.41453 | 0.97826 | -0.42027 | 3.7866
2 | 0.01025 | 0.0025651 | -0.010249 | -0.0025648 | 5.6743e-07 | 2.8446e-07 | 0.015563 | 0.015563 | 0.015563 | 0.97992 | -0.38768 | 0.97986 | -0.38884 | 4.2757
3 | -0.020639 | -0.0051694 | 0.020709 | 0.0052121 | 7.064e-05 | 4.2784e-05 | 0.031339 | 0.031338 | 0.031339 | 0.97992 | -0.38768 | 0.98359 | -0.31605 | 8.6095
4 | 0.0083687 | 0.0020946 | -0.0083661 | -0.0020935 | 2.6572e-06 | 1.1517e-06 | 0.012729 | 0.012729 | 0.012729 | 0.97826 | -0.42027 | 0.97793 | -0.42694 | 3.4969
5 | 0.00069349 | 0.00017332 | -0.00069348 | -0.0001738 | 1.6229e-08 | -4.78e-07 | 0.0010547 | 0.0010549 | 0.0010549 | 0.97826 | -0.42027 | 0.97824 | -0.42076 | 0.2898
6 | 0.0025994 | 0.00064894 | -0.0025984 | -0.00065041 | 9.7335e-07 | -1.475e-06 | 0.0039466 | 0.0039473 | 0.0039473 | 0.97986 | -0.38884 | 0.97946 | -0.39672 | 1.0844
7 | 0.0076501 | 0.0019159 | -0.0076494 | -0.0019156 | 6.8525e-07 | 2.6802e-07 | 0.011617 | 0.011617 | 0.011617 | 0.97986 | -0.38884 | 0.97977 | -0.39072 | 3.1915
8 | -0.023255 | -0.0058502 | 0.02327 | 0.0058594 | 1.499e-05 | 9.1838e-06 | 0.035189 | 0.035189 | 0.035189 | 0.98359 | -0.31605 | 0.98428 | -0.30257 | 9.6674
9 | 0.0083661 | 0.0020935 | -0.0083583 | -0.0020901 | 7.7791e-06 | 3.3739e-06 | 0.012729 | 0.012729 | 0.012729 | 0.97793 | -0.42694 | 0.97693 | -0.4465 | 3.4971
10 | 0.0025984 | 0.00065041 | -0.002598 | -0.00065112 | 4.6314e-07 | -7.0093e-07 | 0.0039473 | 0.0039477 | 0.0039477 | 0.97946 | -0.39672 | 0.97927 | -0.40046 | 1.0845
11 | 0.0065991 | 0.0016524 | -0.0065989 | -0.0016523 | 1.8667e-07 | 5.7053e-08 | 0.010022 | 0.010022 | 0.010022 | 0.97977 | -0.39072 | 0.97974 | -0.39131 | 2.7532
12 | 0.0058336 | 0.0014617 | -0.0058332 | -0.0014616 | 4.2371e-07 | 8.6544e-08 | 0.008819 | 0.0088191 | 0.0088191 | 0.98428 | -0.30257 | 0.9842 | -0.30409 | 2.4228
13 | -0.029104 | -0.0073211 | 0.02911 | 0.007325 | 6.209e-06 | 3.8651e-06 | 0.044008 | 0.044008 | 0.044008 | 0.98428 | -0.30257 | 0.98451 | -0.2981 | 12.0902
14 | 0.0078754 | 0.0019691 | -0.0078716 | -0.0019675 | 3.7738e-06 | 1.5398e-06 | 0.011994 | 0.011994 | 0.011994 | 0.97693 | -0.4465 | 0.97642 | -0.45658 | 3.2951
15 | 0.005233 | 0.00131 | -0.0052327 | -0.0013099 | 3.0112e-07 | 3.2624e-08 | 0.0079473 | 0.0079473 | 0.0079473 | 0.97974 | -0.39131 | 0.97968 | -0.39252 | 2.1833
16 | 0.0051419 | 0.0012884 | -0.0051418 | -0.0012883 | 1.1077e-07 | 8.7807e-09 | 0.0077739 | 0.0077739 | 0.0077739 | 0.9842 | -0.30409 | 0.98418 | -0.30454 | 2.1357
17 | -0.030019 | -0.0075527 | 0.030019 | 0.0075528 | 1.6771e-07 | 1.0457e-07 | 0.045382 | 0.045382 | 0.045382 | 0.98451 | -0.2981 | 0.98451 | -0.29799 | 12.4675
18 | 0.0013056 | 0.00032428 | -0.0013053 | -0.00032666 | 3.0649e-07 | -2.3869e-06 | 0.0019886 | 0.0019896 | 0.0019896 | 0.97642 | -0.45658 | 0.97617 | -0.46153 | 0.54658
19 | 0.006566 | 0.0016433 | -0.0065658 | -0.0016432 | 1.4379e-07 | 4.4117e-08 | 0.010005 | 0.010005 | 0.010005 | 0.97642 | -0.45658 | 0.9764 | -0.45704 | 2.7487
20 | 0.0047101 | 0.001179 | -0.0047101 | -0.001179 | 2.884e-08 | -4.6518e-10 | 0.0071536 | 0.0071536 | 0.0071536 | 0.97968 | -0.39252 | 0.97967 | -0.39265 | 1.9653
21 | 0.002726 | 0.00068172 | -0.0027254 | -0.00068253 | 6.1981e-07 | -8.171e-07 | 0.00414 | 0.0041405 | 0.0041405 | 0.97967 | -0.39265 | 0.97943 | -0.39743 | 1.1375
22 | 0.0023298 | 0.00058339 | -0.0023298 | -0.0005834 | 3.1154e-09 | -6.3517e-09 | 0.0035395 | 0.0035395 | 0.0035395 | 0.97943 | -0.39743 | 0.97943 | -0.39746 | 0.97238
23 | 0.0016582 | 0.00041506 | -0.0016581 | -0.00041513 | 1.4262e-08 | -6.6301e-08 | 0.002519 | 0.002519 | 0.002519 | 0.97943 | -0.39746 | 0.97942 | -0.39764 | 0.69204
24 | 0.00035511 | 8.8678e-05 | -0.00035511 | -8.8998e-05 | 2.7975e-09 | -3.2079e-07 | 0.00053941 | 0.00053952 | 0.00053952 | 0.97941 | -0.39785 | 0.9794 | -0.39802 | 0.14822
25 | -0.0011809 | -0.00029564 | 0.0011809 | 0.00029553 | 1.2079e-08 | -1.1821e-07 | 0.0017941 | 0.001794 | 0.0017941 | 0.97941 | -0.39785 | 0.97942 | -0.39764 | 0.49287
26 | 0.02818 | 0.0070696 | -0.02817 | -0.007063 | 1.0527e-05 | 6.5387e-06 | 0.042479 | 0.042479 | 0.042479 | 0.9872 | -0.24576 | 0.9868 | -0.2536 | 11.67
27 | -0.031106 | -0.0078029 | 0.031113 | 0.0078072 | 6.766e-06 | 4.2253e-06 | 0.046889 | 0.046889 | 0.046889 | 0.9872 | -0.24576 | 0.98744 | -0.2412 | 12.8817
28 | 0.025684 | 0.0064401 | -0.025683 | -0.0064396 | 8.1274e-07 | 5.017e-07 | 0.038731 | 0.038731 | 0.038731 | 0.9868 | -0.2536 | 0.98677 | -0.25427 | 10.6403
29 | 0.042132 | 0.010626 | -0.042104 | -0.010608 | 2.8617e-05 | 1.8073e-05 | 0.063515 | 0.063515 | 0.063515 | 0.98744 | -0.2412 | 0.9867 | -0.2554 | 17.4492
30 | -0.073245 | -0.018433 | 0.073321 | 0.018482 | 7.5945e-05 | 4.8392e-05 | 0.1104 | 0.1104 | 0.1104 | 0.98744 | -0.2412 | 0.98856 | -0.21953 | 30.3308
31 | 0.024483 | 0.0061387 | -0.024479 | -0.0061363 | 3.7878e-06 | 2.3295e-06 | 0.03692 | 0.03692 | 0.03692 | 0.98677 | -0.25427 | 0.9866 | -0.25751 | 10.1429
32 | 0.040902 | 0.010307 | -0.040888 | -0.010298 | 1.4802e-05 | 9.3408e-06 | 0.061703 | 0.061704 | 0.061704 | 0.9867 | -0.2554 | 0.98631 | -0.26297 | 16.9515
33 | -0.083385 | -0.021004 | 0.083485 | 0.021068 | 9.9677e-05 | 6.3577e-05 | 0.12555 | 0.12555 | 0.12555 | 0.98856 | -0.21953 | 0.98985 | -0.19457 | 34.4925
34 | 0.023192 | 0.0058139 | -0.023192 | -0.0058138 | 1.6393e-07 | 1.0035e-07 | 0.03498 | 0.03498 | 0.03498 | 0.9866 | -0.25751 | 0.98659 | -0.25766 | 9.6098
35 | 0.001659 | 0.00041563 | -0.001659 | -0.00041578 | 2.9935e-08 | -1.4348e-07 | 0.0025028 | 0.0025029 | 0.0025029 | 0.98631 | -0.26297 | 0.9863 | -0.26335 | 0.6876
36 | 0.039229 | 0.0098821 | -0.039224 | -0.0098793 | 4.5599e-06 | 2.8741e-06 | 0.059201 | 0.059201 | 0.059201 | 0.98631 | -0.26297 | 0.98619 | -0.2654 | 16.2639
37 | -0.12247 | -0.030866 | 0.12263 | 0.030972 | 0.00016555 | 0.00010578 | 0.18416 | 0.18416 | 0.18416 | 0.98985 | -0.19457 | 0.99131 | -0.16636 | 50.5945
38 | 0.038982 | 0.0097987 | -0.038971 | -0.0097914 | 1.1585e-05 | 7.299e-06 | 0.058611 | 0.058611 | 0.058611 | 0.98985 | -0.19457 | 0.98952 | -0.20079 | 16.102
39 | 0.021992 | 0.005513 | -0.021987 | -0.0055102 | 4.577e-06 | 2.7876e-06 | 0.033169 | 0.033169 | 0.033169 | 0.98659 | -0.25766 | 0.98637 | -0.26203 | 9.1125
40 | 0.035815 | 0.0090248 | -0.035803 | -0.0090173 | 1.1884e-05 | 7.4673e-06 | 0.054057 | 0.054057 | 0.054057 | 0.98619 | -0.2654 | 0.98583 | -0.27234 | 14.8507
41 | 0.032132 | 0.0080733 | -0.032108 | -0.0080585 | 2.3748e-05 | 1.4848e-05 | 0.048239 | 0.048239 | 0.048239 | 0.99131 | -0.16636 | 0.99051 | -0.18185 | 13.2525
42 | -0.16502 | -0.041618 | 0.16528 | 0.04178 | 0.00025495 | 0.00016259 | 0.2478 | 0.2478 | 0.2478 | 0.99131 | -0.16636 | 0.99298 | -0.13413 | 34.0391
43 | 0.010261 | 0.0025722 | -0.010257 | -0.0025706 | 3.2407e-06 | 1.6046e-06 | 0.015402 | 0.015402 | 0.015402 | 0.99131 | -0.16636 | 0.99096 | -0.17299 | 4.2314
44 | 0.035488 | 0.0089185 | -0.035473 | -0.0089093 | 1.4773e-05 | 9.2773e-06 | 0.053374 | 0.053374 | 0.053374 | 0.98952 | -0.20079 | 0.98907 | -0.20952 | 14.6632
45 | 0.032995 | 0.0082882 | -0.032981 | -0.0082795 | 1.3835e-05 | 8.6622e-06 | 0.049646 | 0.049646 | 0.049646 | 0.98907 | -0.20952 | 0.98862 | -0.21831 | 13.6389
46 | 0.032981 | 0.0082795 | -0.032973 | -0.0082748 | 7.4689e-06 | 4.6765e-06 | 0.049646 | 0.049646 | 0.049646 | 0.98862 | -0.21831 | 0.98838 | -0.22306 | 13.6389
47 | 0.030936 | 0.0077642 | -0.030935 | -0.0077636 | 1.0309e-06 | 6.4352e-07 | 0.046578 | 0.046578 | 0.046578 | 0.98838 | -0.22306 | 0.98834 | -0.22375 | 12.7963
48 | 0.026737 | 0.0067124 | -0.026723 | -0.0067034 | 1.4519e-05 | 8.9832e-06 | 0.040171 | 0.040171 | 0.040171 | 0.99051 | -0.18185 | 0.98992 | -0.19324 | 11.0359
49 | 0.0075555 | 0.0018934 | -0.007555 | -0.0018933 | 5.2378e-07 | 1.9429e-07 | 0.011322 | 0.011322 | 0.011322 | 0.99298 | -0.13413 | 0.9929 | -0.13559 | 3.1105
50 | -0.17284 | -0.043674 | 0.17308 | 0.043826 | 0.00024001 | 0.00015249 | 0.25913 | 0.25913 | 0.25913 | 0.99298 | -0.13413 | 0.99449 | -0.10521 | 23.7296
51 | 0.0027905 | 0.00069916 | -0.0027904 | -0.00069933 | 1.3026e-07 | -1.715e-07 | 0.0041901 | 0.0041902 | 0.0041902 | 0.99096 | -0.17299 | 0.99091 | -0.17397 | 1.1512
52 | -0.0018976 | -0.00047558 | 0.0018976 | 0.00047548 | 2.8711e-08 | -1.0075e-07 | 0.0028635 | 0.0028634 | 0.0028635 | 0.98609 | -0.26744 | 0.98611 | -0.26712 | 0.78666
53 | -0.0039999 | -0.0010024 | 0.0040001 | 0.0010023 | 1.236e-07 | -3.632e-08 | 0.0060358 | 0.0060357 | 0.0060358 | 0.98611 | -0.26712 | 0.98614 | -0.26647 | 1.6582
54 | 0.028479 | 0.0071481 | -0.02846 | -0.0071363 | 1.8931e-05 | 1.1764e-05 | 0.042881 | 0.042881 | 0.042881 | 0.98834 | -0.22375 | 0.98762 | -0.2377 | 11.7806
55 | 0.024754 | 0.0062102 | -0.024747 | -0.0062053 | 7.834e-06 | 4.8199e-06 | 0.037212 | 0.037212 | 0.037212 | 0.98992 | -0.19324 | 0.98958 | -0.19988 | 10.2231
56 | 0.0073139 | 0.0018331 | -0.0073129 | -0.0018328 | 9.6259e-07 | 3.4581e-07 | 0.011022 | 0.011022 | 0.011022 | 0.98743 | -0.24154 | 0.98729 | -0.2443 | 3.028
57 | 0.00078701 | 0.00019662 | -0.00078699 | -0.00019701 | 1.6177e-08 | -3.8205e-07 | 0.0011858 | 0.0011859 | 0.0011859 | 0.98743 | -0.24154 | 0.98741 | -0.24197 | 0.3258
58 | -0.0081009 | -0.0020298 | 0.0081024 | 0.0020304 | 1.4792e-06 | 6.0803e-07 | 0.012208 | 0.012207 | 0.012208 | 0.98743 | -0.24154 | 0.98762 | -0.2377 | 3.3537
59 | 0.00078699 | 0.00019701 | -0.00078698 | -0.00019724 | 9.7692e-09 | -2.3066e-07 | 0.0011859 | 0.001186 | 0.001186 | 0.98741 | -0.24197 | 0.98739 | -0.24223 | 0.32582
60 | 0.020358 | 0.005106 | -0.020351 | -0.0051017 | 7.0639e-06 | 4.2648e-06 | 0.030674 | 0.030674 | 0.030674 | 0.98762 | -0.2377 | 0.98725 | -0.24498 | 8.4269
61 | 0.0059528 | 0.0014917 | -0.0059528 | -0.0014917 | 8.7793e-09 | 1.8142e-09 | 0.008921 | 0.008921 | 0.008921 | 0.9929 | -0.13559 | 0.9929 | -0.13562 | 2.4508
62 | -0.17504 | -0.044319 | 0.17534 | 0.044507 | 0.00029714 | 0.00018882 | 0.26207 | 0.26207 | 0.26207 | 0.99449 | -0.10521 | 0.99633 | -0.069922 | 23.9988
63 | -0.0040486 | -0.0010144 | 0.0040488 | 0.0010144 | 1.5979e-07 | -4.3382e-08 | 0.0061093 | 0.0061092 | 0.0061093 | 0.98609 | -0.26737 | 0.98614 | -0.26654 | 1.6784
64 | 0.0010771 | 0.00026969 | -0.0010771 | -0.00026994 | 2.0806e-08 | -2.5462e-07 | 0.0016253 | 0.0016254 | 0.0016254 | 0.98609 | -0.26737 | 0.98607 | -0.26777 | 0.44653
65 | -0.0059851 | -0.0014997 | 0.0059851 | 0.0014997 | 1.8802e-08 | 4.1901e-09 | 0.009031 | 0.009031 | 0.009031 | 0.98614 | -0.26654 | 0.98614 | -0.26647 | 2.481
66 | -0.0099851 | -0.002502 | 0.0099863 | 0.0025025 | 1.1106e-06 | 5.4434e-07 | 0.015067 | 0.015067 | 0.015067 | 0.98614 | -0.26647 | 0.98626 | -0.26414 | 4.1392
67 | -0.011183 | -0.0028025 | 0.011183 | 0.0028025 | 2.8925e-08 | 1.5053e-08 | 0.016872 | 0.016872 | 0.016872 | 0.98626 | -0.26414 | 0.98626 | -0.26408 | 4.6352
68 | -0.013252 | -0.0033211 | 0.013254 | 0.0033219 | 1.2973e-06 | 7.1982e-07 | 0.019995 | 0.019994 | 0.019995 | 0.98626 | -0.26408 | 0.98637 | -0.26203 | 5.493
69 | -0.0021548 | -0.00053995 | 0.0021549 | 0.00053983 | 4.7063e-08 | -1.2132e-07 | 0.0032515 | 0.0032515 | 0.0032515 | 0.98612 | -0.26692 | 0.98614 | -0.26646 | 0.89328
70 | 0.0010777 | 0.00027001 | -0.0010777 | -0.00027011 | 7.7757e-09 | -9.5045e-08 | 0.0016262 | 0.0016263 | 0.0016263 | 0.98612 | -0.26692 | 0.98611 | -0.26707 | 0.44678
71 | -0.0032329 | -0.00081 | 0.0032331 | 0.00080983 | 2.0882e-07 | -1.6494e-07 | 0.0048781 | 0.004878 | 0.0048781 | 0.98614 | -0.26646 | 0.98621 | -0.26511 | 1.3401
72 | 0.0016809 | 0.00042113 | -0.0016809 | -0.00042127 | 3.1525e-08 | -1.4658e-07 | 0.0025362 | 0.0025362 | 0.0025362 | 0.98621 | -0.26511 | 0.98619 | -0.2655 | 0.69677
73 | -0.0061297 | -0.0015357 | 0.00613 | 0.0015357 | 2.4724e-07 | 5.9874e-08 | 0.0092485 | 0.0092484 | 0.0092485 | 0.98621 | -0.26511 | 0.98625 | -0.26426 | 2.5408
74 | -0.0075318 | -0.0018871 | 0.0075326 | 0.0018873 | 7.2056e-07 | 2.7125e-07 | 0.011363 | 0.011363 | 0.011363 | 0.98625 | -0.26426 | 0.98636 | -0.26225 | 3.1218
75 | -0.0087334 | -0.0021883 | 0.0087335 | 0.0021883 | 9.1782e-08 | 4.0743e-08 | 0.013175 | 0.013175 | 0.013175 | 0.98636 | -0.26225 | 0.98637 | -0.26203 | 3.6195
76 | -0.0084046 | -0.0021062 | 0.0084061 | 0.0021068 | 1.4771e-06 | 6.2852e-07 | 0.012639 | 0.012639 | 0.012639 | 0.98951 | -0.20009 | 0.9897 | -0.1964 | 3.4722
77 | 0.0062383 | 0.0015632 | -0.0062378 | -0.0015631 | 4.9399e-07 | 1.2389e-07 | 0.009381 | 0.009381 | 0.009381 | 0.98951 | -0.20009 | 0.98942 | -0.20176 | 2.5772
78 | -0.010443 | -0.0026173 | 0.010443 | 0.0026175 | 4.261e-07 | 2.1347e-07 | 0.015701 | 0.015701 | 0.015701 | 0.9897 | -0.1964 | 0.98974 | -0.19555 | 4.3135
79 | 0.0042015 | 0.0010528 | -0.0042014 | -0.0010528 | 1.0529e-07 | -2.2931e-08 | 0.0063186 | 0.0063186 | 0.0063186 | 0.98942 | -0.20176 | 0.9894 | -0.20228 | 1.7359
80 | -0.010443 | -0.0026175 | 0.010447 | 0.0026193 | 3.6286e-06 | 1.8176e-06 | 0.015701 | 0.015701 | 0.015701 | 0.98974 | -0.19555 | 0.99012 | -0.18826 | 4.3135
81 | 0.0020352 | 0.00050989 | -0.0020351 | -0.00051005 | 5.2875e-08 | -1.5944e-07 | 0.0030608 | 0.0030608 | 0.0030608 | 0.9894 | -0.20228 | 0.98937 | -0.20283 | 0.84088
82 | 0.074316 | 0.018955 | -0.074226 | -0.018898 | 8.9698e-05 | 5.6423e-05 | 0.1118 | 0.1118 | 0.1118 | 0.99012 | -0.18826 | 0.98881 | -0.21328 | 15.3578
83 | -0.084763 | -0.021574 | 0.084794 | 0.021594 | 3.1858e-05 | 1.9784e-05 | 0.12751 | 0.1275 | 0.12751 | 0.99012 | -0.18826 | 0.99052 | -0.18046 | 11.6763
84 | 0.01256 | 0.0031491 | -0.012555 | -0.0031467 | 4.4045e-06 | 2.4e-06 | 0.018931 | 0.018931 | 0.018931 | 0.98725 | -0.24498 | 0.98687 | -0.25235 | 5.2008
85 | 0.07167 | 0.018259 | -0.071653 | -0.018247 | 1.7881e-05 | 1.1391e-05 | 0.10796 | 0.10796 | 0.10796 | 0.98881 | -0.21328 | 0.98854 | -0.21846 | 29.6592
86 | 0.0025555 | 0.00063982 | -0.0025554 | -0.00063987 | 2.9898e-08 | -5.0027e-08 | 0.0038454 | 0.0038454 | 0.0038454 | 0.98881 | -0.21328 | 0.9888 | -0.21353 | 1.0564
87 | -0.085243 | -0.021706 | 0.085257 | 0.021715 | 1.4394e-05 | 8.9412e-06 | 0.12818 | 0.12818 | 0.12818 | 0.99052 | -0.18046 | 0.99071 | -0.17696 | 11.7379
88 | 0.034057 | 0.0085797 | -0.034034 | -0.0085656 | 2.2466e-05 | 1.4089e-05 | 0.051421 | 0.051421 | 0.051421 | 0.98583 | -0.27234 | 0.98512 | -0.28614 | 14.1266
89 | 0.032054 | 0.0080695 | -0.032038 | -0.0080595 | 1.6062e-05 | 1.0047e-05 | 0.04843 | 0.04843 | 0.04843 | 0.98512 | -0.28614 | 0.98458 | -0.29663 | 13.3048
90 | 0.0019805 | 0.00049608 | -0.0019805 | -0.00049635 | 8.669e-08 | -2.7338e-07 | 0.0029915 | 0.0029916 | 0.0029916 | 0.98512 | -0.28614 | 0.98508 | -0.28706 | 0.82187
91 | 0.0062593 | 0.0015687 | -0.0062582 | -0.0015685 | 1.0979e-06 | 2.8278e-07 | 0.0094379 | 0.009438 | 0.009438 | 0.98687 | -0.25235 | 0.98668 | -0.25603 | 2.5929
92 | 0.09069 | 0.02313 | -0.090632 | -0.023094 | 5.7832e-05 | 3.6045e-05 | 0.13611 | 0.13611 | 0.13611 | 0.99248 | -0.143 | 0.99179 | -0.15622 | 12.4646
93 | -0.09069 | -0.02313 | 0.090743 | 0.023163 | 5.2644e-05 | 3.281e-05 | 0.13611 | 0.13611 | 0.13611 | 0.99248 | -0.143 | 0.99311 | -0.13099 | 12.4646
94 | 0.0016557 | 0.00041437 | -0.0016557 | -0.00041468 | 6.3081e-08 | -3.1144e-07 | 0.0024839 | 0.002484 | 0.002484 | 0.99179 | -0.15622 | 0.99175 | -0.15702 | 0.68243
95 | 0.088976 | 0.02268 | -0.088943 | -0.022659 | 3.373e-05 | 2.1002e-05 | 0.13363 | 0.13363 | 0.13363 | 0.99179 | -0.15622 | 0.99138 | -0.16407 | 12.2372
96 | -0.093574 | -0.023873 | 0.093648 | 0.023919 | 7.4408e-05 | 4.6447e-05 | 0.14036 | 0.14035 | 0.14036 | 0.99311 | -0.13099 | 0.99397 | -0.11454 | 12.853
97 | 0.071653 | 0.018247 | -0.071593 | -0.018209 | 5.9997e-05 | 3.8222e-05 | 0.10796 | 0.10796 | 0.10796 | 0.98854 | -0.21846 | 0.98764 | -0.23583 | 29.6592
98 | 0.0020122 | 0.00050372 | -0.0020121 | -0.00050408 | 1.1647e-07 | -3.5996e-07 | 0.0030279 | 0.0030281 | 0.0030281 | 0.9888 | -0.21353 | 0.98874 | -0.21474 | 0.83188
99 | -0.086086 | -0.021923 | 0.086119 | 0.021943 | 3.2877e-05 | 2.0435e-05 | 0.12942 | 0.12942 | 0.12942 | 0.99071 | -0.17696 | 0.99112 | -0.16905 | 11.8519
100 | -0.00054994 | -0.00013783 | 0.00054994 | 0.00013759 | 4.9888e-09 | -2.4002e-07 | 0.00083262 | 0.00083253 | 0.00083262 | 0.98282 | -0.3307 | 0.98283 | -0.33051 | 0.22874
101 | -0.0043779 | -0.001097 | 0.0043782 | 0.0010969 | 3.3567e-07 | -4.3404e-08 | 0.0066281 | 0.006628 | 0.0066281 | 0.98283 | -0.33051 | 0.98291 | -0.3289 | 1.8209
102 | -0.0043782 | -0.0010969 | 0.0043789 | 0.0010968 | 6.1614e-07 | -7.9801e-08 | 0.006628 | 0.0066278 | 0.006628 | 0.98291 | -0.3289 | 0.98306 | -0.32594 | 1.8209
103 | 0.0023272 | 0.00058303 | -0.0023271 | -0.00058323 | 9.4888e-08 | -1.998e-07 | 0.0035158 | 0.0035158 | 0.0035158 | 0.98495 | -0.289 | 0.98491 | -0.28986 | 0.96589
104 | -0.0023272 | -0.00058303 | 0.0023274 | 0.00058272 | 1.472e-07 | -3.1003e-07 | 0.0035158 | 0.0035156 | 0.0035158 | 0.98495 | -0.289 | 0.98502 | -0.28767 | 0.96587
105 | 0.029081 | 0.0072995 | -0.029074 | -0.0072954 | 6.6412e-06 | 4.1336e-06 | 0.043934 | 0.043934 | 0.043934 | 0.98502 | -0.28767 | 0.98478 | -0.29246 | 12.0699
106 | -0.031408 | -0.0078822 | 0.031419 | 0.0078891 | 1.1053e-05 | 6.9072e-06 | 0.04745 | 0.04745 | 0.04745 | 0.98502 | -0.28767 | 0.9854 | -0.2803 | 13.0357
107 | -0.0043789 | -0.0010968 | 0.0043794 | 0.0010968 | 5.609e-07 | -7.2795e-08 | 0.0066278 | 0.0066277 | 0.0066278 | 0.98306 | -0.32594 | 0.9832 | -0.32325 | 1.8208
108 | 0.026588 | 0.0066722 | -0.026583 | -0.0066695 | 4.3894e-06 | 2.717e-06 | 0.040178 | 0.040178 | 0.040178 | 0.98478 | -0.29246 | 0.9846 | -0.29593 | 11.0379
109 | 0.04094 | 0.010284 | -0.040901 | -0.010259 | 3.8734e-05 | 2.4446e-05 | 0.06183 | 0.06183 | 0.06183 | 0.9854 | -0.2803 | 0.98438 | -0.30014 | 16.9862
110 | -0.072359 | -0.018173 | 0.072377 | 0.018184 | 1.8125e-05 | 1.1549e-05 | 0.10928 | 0.10928 | 0.10928 | 0.9854 | -0.2803 | 0.98567 | -0.27505 | 30.0219
111 | -0.010422 | -0.0026116 | 0.010425 | 0.0026132 | 3.1623e-06 | 1.6104e-06 | 0.015929 | 0.015928 | 0.015929 | 0.9736 | -0.50936 | 0.97392 | -0.50299 | 4.376
112 | 0.010422 | 0.0026116 | -0.010419 | -0.0026098 | 3.458e-06 | 1.7613e-06 | 0.015929 | 0.015929 | 0.015929 | 0.9736 | -0.50936 | 0.97325 | -0.51633 | 4.376
113 | 0.0061219 | 0.0015341 | -0.0061213 | -0.001534 | 5.5249e-07 | 1.4405e-07 | 0.0093533 | 0.0093534 | 0.0093534 | 0.97392 | -0.50299 | 0.97383 | -0.50489 | 2.5696
114 | -0.028603 | -0.0071693 | 0.028644 | 0.0071944 | 4.0374e-05 | 2.5137e-05 | 0.043702 | 0.043702 | 0.043702 | 0.97392 | -0.50299 | 0.97543 | -0.47341 | 12.0061
115 | 0.012056 | 0.003022 | -0.012054 | -0.0030208 | 2.3004e-06 | 1.2473e-06 | 0.01842 | 0.018421 | 0.018421 | 0.97392 | -0.50299 | 0.97372 | -0.507 | 5.0606
116 | 0.0068472 | 0.0017147 | -0.006847 | -0.0017146 | 1.6898e-07 | 5.705e-08 | 0.010468 | 0.010468 | 0.010468 | 0.97325 | -0.51633 | 0.97322 | -0.51685 | 2.8759
117 | 0.051974 | 0.013158 | -0.051917 | -0.013122 | 5.7407e-05 | 3.6429e-05 | 0.078821 | 0.078821 | 0.078821 | 0.98178 | -0.34919 | 0.98059 | -0.37223 | 21.6542
118 | -0.051974 | -0.013158 | 0.052028 | 0.013193 | 5.453e-05 | 3.4603e-05 | 0.078821 | 0.078821 | 0.078821 | 0.98178 | -0.34919 | 0.9829 | -0.32737 | 21.6542
119 | 0.051917 | 0.013122 | -0.051887 | -0.013103 | 2.9931e-05 | 1.8994e-05 | 0.078821 | 0.078821 | 0.078821 | 0.98059 | -0.37223 | 0.97998 | -0.38426 | 21.6542
120 | -0.053108 | -0.013464 | 0.053173 | 0.013505 | 6.5293e-05 | 4.1446e-05 | 0.080455 | 0.080455 | 0.080455 | 0.9829 | -0.32737 | 0.98422 | -0.30182 | 22.1031
121 | 0.049928 | 0.012612 | -0.049824 | -0.012546 | 0.00010444 | 6.6233e-05 | 0.075848 | 0.075848 | 0.075848 | 0.97998 | -0.38426 | 0.97774 | -0.428 | 20.8374
122 | 0.012852 | 0.0032214 | -0.01285 | -0.0032205 | 1.6269e-06 | 8.9564e-07 | 0.019444 | 0.019444 | 0.019444 | 0.98351 | -0.31723 | 0.98337 | -0.31989 | 5.3419
123 | -0.012852 | -0.0032214 | 0.012856 | 0.0032238 | 4.2747e-06 | 2.353e-06 | 0.019444 | 0.019444 | 0.019444 | 0.98351 | -0.31723 | 0.98386 | -0.31026 | 5.3419
124 | 0.015716 | 0.0039403 | -0.015712 | -0.0039384 | 3.3015e-06 | 1.9151e-06 | 0.023769 | 0.023769 | 0.023769 | 0.98386 | -0.31026 | 0.98364 | -0.31467 | 6.53
125 | -0.028572 | -0.0071641 | 0.028585 | 0.0071726 | 1.3775e-05 | 8.5661e-06 | 0.043214 | 0.043213 | 0.043214 | 0.98386 | -0.31026 | 0.98438 | -0.30014 | 11.8718
126 | 0.0021301 | 0.0005337 | -0.00213 | -0.00053383 | 4.9627e-08 | -1.3391e-07 | 0.0032032 | 0.0032032 | 0.0032032 | 0.9895 | -0.20117 | 0.98948 | -0.20166 | 0.88
127 | 0.012853 | 0.0032228 | -0.012849 | -0.0032207 | 3.7297e-06 | 2.0452e-06 | 0.019329 | 0.019329 | 0.019329 | 0.9895 | -0.20117 | 0.98919 | -0.20726 | 5.3102
128 | -0.014983 | -0.0037565 | 0.014987 | 0.0037588 | 3.9557e-06 | 2.2647e-06 | 0.022532 | 0.022532 | 0.022532 | 0.9895 | -0.20117 | 0.98979 | -0.19563 | 6.1902
129 | 0.0024444 | 0.00061247 | -0.0024444 | -0.00061261 | 7.3536e-08 | -1.3911e-07 | 0.0036771 | 0.0036771 | 0.0036771 | 0.98919 | -0.20726 | 0.98915 | -0.20789 | 1.0102
130 | 0.010405 | 0.0026083 | -0.010401 | -0.0026064 | 3.7602e-06 | 1.8813e-06 | 0.015652 | 0.015652 | 0.015652 | 0.98919 | -0.20726 | 0.9888 | -0.21485 | 4.3001
131 | 0.0026379 | 0.00066094 | -0.0026378 | -0.00066109 | 9.6831e-08 | -1.4905e-07 | 0.0039656 | 0.0039657 | 0.0039657 | 0.98979 | -0.19563 | 0.98975 | -0.1964 | 1.0895
132 | -0.017625 | -0.0044197 | 0.017628 | 0.0044217 | 3.385e-06 | 2.0012e-06 | 0.026498 | 0.026498 | 0.026498 | 0.98979 | -0.19563 | 0.98999 | -0.1916 | 7.2796
133 | -0.0068259 | -0.0017099 | 0.0068262 | 0.00171 | 2.9023e-07 | 9.3766e-08 | 0.01033 | 0.01033 | 0.01033 | 0.9832 | -0.32325 | 0.98325 | -0.32236 | 2.838
134 | 0.024138 | 0.0060565 | -0.02413 | -0.0060519 | 7.6214e-06 | 4.6835e-06 | 0.036481 | 0.036481 | 0.036481 | 0.9846 | -0.29593 | 0.98426 | -0.30255 | 10.0224
135 | -0.074864 | -0.018808 | 0.074906 | 0.018834 | 4.1827e-05 | 2.6658e-05 | 0.11303 | 0.11303 | 0.11303 | 0.98567 | -0.27505 | 0.98627 | -0.26335 | 31.0535
136 | 0.0010772 | 0.0002695 | -0.0010772 | -0.00026996 | 3.9901e-08 | -4.6164e-07 | 0.0016471 | 0.0016472 | 0.0016472 | 0.97308 | -0.51962 | 0.97304 | -0.5204 | 0.45254
137 | -0.0010772 | -0.0002695 | 0.0010772 | 0.00026932 | 1.5594e-08 | -1.8045e-07 | 0.0016471 | 0.001647 | 0.0016471 | 0.97308 | -0.51962 | 0.9731 | -0.51932 | 0.45249
138 | -0.0019379 | -0.00048503 | 0.0019381 | 0.00048438 | 2.0909e-07 | -6.5524e-07 | 0.0029631 | 0.0029629 | 0.0029631 | 0.9731 | -0.51932 | 0.97321 | -0.51705 | 0.81405
139 | 0.049824 | 0.012546 | -0.049716 | -0.012478 | 0.00010791 | 6.8437e-05 | 0.075848 | 0.075848 | 0.075848 | 0.97774 | -0.428 | 0.97543 | -0.47341 | 20.8375
140 | 0.021072 | 0.0052832 | -0.021067 | -0.0052801 | 5.105e-06 | 3.1028e-06 | 0.032146 | 0.032146 | 0.032146 | 0.97543 | -0.47341 | 0.97517 | -0.47849 | 8.8314
141 | 0.0042591 | 0.0010673 | -0.0042591 | -0.0010673 | 8.9623e-08 | -1.2846e-08 | 0.006508 | 0.006508 | 0.006508 | 0.97383 | -0.50489 | 0.97381 | -0.50533 | 1.7879
142 | 0.0072593 | 0.0018191 | -0.0072593 | -0.0018191 | 1.7957e-08 | 6.652e-09 | 0.011093 | 0.011093 | 0.011093 | 0.97372 | -0.507 | 0.97372 | -0.50705 | 3.0476
143 | -0.0069794 | -0.0017493 | 0.0069802 | 0.0017495 | 7.6511e-07 | 2.6533e-07 | 0.010651 | 0.010651 | 0.010651 | 0.97505 | -0.48079 | 0.97517 | -0.47849 | 2.9262
144 | 0.0069794 | 0.0017493 | -0.0069786 | -0.001749 | 7.5902e-07 | 2.6327e-07 | 0.010651 | 0.010651 | 0.010651 | 0.97505 | -0.48079 | 0.97494 | -0.48308 | 2.9262
145 | 0.0040845 | 0.0010223 | -0.0040845 | -0.0010223 | 4.0078e-08 | -8.4064e-09 | 0.0062446 | 0.0062446 | 0.0062446 | 0.97322 | -0.51685 | 0.97321 | -0.51705 | 1.7155
146 | 0.0007642 | 0.00019118 | -0.00076419 | -0.00019152 | 1.372e-08 | -3.4442e-07 | 0.0011513 | 0.0011514 | 0.0011514 | 0.98764 | -0.23583 | 0.98762 | -0.23621 | 0.31631
147 | 0.070828 | 0.018018 | -0.070812 | -0.018007 | 1.6804e-05 | 1.0704e-05 | 0.10681 | 0.10681 | 0.10681 | 0.98764 | -0.23583 | 0.98738 | -0.24076 | 29.3429
148 | 0.070812 | 0.018007 | -0.070752 | -0.017969 | 5.978e-05 | 3.8081e-05 | 0.10681 | 0.10681 | 0.10681 | 0.98738 | -0.24076 | 0.98647 | -0.2583 | 29.3429
149 | -0.015529 | -0.0038936 | 0.01553 | 0.0038944 | 1.3311e-06 | 7.7011e-07 | 0.023481 | 0.023481 | 0.023481 | 0.98413 | -0.30362 | 0.98422 | -0.30182 | 6.4508
150 | 0.015529 | 0.0038936 | -0.015524 | -0.0038906 | 5.1902e-06 | 3.0029e-06 | 0.023481 | 0.023481 | 0.023481 | 0.98413 | -0.30362 | 0.98377 | -0.31063 | 6.4508
151 | -0.068704 | -0.017399 | 0.068727 | 0.017414 | 2.2913e-05 | 1.4593e-05 | 0.10394 | 0.10394 | 0.10394 | 0.98422 | -0.30182 | 0.98458 | -0.29488 | 28.5538
152 | 0.0058345 | 0.0014622 | -0.005834 | -0.0014621 | 5.1174e-07 | 1.0506e-07 | 0.008825 | 0.0088251 | 0.0088251 | 0.98377 | -0.31063 | 0.98368 | -0.31247 | 2.4245
153 | -0.069691 | -0.017656 | 0.069814 | 0.017734 | 0.00012269 | 7.8149e-05 | 0.10539 | 0.10539 | 0.10539 | 0.98458 | -0.29488 | 0.98647 | -0.2583 | 28.9542
154 | 0.0065022 | 0.0016296 | -0.0065016 | -0.0016295 | 6.175e-07 | 1.7919e-07 | 0.0098363 | 0.0098364 | 0.0098364 | 0.98364 | -0.31467 | 0.98354 | -0.31666 | 2.7023
155 | 0.0092102 | 0.0023088 | -0.009208 | -0.0023077 | 2.1664e-06 | 1.0089e-06 | 0.013933 | 0.013933 | 0.013933 | 0.98364 | -0.31467 | 0.98339 | -0.3196 | 3.8278
156 | -0.0043264 | -0.0010842 | 0.0043267 | 0.0010841 | 2.6734e-07 | -5.3699e-08 | 0.0064441 | 0.006444 | 0.0064441 | 0.99901 | -0.018834 | 0.99907 | -0.017536 | 1.7704
157 | 0.0021466 | 0.00053787 | -0.0021466 | -0.00053798 | 4.2443e-08 | -1.1779e-07 | 0.0031973 | 0.0031974 | 0.0031974 | 0.99901 | -0.018834 | 0.99898 | -0.019249 | 0.87841
158 | 0.27767 | 0.070985 | -0.2768 | -0.070426 | 0.00087597 | 0.00055902 | 0.41406 | 0.41406 | 0.41406 | 0.99907 | -0.017536 | 0.99563 | -0.082972 | 37.9177
159 | -0.282 | -0.072069 | 0.28213 | 0.072154 | 0.0001334 | 8.5141e-05 | 0.4205 | 0.4205 | 0.4205 | 0.99907 | -0.017536 | 0.99959 | -0.0077604 | 38.5077
160 | 0.16647 | 0.04227 | -0.16627 | -0.042141 | 0.00020439 | 0.00012978 | 0.249 | 0.249 | 0.249 | 0.99563 | -0.082972 | 0.9943 | -0.10852 | 22.8021
161 | 0.0066358 | 0.0016631 | -0.0066353 | -0.001663 | 5.5386e-07 | 1.592e-07 | 0.0099176 | 0.0099176 | 0.0099176 | 0.99563 | -0.082972 | 0.99554 | -0.084724 | 2.7246
162 | 0.10369 | 0.026492 | -0.10364 | -0.026461 | 4.9034e-05 | 3.0746e-05 | 0.15515 | 0.15515 | 0.15515 | 0.99563 | -0.082972 | 0.99512 | -0.092757 | 14.2074
163 | 0.0019506 | 0.00048869 | -0.0019505 | -0.00048885 | 4.4381e-08 | -1.556e-07 | 0.0029036 | 0.0029037 | 0.0029037 | 0.99959 | -0.0077604 | 0.99957 | -0.0082381 | 0.79771
164 | -0.28408 | -0.072643 | 0.28419 | 0.072711 | 0.00010672 | 6.8111e-05 | 0.42341 | 0.42341 | 0.42341 | 0.99959 | -0.0077604 | 1 | 0 | 38.7736
165 | 0.0038602 | 0.00096741 | -0.0038601 | -0.00096744 | 7.3213e-08 | -2.9017e-08 | 0.0057769 | 0.005777 | 0.005777 | 0.9943 | -0.10852 | 0.99428 | -0.10892 | 1.5871
166 | 0.16241 | 0.041173 | -0.1622 | -0.041039 | 0.00021024 | 0.00013406 | 0.24322 | 0.24322 | 0.24322 | 0.9943 | -0.10852 | 0.99289 | -0.13549 | 33.4096
167 | 0.0026616 | 0.0006669 | -0.0026615 | -0.00066703 | 8.8396e-08 | -1.3676e-07 | 0.0039799 | 0.0039799 | 0.0039799 | 0.99512 | -0.092757 | 0.99508 | -0.093454 | 1.0934
168 | 0.10098 | 0.025795 | -0.10093 | -0.025764 | 4.8569e-05 | 3.0422e-05 | 0.15117 | 0.15117 | 0.15117 | 0.99512 | -0.092757 | 0.99459 | -0.10271 | 13.843
169 | 0.11539 | 0.029273 | -0.11482 | -0.028912 | 0.00056546 | 0.00036125 | 0.17306 | 0.17306 | 0.17306 | 0.99289 | -0.13549 | 0.98758 | -0.23795 | 47.5428
170 | 0.039883 | 0.010029 | -0.039868 | -0.01002 | 1.448e-05 | 9.1278e-06 | 0.059783 | 0.059783 | 0.059783 | 0.99289 | -0.13549 | 0.9925 | -0.1431 | 16.4239
171 | 0.0069288 | 0.0017364 | -0.0069282 | -0.0017363 | 5.7978e-07 | 1.8563e-07 | 0.010384 | 0.010384 | 0.010384 | 0.99289 | -0.13549 | 0.9928 | -0.13725 | 2.8527
172 | 0.1128 | 0.028406 | -0.11267 | -0.028319 | 0.00013683 | 8.7412e-05 | 0.17001 | 0.17001 | 0.17001 | 0.98758 | -0.23795 | 0.98627 | -0.26335 | 46.7069
173 | 0.0020194 | 0.00050603 | -0.0020194 | -0.00050611 | 2.4538e-08 | -7.4731e-08 | 0.0030427 | 0.0030427 | 0.0030427 | 0.98758 | -0.23795 | 0.98757 | -0.2382 | 0.83591
174 | 0.035935 | 0.0090349 | -0.035917 | -0.0090231 | 1.8899e-05 | 1.1871e-05 | 0.053887 | 0.053887 | 0.053887 | 0.9925 | -0.1431 | 0.99193 | -0.15412 | 14.8041
175 | 0.0039328 | 0.00098526 | -0.0039322 | -0.00098545 | 5.4703e-07 | -1.9207e-07 | 0.0058961 | 0.0058963 | 0.0058963 | 0.9925 | -0.1431 | 0.99235 | -0.14602 | 1.6199
176 | 0.0035241 | 0.00088311 | -0.003524 | -0.00088319 | 1.3013e-07 | -7.7552e-08 | 0.0052819 | 0.005282 | 0.005282 | 0.9928 | -0.13725 | 0.99276 | -0.13802 | 1.4511
177 | 0.004151 | 0.0010402 | -0.0041507 | -0.0010403 | 2.2493e-07 | -5.5713e-08 | 0.0062269 | 0.006227 | 0.006227 | 0.99193 | -0.15412 | 0.99187 | -0.15525 | 1.7107
178 | 0.031766 | 0.0079828 | -0.03174 | -0.0079669 | 2.5535e-05 | 1.5956e-05 | 0.04766 | 0.04766 | 0.04766 | 0.99193 | -0.15412 | 0.99106 | -0.17097 | 13.0934
179 | 0.0020108 | 0.0005039 | -0.0020108 | -0.00050396 | 1.7545e-08 | -5.5254e-08 | 0.0030152 | 0.0030152 | 0.0030152 | 0.99235 | -0.14602 | 0.99234 | -0.1462 | 0.82836
180 | 0.098966 | 0.025272 | -0.098917 | -0.025242 | 4.8809e-05 | 3.0546e-05 | 0.14823 | 0.14823 | 0.14823 | 0.99459 | -0.10271 | 0.99406 | -0.11292 | 13.5742
181 | -0.093648 | -0.023919 | 0.093656 | 0.023924 | 7.3307e-06 | 4.5758e-06 | 0.14035 | 0.14035 | 0.14035 | 0.99397 | -0.11454 | 0.99406 | -0.11292 | 12.853
182 | 0.0014481 | 0.00036237 | -0.001448 | -0.00036291 | 8.0514e-08 | -5.4084e-07 | 0.0021675 | 0.0021677 | 0.0021677 | 0.99406 | -0.11292 | 0.994 | -0.11409 | 0.59552
183 | 0.0038136 | 0.00095571 | -0.0038135 | -0.00095576 | 1.0667e-07 | -4.4886e-08 | 0.0057086 | 0.0057087 | 0.0057087 | 0.99406 | -0.11292 | 0.99403 | -0.11351 | 1.5683
184 | 0.22694 | 0.057779 | -0.22657 | -0.057547 | 0.00036472 | 0.00023241 | 0.33801 | 0.33801 | 0.33801 | 1 | 0 | 0.99824 | -0.033386 | 30.9532
185 | 0.0051159 | 0.0012819 | -0.0051156 | -0.0012819 | 2.634e-07 | 9.5671e-09 | 0.0076124 | 0.0076125 | 0.0076125 | 1 | 0 | 0.99994 | -0.001081 | 2.0913
186 | 0.0026422 | 0.0006621 | -0.0026421 | -0.00066218 | 4.7292e-08 | -7.6017e-08 | 0.0039385 | 0.0039385 | 0.0039385 | 0.99824 | -0.033386 | 0.99823 | -0.033761 | 1.082
187 | 0.046591 | 0.011755 | -0.046557 | -0.011733 | 3.4671e-05 | 2.1939e-05 | 0.069478 | 0.069478 | 0.069478 | 0.99824 | -0.033386 | 0.99743 | -0.048939 | 19.0873
188 | 0.17734 | 0.04513 | -0.17703 | -0.044932 | 0.00031173 | 0.00019812 | 0.26459 | 0.26459 | 0.26459 | 0.99824 | -0.033386 | 0.99633 | -0.069922 | 24.2302
189 | 0.0033287 | 0.000834 | -0.0033286 | -0.00083407 | 8.9442e-08 | -7.0274e-08 | 0.0049533 | 0.0049533 | 0.0049533 | 0.99994 | -0.001081 | 0.99991 | -0.0016451 | 1.3608
190 | 0.037761 | 0.0094843 | -0.037743 | -0.0094728 | 1.8267e-05 | 1.15e-05 | 0.056978 | 0.056978 | 0.056978 | 0.98627 | -0.26335 | 0.98575 | -0.27349 | 15.6534
191 | 0.0028486 | 0.00071376 | -0.0028485 | -0.00071389 | 1.0803e-07 | -1.3379e-07 | 0.0042769 | 0.004277 | 0.004277 | 0.99106 | -0.17097 | 0.99102 | -0.17177 | 1.175
192 | 0.028891 | 0.0072531 | -0.028883 | -0.0072481 | 8.0868e-06 | 5.0279e-06 | 0.043383 | 0.043383 | 0.043383 | 0.99106 | -0.17097 | 0.99075 | -0.17684 | 11.9185
193 | 0.046557 | 0.011733 | -0.046504 | -0.011699 | 5.3007e-05 | 3.3543e-05 | 0.069478 | 0.069478 | 0.069478 | 0.99743 | -0.048939 | 0.99619 | -0.072767 | 19.0874
194 | 0.0021443 | 0.00053727 | -0.0021443 | -0.00053741 | 4.7586e-08 | -1.33e-07 | 0.003191 | 0.0031911 | 0.0031911 | 0.99991 | -0.0016451 | 0.99989 | -0.002111 | 0.87667
195 | 0.044891 | 0.011295 | -0.04487 | -0.011282 | 2.1331e-05 | 1.3487e-05 | 0.067069 | 0.067069 | 0.067069 | 0.99619 | -0.072767 | 0.99568 | -0.082716 | 18.4257
196 | 0.021644 | 0.0054287 | -0.021641 | -0.005427 | 2.9116e-06 | 1.7713e-06 | 0.032723 | 0.032723 | 0.032723 | 0.98426 | -0.30255 | 0.98412 | -0.30537 | 8.9898
197 | 0.019195 | 0.004814 | -0.019189 | -0.0048103 | 6.1502e-06 | 3.6888e-06 | 0.029024 | 0.029025 | 0.029025 | 0.98412 | -0.30537 | 0.98377 | -0.3121 | 7.9738
198 | 0.016701 | 0.0041869 | -0.0167 | -0.0041859 | 1.7356e-06 | 1.0187e-06 | 0.025262 | 0.025262 | 0.025262 | 0.98377 | -0.3121 | 0.98366 | -0.31428 | 6.9402
199 | 0.014253 | 0.0035726 | -0.01425 | -0.0035711 | 2.725e-06 | 1.5456e-06 | 0.021561 | 0.021561 | 0.021561 | 0.98366 | -0.31428 | 0.98345 | -0.31829 | 5.9234
200 | 0.011763 | 0.0029477 | -0.011762 | -0.0029472 | 8.6165e-07 | 4.5942e-07 | 0.017797 | 0.017798 | 0.017798 | 0.98345 | -0.31829 | 0.98338 | -0.31983 | 4.8894
201 | 0.0093136 | 0.0023337 | -0.0093124 | -0.0023331 | 1.1212e-06 | 5.2661e-07 | 0.014093 | 0.014093 | 0.014093 | 0.98338 | -0.31983 | 0.98325 | -0.32236 | 3.8717
202 | -0.0024465 | -0.00061315 | 0.0024465 | 0.00061308 | 3.7204e-08 | -6.8381e-08 | 0.0036985 | 0.0036984 | 0.0036985 | 0.9843 | -0.30174 | 0.98432 | -0.30142 | 1.0161
203 | -0.0049319 | -0.001236 | 0.004932 | 0.001236 | 1.5835e-07 | 4.7782e-09 | 0.0074556 | 0.0074555 | 0.0074556 | 0.98432 | -0.30142 | 0.98435 | -0.30074 | 2.0482
204 | -0.0061215 | -0.0015341 | 0.0061217 | 0.0015341 | 2.5152e-07 | 6.1398e-08 | 0.0092536 | 0.0092536 | 0.0092536 | 0.98435 | -0.30074 | 0.9844 | -0.29988 | 2.5422
205 | 0.0032405 | 0.0008121 | -0.0032405 | -0.00081214 | 5.2684e-08 | -4.2426e-08 | 0.0048707 | 0.0048707 | 0.0048707 | 0.98999 | -0.1916 | 0.98998 | -0.19194 | 1.3381
206 | -0.020869 | -0.0052338 | 0.020874 | 0.005237 | 5.2727e-06 | 3.1907e-06 | 0.031368 | 0.031368 | 0.031368 | 0.98999 | -0.1916 | 0.99027 | -0.1863 | 8.6177
207 | 0.0035144 | 0.00088066 | -0.0035142 | -0.00088075 | 1.4041e-07 | -8.2867e-08 | 0.0052808 | 0.0052808 | 0.0052808 | 0.99027 | -0.1863 | 0.99022 | -0.18714 | 1.4508
208 | -0.024389 | -0.0061176 | 0.0244 | 0.0061244 | 1.1006e-05 | 6.7626e-06 | 0.036649 | 0.036649 | 0.036649 | 0.99027 | -0.1863 | 0.99075 | -0.17684 | 10.0685
209 | 0.0019356 | 0.00048503 | -0.0019356 | -0.0004851 | 2.0713e-08 | -7.0246e-08 | 0.0029128 | 0.0029129 | 0.0029129 | 0.9888 | -0.21485 | 0.98879 | -0.21507 | 0.80023
210 | 0.0084656 | 0.0021214 | -0.0084635 | -0.0021204 | 2.1626e-06 | 9.2841e-07 | 0.01274 | 0.01274 | 0.01274 | 0.9888 | -0.21485 | 0.98852 | -0.22021 | 3.4999
211 | 0.002266 | 0.00056779 | -0.0022659 | -0.00056789 | 4.6015e-08 | -1.0576e-07 | 0.0034109 | 0.0034109 | 0.0034109 | 0.98852 | -0.22021 | 0.9885 | -0.22064 | 0.93707
212 | 0.0061975 | 0.0015526 | -0.0061969 | -0.0015525 | 6.3864e-07 | 1.5789e-07 | 0.0093288 | 0.0093289 | 0.0093289 | 0.98852 | -0.22021 | 0.98841 | -0.22237 | 2.5629
213 | 0.0044838 | 0.0011237 | -0.0044836 | -0.0011237 | 1.2355e-07 | -1.4484e-08 | 0.0067341 | 0.0067342 | 0.0067342 | 0.99075 | -0.17684 | 0.99072 | -0.17742 | 1.85
214 | 0.035296 | 0.0088596 | -0.03528 | -0.0088499 | 1.555e-05 | 9.766e-06 | 0.053285 | 0.053285 | 0.053285 | 0.98575 | -0.27349 | 0.98528 | -0.28274 | 14.6387
215 | 0.032795 | 0.008227 | -0.032788 | -0.0082228 | 6.6712e-06 | 4.1772e-06 | 0.049532 | 0.049532 | 0.049532 | 0.98528 | -0.28274 | 0.98506 | -0.287 | 13.6076
216 | 0.030343 | 0.00761 | -0.030334 | -0.0076041 | 9.5593e-06 | 5.9636e-06 | 0.045838 | 0.045838 | 0.045838 | 0.98506 | -0.287 | 0.98472 | -0.29362 | 12.5929
217 | 0.015991 | 0.0040086 | -0.015991 | -0.0040084 | 4.8081e-07 | 2.7978e-07 | 0.024165 | 0.024165 | 0.024165 | 0.98472 | -0.29362 | 0.98469 | -0.29425 | 6.6387
218 | 0.014343 | 0.0035954 | -0.01434 | -0.0035939 | 2.7638e-06 | 1.5693e-06 | 0.021673 | 0.021674 | 0.021674 | 0.98472 | -0.29362 | 0.98451 | -0.29766 | 5.9543
219 | 0.013505 | 0.0033855 | -0.013504 | -0.0033848 | 1.1326e-06 | 6.3265e-07 | 0.020409 | 0.020409 | 0.020409 | 0.98469 | -0.29425 | 0.9846 | -0.29601 | 5.6069
220 | 0.011852 | 0.0029705 | -0.011851 | -0.0029699 | 1.0746e-06 | 5.7423e-07 | 0.017914 | 0.017914 | 0.017914 | 0.98451 | -0.29766 | 0.98441 | -0.29956 | 4.9215
221 | 0.011059 | 0.0027721 | -0.011058 | -0.0027713 | 1.4524e-06 | 7.5323e-07 | 0.016714 | 0.016714 | 0.016714 | 0.9846 | -0.29601 | 0.98446 | -0.29876 | 4.5918
222 | 0.004934 | 0.0012364 | -0.0049337 | -0.0012364 | 2.963e-07 | 9.0437e-09 | 0.007458 | 0.0074581 | 0.0074581 | 0.98441 | -0.29956 | 0.98435 | -0.30082 | 2.0489
223 | 0.0069174 | 0.0017335 | -0.0069171 | -0.0017334 | 3.4974e-07 | 1.1539e-07 | 0.010456 | 0.010456 | 0.010456 | 0.98441 | -0.29956 | 0.98436 | -0.30062 | 2.8726
224 | 0.0085705 | 0.0021479 | -0.00857 | -0.0021477 | 4.5651e-07 | 1.9994e-07 | 0.012954 | 0.012954 | 0.012954 | 0.98446 | -0.29876 | 0.9844 | -0.29988 | 3.5589
225 | 0.0024872 | 0.00062326 | -0.0024872 | -0.00062334 | 4.523e-08 | -7.9511e-08 | 0.0037598 | 0.0037599 | 0.0037599 | 0.98435 | -0.30082 | 0.98433 | -0.30121 | 1.0329
226 | 0.0044721 | 0.0011206 | -0.004472 | -0.0011206 | 1.242e-07 | -1.2636e-08 | 0.0067602 | 0.0067602 | 0.0067602 | 0.98436 | -0.30062 | 0.98433 | -0.30121 | 1.8572
227 | -0.0019866 | -0.00049789 | 0.0019867 | 0.00049773 | 5.1873e-08 | -1.6175e-07 | 0.0030032 | 0.0030032 | 0.0030032 | 0.9843 | -0.30176 | 0.98433 | -0.30121 | 0.82506
228 | -0.087242 | -0.022225 | 0.087248 | 0.022229 | 5.7282e-06 | 3.563e-06 | 0.13111 | 0.13111 | 0.13111 | 0.99112 | -0.16905 | 0.99119 | -0.16769 | 12.0063
229 | -0.088098 | -0.022442 | 0.088114 | 0.022451 | 1.5357e-05 | 9.5576e-06 | 0.13239 | 0.13239 | 0.13239 | 0.99119 | -0.16769 | 0.99138 | -0.16407 | 12.1232
230 | -0.0011297 | -0.00028312 | 0.0011297 | 0.00028293 | 1.7e-08 | -1.9028e-07 | 0.0017002 | 0.0017001 | 0.0017002 | 0.98872 | -0.21506 | 0.98874 | -0.21474 | 0.46708
231 | 0.0016557 | 0.00041468 | -0.0016556 | -0.00041478 | 1.8556e-08 | -9.16e-08 | 0.002484 | 0.0024841 | 0.0024841 | 0.99175 | -0.15702 | 0.99174 | -0.15725 | 0.68244
232 | 0.0011278 | 0.00028249 | -0.0011278 | -0.00028265 | 1.4305e-08 | -1.6274e-07 | 0.0016921 | 0.0016922 | 0.0016922 | 0.99174 | -0.15725 | 0.99172 | -0.15752 | 0.46489
233 | 0.0021188 | 0.00053091 | -0.0021188 | -0.00053096 | 2.1384e-08 | -5.3996e-08 | 0.0032376 | 0.0032376 | 0.0032376 | 0.97381 | -0.50533 | 0.9738 | -0.50554 | 0.88945
234 | 0.0054846 | 0.0013743 | -0.0054842 | -0.0013742 | 4.111e-07 | 6.9005e-08 | 0.0083814 | 0.0083814 | 0.0083814 | 0.97372 | -0.50705 | 0.97364 | -0.50862 | 2.3026
235 | 0.0043396 | 0.0010874 | -0.0043393 | -0.0010875 | 3.3753e-07 | -5.9194e-08 | 0.0065035 | 0.0065036 | 0.0065036 | 0.9929 | -0.13562 | 0.99282 | -0.13725 | 1.7867
236 | 0.04487 | 0.011282 | -0.044864 | -0.011278 | 5.8703e-06 | 3.7117e-06 | 0.067069 | 0.067069 | 0.067069 | 0.99568 | -0.082716 | 0.99553 | -0.085456 | 18.4257
237 | 0.0016021 | 0.00040149 | -0.0016021 | -0.00040153 | 6.3396e-09 | -3.3858e-08 | 0.0024012 | 0.0024012 | 0.0024012 | 0.99282 | -0.13725 | 0.99281 | -0.13734 | 0.65968
238 | 0.0027372 | 0.00068596 | -0.0027371 | -0.00068599 | 2.0694e-08 | -2.9158e-08 | 0.0041024 | 0.0041024 | 0.0041024 | 0.99282 | -0.13725 | 0.99281 | -0.13741 | 1.127
239 | 0.0035249 | 0.00088334 | -0.0035248 | -0.0008834 | 9.1748e-08 | -5.5881e-08 | 0.0052686 | 0.0052686 | 0.0052686 | 0.99553 | -0.085456 | 0.99551 | -0.086002 | 1.4474
240 | 0.041339 | 0.010395 | -0.041308 | -0.010375 | 3.071e-05 | 1.9376e-05 | 0.061801 | 0.061801 | 0.061801 | 0.99553 | -0.085456 | 0.99473 | -0.10102 | 16.9783
241 | 0.020791 | 0.005214 | -0.020786 | -0.0052111 | 4.7946e-06 | 2.9006e-06 | 0.031264 | 0.031264 | 0.031264 | 0.98958 | -0.19988 | 0.98933 | -0.20472 | 8.5891
242 | 0.031325 | 0.0078808 | -0.031323 | -0.0078796 | 2.0335e-06 | 1.2707e-06 | 0.047352 | 0.047352 | 0.047352 | 0.98458 | -0.29663 | 0.98451 | -0.29799 | 13.0089
243 | -0.0083091 | -0.0020825 | 0.0083095 | 0.0020827 | 4.5812e-07 | 1.9278e-07 | 0.012498 | 0.012498 | 0.012498 | 0.98927 | -0.20588 | 0.98933 | -0.20472 | 3.4336
244 | 0.0083091 | 0.0020825 | -0.0083077 | -0.0020819 | 1.3527e-06 | 5.6931e-07 | 0.012498 | 0.012498 | 0.012498 | 0.98927 | -0.20588 | 0.98909 | -0.2093 | 3.4336
245 | 0.012477 | 0.0031284 | -0.012473 | -0.0031261 | 4.2059e-06 | 2.283e-06 | 0.018766 | 0.018766 | 0.018766 | 0.98933 | -0.20472 | 0.98896 | -0.2118 | 5.1556
246 | 0.0046342 | 0.0011612 | -0.0046339 | -0.0011613 | 2.3215e-07 | -1.4887e-08 | 0.0069717 | 0.0069717 | 0.0069717 | 0.98909 | -0.2093 | 0.98904 | -0.21035 | 1.9153
247 | 0.0095636 | 0.0023971 | -0.0095615 | -0.0023961 | 2.0469e-06 | 9.7187e-07 | 0.01439 | 0.01439 | 0.01439 | 0.98896 | -0.2118 | 0.98873 | -0.21629 | 3.9532
248 | 0.0020327 | 0.00050932 | -0.0020326 | -0.00050942 | 3.3617e-08 | -1.015e-07 | 0.0030581 | 0.0030581 | 0.0030581 | 0.98904 | -0.21035 | 0.98902 | -0.2107 | 0.84015
249 | 0.0074193 | 0.0018592 | -0.0074187 | -0.001859 | 5.9345e-07 | 2.1703e-07 | 0.011166 | 0.011166 | 0.011166 | 0.98873 | -0.21629 | 0.98865 | -0.21797 | 3.0675
250 | 0.0064027 | 0.0016044 | -0.006402 | -0.0016042 | 6.5732e-07 | 1.7867e-07 | 0.0096366 | 0.0096367 | 0.0096367 | 0.98865 | -0.21797 | 0.98854 | -0.22013 | 2.6474
251 | 0.0034588 | 0.00086653 | -0.0034587 | -0.0008666 | 1.0884e-07 | -6.7612e-08 | 0.0052063 | 0.0052064 | 0.0052064 | 0.98854 | -0.22013 | 0.9885 | -0.22079 | 1.4303
252 | 0.0020037 | 0.00050195 | -0.0020037 | -0.00050216 | 6.7119e-08 | -2.0924e-07 | 0.0030162 | 0.0030163 | 0.0030163 | 0.9885 | -0.22079 | 0.98847 | -0.22149 | 0.82864
253 | 0.0044734 | 0.0011208 | -0.0044734 | -0.0011209 | 8.1864e-08 | -8.2485e-09 | 0.0067635 | 0.0067635 | 0.0067635 | 0.98418 | -0.30454 | 0.98416 | -0.30493 | 1.8581
254 | 0.0038097 | 0.00095452 | -0.0038095 | -0.00095458 | 1.6912e-07 | -6.4479e-08 | 0.00576 | 0.0057601 | 0.0057601 | 0.98416 | -0.30493 | 0.98411 | -0.30586 | 1.5824
255 | 0.0028627 | 0.0007173 | -0.0028627 | -0.00071731 | 1.6543e-08 | -1.9329e-08 | 0.0043285 | 0.0043285 | 0.0043285 | 0.98411 | -0.30586 | 0.9841 | -0.30598 | 1.1891
256 | 0.0021301 | 0.00053371 | -0.0021301 | -0.00053376 | 1.9417e-08 | -5.0991e-08 | 0.0032208 | 0.0032208 | 0.0032208 | 0.9841 | -0.30598 | 0.98409 | -0.30617 | 0.88484
257 | 0.0014781 | 0.00037037 | -0.0014781 | -0.00037041 | 6.5794e-09 | -4.0413e-08 | 0.002235 | 0.002235 | 0.002235 | 0.98409 | -0.30617 | 0.98409 | -0.30627 | 0.61402
258 | 0.000806 | 0.00020196 | -0.000806 | -0.000202 | 2.1135e-09 | -4.6858e-08 | 0.0012187 | 0.0012187 | 0.0012187 | 0.98409 | -0.30627 | 0.98409 | -0.30632 | 0.33482
259 | -0.0021123 | -0.00052758 | 0.0021125 | 0.0005271 | 1.8668e-07 | -4.8149e-07 | 0.0032187 | 0.0032185 | 0.0032187 | 0.9763 | -0.4589 | 0.9764 | -0.45704 | 0.88427
260 | 0.0021123 | 0.00052758 | -0.0021121 | -0.00052797 | 1.5227e-07 | -3.9258e-07 | 0.0032187 | 0.0032189 | 0.0032189 | 0.9763 | -0.4589 | 0.97623 | -0.46042 | 0.88432
261 | 0.0017138 | 0.00042814 | -0.0017137 | -0.00042845 | 7.3181e-08 | -3.1083e-07 | 0.0026117 | 0.0026119 | 0.0026119 | 0.97623 | -0.46042 | 0.97618 | -0.46131 | 0.71755
262 | 0.00063106 | 0.00015719 | -0.00063104 | -0.00015786 | 1.8948e-08 | -6.7084e-07 | 0.0009616 | 0.00096184 | 0.00096184 | 0.97618 | -0.46131 | 0.97615 | -0.46195 | 0.26424
263 | 0.0010826 | 0.00027126 | -0.0010826 | -0.00027133 | 6.5649e-09 | -7.6161e-08 | 0.0016503 | 0.0016503 | 0.0016503 | 0.97618 | -0.46131 | 0.97617 | -0.46144 | 0.45338
264 | 0.0013053 | 0.00032666 | -0.0013053 | -0.00032686 | 2.5104e-08 | -1.9535e-07 | 0.0019896 | 0.0019896 | 0.0019896 | 0.97617 | -0.46153 | 0.97615 | -0.46193 | 0.5466
265 | 0.00038161 | 9.5346e-05 | -0.00038161 | -9.564e-05 | 3.0108e-09 | -2.9473e-07 | 0.00058161 | 0.00058172 | 0.00058172 | 0.97615 | -0.46195 | 0.97614 | -0.46211 | 0.15981
266 | 0.0045828 | 0.0011484 | -0.0045821 | -0.0011484 | 7.5548e-07 | -2.7034e-08 | 0.0070043 | 0.0070045 | 0.0070045 | 0.97358 | -0.5097 | 0.97341 | -0.51316 | 1.9243
267 | -0.0054839 | -0.0013742 | 0.0054842 | 0.0013742 | 2.8237e-07 | 4.7417e-08 | 0.0083815 | 0.0083814 | 0.0083815 | 0.97358 | -0.5097 | 0.97364 | -0.50862 | 2.3026
268 | -0.00070578 | -0.00017689 | 0.00070579 | 0.00017683 | 1.8721e-09 | -5.2201e-08 | 0.0010785 | 0.0010785 | 0.0010785 | 0.97379 | -0.5056 | 0.9738 | -0.50554 | 0.29629
269 | 0.039468 | 0.0099141 | -0.039456 | -0.0099065 | 1.2029e-05 | 7.5789e-06 | 0.059048 | 0.059048 | 0.059048 | 0.99473 | -0.10102 | 0.9944 | -0.10741 | 16.2219
270 | 0.0029393 | 0.00073651 | -0.0029392 | -0.00073664 | 1.0727e-07 | -1.2316e-07 | 0.0043983 | 0.0043984 | 0.0043984 | 0.9944 | -0.10741 | 0.99436 | -0.10818 | 1.2084
271 | 0.036516 | 0.00917 | -0.036489 | -0.0091526 | 2.7693e-05 | 1.7403e-05 | 0.054649 | 0.054649 | 0.054649 | 0.9944 | -0.10741 | 0.99357 | -0.12332 | 15.0136
272 | 0.001304 | 0.00032672 | -0.001304 | -0.00032681 | 1.1358e-08 | -9.5045e-08 | 0.0019555 | 0.0019555 | 0.0019555 | 0.99227 | -0.14846 | 0.99226 | -0.14864 | 0.53723
273 | -0.0032304 | -0.00080952 | 0.0032305 | 0.00080944 | 9.8986e-08 | -8.195e-08 | 0.0048443 | 0.0048443 | 0.0048443 | 0.99227 | -0.14846 | 0.99231 | -0.14782 | 1.3309
274 | 0.0090401 | 0.0022655 | -0.0090386 | -0.0022648 | 1.4281e-06 | 6.4634e-07 | 0.013556 | 0.013556 | 0.013556 | 0.99231 | -0.14782 | 0.99214 | -0.15113 | 3.7242
275 | 0.0025234 | 0.00063203 | -0.0025233 | -0.00063212 | 5.2566e-08 | -9.2831e-08 | 0.0037838 | 0.0037839 | 0.0037839 | 0.99231 | -0.14782 | 0.99228 | -0.14826 | 1.0395
276 | -0.014794 | -0.0037069 | 0.014796 | 0.0037083 | 2.3855e-06 | 1.3597e-06 | 0.022184 | 0.022184 | 0.022184 | 0.99231 | -0.14782 | 0.99248 | -0.14443 | 6.0945
277 | 0.0034262 | 0.00085845 | -0.0034259 | -0.00085861 | 2.4207e-07 | -1.6075e-07 | 0.0051385 | 0.0051386 | 0.0051386 | 0.99214 | -0.15113 | 0.99206 | -0.15262 | 1.4117
278 | 0.0056125 | 0.0014064 | -0.0056121 | -0.0014063 | 4.1852e-07 | 6.4466e-08 | 0.0084176 | 0.0084177 | 0.0084177 | 0.99214 | -0.15113 | 0.99206 | -0.1527 | 2.3125
279 | 0.0025233 | 0.00063212 | -0.0025232 | -0.00063237 | 1.421e-07 | -2.5091e-07 | 0.0037839 | 0.003784 | 0.003784 | 0.99228 | -0.14826 | 0.99222 | -0.14944 | 1.0396
280 | -0.018066 | -0.0045276 | 0.01807 | 0.0045298 | 3.616e-06 | 2.1443e-06 | 0.027086 | 0.027086 | 0.027086 | 0.99248 | -0.14443 | 0.9927 | -0.14023 | 7.4413
281 | 0.0032698 | 0.00081933 | -0.0032696 | -0.00081944 | 1.4801e-07 | -1.175e-07 | 0.0049023 | 0.0049023 | 0.0049023 | 0.99248 | -0.14443 | 0.99243 | -0.14538 | 1.3468
282 | 0.003123 | 0.00078263 | -0.0031229 | -0.00078268 | 5.9796e-08 | -5.5557e-08 | 0.0046843 | 0.0046843 | 0.0046843 | 0.99206 | -0.1527 | 0.99203 | -0.1531 | 1.2869
283 | 0.0024891 | 0.00062368 | -0.002489 | -0.00062371 | 1.8357e-08 | -3.3597e-08 | 0.0037334 | 0.0037334 | 0.0037334 | 0.99206 | -0.1527 | 0.99205 | -0.15285 | 1.0257
284 | 0.0024889 | 0.00062369 | -0.0024888 | -0.00062376 | 3.985e-08 | -7.3203e-08 | 0.0037307 | 0.0037307 | 0.0037307 | 0.9927 | -0.14023 | 0.99268 | -0.14057 | 1.0249
285 | -0.020559 | -0.0051535 | 0.020567 | 0.0051587 | 8.6012e-06 | 5.1924e-06 | 0.030817 | 0.030817 | 0.030817 | 0.9927 | -0.14023 | 0.99315 | -0.13146 | 8.4662
286 | 0.002489 | 0.00062371 | -0.002489 | -0.0006238 | 4.8307e-08 | -8.8409e-08 | 0.0037334 | 0.0037334 | 0.0037334 | 0.99205 | -0.15285 | 0.99203 | -0.15326 | 1.0257
287 | -0.023778 | -0.0059634 | 0.023779 | 0.0059639 | 8.5093e-07 | 5.2146e-07 | 0.035628 | 0.035628 | 0.035628 | 0.99315 | -0.13146 | 0.99319 | -0.1307 | 9.7878
288 | 0.031109 | 0.0078044 | -0.031107 | -0.0078029 | 2.4651e-06 | 1.5384e-06 | 0.046593 | 0.046593 | 0.046593 | 0.99357 | -0.12332 | 0.99349 | -0.12498 | 12.8002
289 | 0.0053795 | 0.0013482 | -0.0053794 | -0.0013482 | 1.7925e-07 | 1.9349e-08 | 0.0080566 | 0.0080566 | 0.0080566 | 0.99357 | -0.12332 | 0.99354 | -0.12402 | 2.2134
290 | 0.0045227 | 0.0011334 | -0.0045226 | -0.0011335 | 1.4403e-07 | -1.6201e-08 | 0.006774 | 0.006774 | 0.006774 | 0.99349 | -0.12498 | 0.99345 | -0.12565 | 1.861
291 | 0.026584 | 0.0066694 | -0.026577 | -0.0066649 | 7.2509e-06 | 4.4827e-06 | 0.039819 | 0.039819 | 0.039819 | 0.99349 | -0.12498 | 0.99319 | -0.1307 | 10.9393
292 | 0.0027976 | 0.00070105 | -0.0027975 | -0.00070113 | 5.8409e-08 | -7.7353e-08 | 0.0041914 | 0.0041914 | 0.0041914 | 0.99319 | -0.1307 | 0.99317 | -0.13114 | 1.1515
293 | 0.00020312 | 5.063e-05 | -0.00020311 | -5.0905e-05 | 7.9369e-10 | -2.7557e-07 | 0.00030952 | 0.00030962 | 0.00030962 | 0.97615 | -0.46193 | 0.97615 | -0.46201 | 0.085061
294 | 0.0026204 | 0.00065653 | -0.0026203 | -0.0006567 | 1.1242e-07 | -1.7495e-07 | 0.0039448 | 0.0039449 | 0.0039449 | 0.98841 | -0.22237 | 0.98836 | -0.22327 | 1.0838
295 | 0.0035765 | 0.00089595 | -0.0035761 | -0.00089613 | 3.2207e-07 | -1.7356e-07 | 0.0053841 | 0.0053842 | 0.0053842 | 0.98841 | -0.22237 | 0.98831 | -0.22427 | 1.4792
296 | 0.0035761 | 0.00089613 | -0.003576 | -0.00089622 | 1.7579e-07 | -9.4692e-08 | 0.0053842 | 0.0053843 | 0.0053843 | 0.98831 | -0.22427 | 0.98826 | -0.2253 | 1.4792

## res_trafo
| p_hv_mw | q_hv_mvar | p_lv_mw | q_lv_mvar | pl_mw | ql_mvar | i_hv_ka | i_lv_ka | vm_hv_pu | va_hv_degree | vm_lv_pu | va_lv_degree | loading_percent
0 | -1.2729e-15 | -1.3162e-15 | 0.00165 | 1.2699e-07 | 0.00165 | 1.2699e-07 | 5.2857e-17 | 0.0023815 | 0.99998 | 149.9956 | 1 | 0 | 0.2619

## res_ext_grid
| p_mw | q_mvar
0 | 0.5179 | 0.13177

## res_load
| p_mw | q_mvar
0 | 0.0013106 | 0.00032846
1 | 0.0025459 | 0.00063807
2 | 0.00069348 | 0.0001738
3 | 0.0010503 | 0.00026323
4 | 0.00048295 | 0.00012104
5 | 0.002598 | 0.00065112
6 | 0.0013659 | 0.00034233
7 | 0.00069129 | 0.00017325
8 | 0.00090878 | 0.00022776
9 | 0.00052256 | 0.00013097
10 | 0.0019841 | 0.00049725
11 | 0.00039558 | 9.9141e-05
12 | 0.00067168 | 0.00016834
13 | 0.00082581 | 0.00020697
14 | 0.00035511 | 8.8998e-05
15 | 0.00047721 | 0.0001196
16 | 0.0029263 | 0.00073339
17 | 0.0024855 | 0.00062292
18 | 0.0012007 | 0.00030092
19 | 0.0012012 | 0.00030105
20 | 0.010064 | 0.0025222
21 | 0.0012866 | 0.00032244
22 | 0.0012003 | 0.00030083
23 | 0.001659 | 0.00041578
24 | 0.0034093 | 0.00085446
25 | 0.0034828 | 0.00087288
26 | 0.0024783 | 0.00062111
27 | 0.0020374 | 0.00051061
28 | 0.0053708 | 0.001346
29 | 0.0074669 | 0.0018714
30 | 0.0018976 | 0.00047558
31 | 0.0021023 | 0.00052689
32 | 0.0024558 | 0.00061547
33 | 0.0019683 | 0.00049329
34 | 0.0073129 | 0.0018328
35 | 0.0016023 | 0.00040156
36 | 0.0019649 | 0.00049245
37 | 0.0027904 | 0.00069933
38 | 0.0029715 | 0.00074473
39 | 0.0019363 | 0.00048528
40 | 0.0010771 | 0.00026994
41 | 0.0011967 | 0.00029992
42 | 0.0020695 | 0.00051867
43 | 0.0010771 | 0.00026994
44 | 0.001078 | 0.00027017
45 | 0.0010777 | 0.00027011
46 | 0.0012157 | 0.0003047
47 | 0.0016809 | 0.00042127
48 | 0.0014019 | 0.00035134
49 | 0.0012008 | 0.00030096
50 | 0.0021664 | 0.00054294
51 | 0.0020368 | 0.00051047
52 | 0.0020363 | 0.00051034
53 | 0.0021662 | 0.0005429
54 | 0.0020351 | 0.00051005
55 | 0.007791 | 0.0019526
56 | 0.00078698 | 0.00019724
57 | 0.00044827 | 0.00011235
58 | 0.0017462 | 0.00043763
59 | 0.006296 | 0.0015779
60 | 0.0062582 | 0.0015685
61 | 0.0028312 | 0.00070956
62 | 0.00054323 | 0.00013615
63 | 0.000829 | 0.00020777
64 | 0.00054994 | 0.00013783
65 | 0.003828 | 0.00095938
66 | 0.0023271 | 0.00058323
67 | 0.0024862 | 0.00062311
68 | 0.0035715 | 0.00089509
69 | 0.0010795 | 0.00027054
70 | 0.0019582 | 0.00049077
71 | 0.01285 | 0.0032205
72 | 0.00213 | 0.00053383
73 | 0.0024465 | 0.00061315
74 | 0.0024459 | 0.00061299
75 | 0.012316 | 0.0030866
76 | 0.0024874 | 0.00062339
77 | 0.0010772 | 0.00026996
78 | 0.00086071 | 0.00021572
79 | 0.0018622 | 0.00046671
80 | 0.0047948 | 0.0012017
81 | 0.014087 | 0.0035305
82 | 0.0069786 | 0.001749
83 | 0.0027625 | 0.00069234
84 | 0.00076419 | 0.00019152
85 | 0.0096895 | 0.0024284
86 | 0.00096449 | 0.00024172
87 | 0.0021798 | 0.0005463
88 | 0.0021466 | 0.00053798
89 | 0.0066353 | 0.001663
90 | 0.0038601 | 0.00096744
91 | 0.0034041 | 0.00085315
92 | 0.0019214 | 0.00048154
93 | 0.0026615 | 0.00066703
94 | 0.001962 | 0.00049172
95 | 0.001787 | 0.00044786
96 | 0.0019505 | 0.00048885
97 | 0.0020194 | 0.00050611
98 | 0.003524 | 0.00088319
99 | 0.0041507 | 0.0010403
100 | 0.0020108 | 0.00050396
101 | 0.001448 | 0.00036291
102 | 0.0038135 | 0.00095576
103 | 0.0026421 | 0.00066218
104 | 0.0016925 | 0.00042417
105 | 0.0011842 | 0.0002968
106 | 0.0016125 | 0.00040414
107 | 0.0024862 | 0.00062311
108 | 0.0024459 | 0.00061299
109 | 0.0024874 | 0.00062339
110 | 0.0024468 | 0.00061322
111 | 0.0024874 | 0.0006234
112 | 0.0024483 | 0.0006136
113 | 0.0024863 | 0.00062312
114 | 0.0024465 | 0.00061315
115 | 0.0024854 | 0.00062289
116 | 0.0011895 | 0.00029811
117 | 0.0032405 | 0.00081214
118 | 0.0024444 | 0.00061261
119 | 0.0019356 | 0.0004851
120 | 0.0026378 | 0.00066109
121 | 0.0044836 | 0.0011237
122 | 0.0035142 | 0.00088075
123 | 0.0028485 | 0.00071389
124 | 0.0024468 | 0.00061322
125 | 0.0024853 | 0.00062288
126 | 0.002445 | 0.00061277
127 | 0.0024853 | 0.00062288
128 | 0.0024874 | 0.00062339
129 | 0.002445 | 0.00061277
130 | 0.0024874 | 0.00062339
131 | 0.0024465 | 0.00061314
132 | 0.002445 | 0.00061277
133 | 0.0024483 | 0.00061359
134 | 0.0019866 | 0.00049789
135 | 0.0024853 | 0.00062288
136 | 0.0024872 | 0.00062334
137 | 0.0011232 | 0.0002815
138 | 0.00085036 | 0.00021312
139 | 0.000829 | 0.00020777
140 | 0.0011297 | 0.00028312
141 | 0.00088239 | 0.00022115
142 | 0.00093803 | 0.00023509
143 | 0.00052782 | 0.00013228
144 | 0.0021443 | 0.00053741
145 | 0.0011278 | 0.00028265
146 | 0.005834 | 0.0014621
147 | 0.0065016 | 0.0016295
148 | 0.009208 | 0.0023077
149 | 0.0021403 | 0.0005364
150 | 0.0017746 | 0.00044477
151 | 0.0021464 | 0.00053793
152 | 0.0016131 | 0.00040429
153 | 0.0016021 | 0.00040153
154 | 0.0027371 | 0.00068599
155 | 0.0039555 | 0.00099134
156 | 0.00071282 | 0.00017865
157 | 0.0019805 | 0.00049635
158 | 0.0013037 | 0.00032675
159 | 0.0036735 | 0.00092068
160 | 0.0029089 | 0.00072905
161 | 0.0026013 | 0.00065194
162 | 0.0021422 | 0.00053689
163 | 0.0020326 | 0.00050942
164 | 0.001016 | 0.00025464
165 | 0.0029432 | 0.00073764
166 | 0.001455 | 0.00036465
167 | 0.0020037 | 0.00050216
168 | 0.00066833 | 0.0001675
169 | 0.0006637 | 0.00016634
170 | 0.00094678 | 0.00023729
171 | 0.00073258 | 0.0001836
172 | 0.00065195 | 0.00016339
173 | 0.00067214 | 0.00016845
174 | 0.000806 | 0.000202
175 | 0.0044534 | 0.0011161
176 | 0.00039834 | 9.9834e-05
177 | 0.00024943 | 6.2514e-05
178 | 0.0010826 | 0.00027133
179 | 0.00090108 | 0.00022583
180 | 0.0045821 | 0.0011484
181 | 0.00070578 | 0.00017689
182 | 0.001413 | 0.00035413
183 | 0.0035248 | 0.0008834
184 | 0.0018406 | 0.0004613
185 | 0.0019264 | 0.00048281
186 | 0.001304 | 0.00032681
187 | 0.0034259 | 0.00085861
188 | 0.0025232 | 0.00063237
189 | 0.0032696 | 0.00081944
190 | 0.0031229 | 0.00078268
191 | 0.0024888 | 0.00062376
192 | 0.0032109 | 0.00080472
193 | 0.0029392 | 0.00073664
194 | 0.0053794 | 0.0013482
195 | 0.0045226 | 0.0011335
196 | 0.0027975 | 0.00070113
197 | 0.00038161 | 9.564e-05
198 | 0.0011022 | 0.00027623
199 | 0.00020311 | 5.0905e-05
200 | 0.0022659 | 0.00056789
201 | 0.0026203 | 0.0006567
202 | 0.003576 | 0.00089622
203 | 0.002489 | 0.0006238

## dtypes
| element | column | dtype
0 | bus | name | object
1 | bus | vn_kv | float64
2 | bus | type | object
3 | bus | zone | object
4 | bus | in_service | bool
5 | load | name | object
6 | load | bus | uint32
7 | load | p_mw | float64
8 | load | q_mvar | float64
9 | load | const_z_percent | float64
10 | load | const_i_percent | float64
11 | load | sn_mva | float64
12 | load | scaling | float64
13 | load | in_service | bool
14 | load | type | object
15 | ext_grid | name | object
16 | ext_grid | bus | uint32
17 | ext_grid | vm_pu | float64
18 | ext_grid | va_degree | float64
19 | ext_grid | slack_weight | float64
20 | ext_grid | in_service | bool
21 | line | name | object
22 | line | std_type | object
23 | line | from_bus | uint32
24 | line | to_bus | uint32
25 | line | length_km | float64
26 | line | r_ohm_per_km | float64
27 | line | x_ohm_per_km | float64
28 | line | c_nf_per_km | float64
29 | line | g_us_per_km | float64
30 | line | max_i_ka | float64
31 | line | df | float64
32 | line | parallel | uint32
33 | line | type | object
34 | line | in_service | bool
35 | trafo | name | object
36 | trafo | std_type | object
37 | trafo | hv_bus | uint32
38 | trafo | lv_bus | uint32
39 | trafo | sn_mva | float64
40 | trafo | vn_hv_kv | float64
41 | trafo | vn_lv_kv | float64
42 | trafo | vk_percent | float64
43 | trafo | vkr_percent | float64
44 | trafo | pfe_kw | float64
45 | trafo | i0_percent | float64
46 | trafo | shift_degree | float64
47 | trafo | tap_side | object
48 | trafo | tap_neutral | int32
49 | trafo | tap_min | int32
50 | trafo | tap_max | int32
51 | trafo | tap_step_percent | float64
52 | trafo | tap_step_degree | float64
53 | trafo | tap_pos | int32
54 | trafo | tap_phase_shifter | bool
55 | trafo | parallel | uint32
56 | trafo | df | float64
57 | trafo | in_service | bool
58 | line_geodata | coords | object
59 | bus_geodata | x | float64
60 | bus_geodata | y | float64
61 | bus_geodata | coords | object
62 | res_bus | vm_pu | float64
63 | res_bus | va_degree | float64
64 | res_bus | p_mw | float64
65 | res_bus | q_mvar | float64
66 | res_line | p_from_mw | float64
67 | res_line | q_from_mvar | float64
68 | res_line | p_to_mw | float64
69 | res_line | q_to_mvar | float64
70 | res_line | pl_mw | float64
71 | res_line | ql_mvar | float64
72 | res_line | i_from_ka | float64
73 | res_line | i_to_ka | float64
74 | res_line | i_ka | float64
75 | res_line | vm_from_pu | float64
76 | res_line | va_from_degree | float64
77 | res_line | vm_to_pu | float64
78 | res_line | va_to_degree | float64
79 | res_line | loading_percent | float64
80 | res_trafo | p_hv_mw | float64
81 | res_trafo | q_hv_mvar | float64
82 | res_trafo | p_lv_mw | float64
83 | res_trafo | q_lv_mvar | float64
84 | res_trafo | pl_mw | float64
85 | res_trafo | ql_mvar | float64
86 | res_trafo | i_hv_ka | float64
87 | res_trafo | i_lv_ka | float64
88 | res_trafo | vm_hv_pu | float64
89 | res_trafo | va_hv_degree | float64
90 | res_trafo | vm_lv_pu | float64
91 | res_trafo | va_lv_degree | float64
92 | res_trafo | loading_percent | float64
93 | res_ext_grid | p_mw | float64
94 | res_ext_grid | q_mvar | float64
95 | res_load | p_mw | float64
96 | res_load | q_mvar | float64

## parameters
| version | format_version | converged | OPF_converged | name | f_hz | sn_mva
0 | 2.14.6 | 2.14.0 | TRUE | FALSE |  | 50 | 1