## bus
| name | vn_kv | type | zone | in_service
0 | bus_LV_121-53_0_4_node_0 | 0.4 | n |  | TRUE
1 | bus_LV_121-53_0_4_node_1 | 0.4 | n |  | TRUE
2 | bus_LV_121-53_0_4_node_3 | 0.4 | n |  | TRUE
3 | bus_LV_121-53_0_4_node_4 | 0.4 | n |  | TRUE
4 | bus_LV_121-53_0_4_node_9 | 0.4 | n |  | TRUE
5 | bus_LV_121-53_0_4_node_40 | 0.4 | n |  | TRUE
6 | bus_LV_121-53_0_4_node_38 | 0.4 | n |  | TRUE
7 | bus_LV_121-53_0_4_node_36 | 0.4 | n |  | TRUE
8 | bus_LV_121-53_0_4_node_6 | 0.4 | n |  | TRUE
9 | bus_LV_121-53_0_4_node_7 | 0.4 | n |  | TRUE
10 | bus_LV_121-53_0_4_node_99 | 0.4 | n |  | TRUE
11 | bus_LV_121-53_0_4_node_8 | 0.4 | n |  | TRUE
12 | bus_LV_121-53_0_4_node_48 | 0.4 | n |  | TRUE
13 | bus_LV_121-53_0_4_node_96 | 0.4 | n |  | TRUE
14 | bus_LV_121-53_0_4_node_92 | 0.4 | n |  | TRUE
15 | bus_LV_121-53_0_4_node_10 | 0.4 | n |  | TRUE
16 | bus_LV_121-53_0_4_node_86 | 0.4 | n |  | TRUE
17 | bus_LV_121-53_0_4_node_113 | 0.4 | n |  | TRUE
18 | bus_LV_121-53_0_4_node_11 | 0.4 | n |  | TRUE
19 | bus_LV_121-53_0_4_node_19 | 0.4 | n |  | TRUE
20 | bus_LV_121-53_0_4_node_122 | 0.4 | n |  | TRUE
21 | bus_LV_121-53_0_4_node_136 | 0.4 | n |  | TRUE
22 | bus_LV_121-53_0_4_node_12 | 0.4 | n |  | TRUE
23 | bus_LV_121-53_0_4_node_103 | 0.4 | n |  | TRUE
24 | bus_LV_121-53_0_4_node_110 | 0.4 | n |  | TRUE
25 | bus_LV_121-53_0_4_node_13 | 0.4 | n |  | TRUE
26 | bus_LV_121-53_0_4_node_25 | 0.4 | n |  | TRUE
27 | bus_LV_121-53_0_4_node_26 | 0.4 | n |  | TRUE
28 | bus_LV_121-53_0_4_node_108 | 0.4 | n |  | TRUE
29 | bus_LV_121-53_0_4_node_15 | 0.4 | n |  | TRUE
30 | bus_LV_121-53_0_4_node_27 | 0.4 | n |  | TRUE
31 | bus_LV_121-53_0_4_node_51 | 0.4 | n |  | TRUE
32 | bus_LV_121-53_0_4_node_17 | 0.4 | n |  | TRUE
33 | bus_LV_121-53_0_4_node_22 | 0.4 | n |  | TRUE
34 | bus_LV_121-53_0_4_node_144 | 0.4 | n |  | TRUE
35 | bus_LV_121-53_0_4_node_18 | 0.4 | n |  | TRUE
36 | bus_LV_121-53_0_4_node_20 | 0.4 | n |  | TRUE
37 | bus_LV_121-53_0_4_node_140 | 0.4 | n |  | TRUE
38 | bus_LV_121-53_0_4_node_116 | 0.4 | n |  | TRUE
39 | bus_LV_121-53_0_4_node_115 | 0.4 | n |  | TRUE
40 | bus_LV_121-53_0_4_node_30 | 0.4 | n |  | TRUE
41 | bus_LV_121-53_0_4_node_145 | 0.4 | n |  | TRUE
42 | bus_LV_121-53_0_4_node_21 | 0.4 | n |  | TRUE
43 | bus_LV_121-53_0_4_node_107 | 0.4 | n |  | TRUE
44 | bus_LV_121-53_0_4_node_29 | 0.4 | n |  | TRUE
45 | bus_LV_121-53_0_4_node_147 | 0.4 | n |  | TRUE
46 | bus_LV_121-53_0_4_node_24 | 0.4 | n |  | TRUE
47 | bus_LV_121-53_0_4_node_118 | 0.4 | n |  | TRUE
48 | bus_LV_121-53_0_4_node_117 | 0.4 | n |  | TRUE
49 | bus_LV_121-53_0_4_node_109 | 0.4 | n |  | TRUE
50 | bus_LV_121-53_0_4_node_49 | 0.4 | n |  | TRUE
51 | bus_LV_121-53_0_4_node_135 | 0.4 | n |  | TRUE
52 | bus_LV_121-53_0_4_node_114 | 0.4 | n |  | TRUE
53 | bus_LV_121-53_0_4_node_32 | 0.4 | n |  | TRUE
54 | bus_LV_121-53_0_4_node_33 | 0.4 | n |  | TRUE
55 | bus_LV_121-53_0_4_node_39 | 0.4 | n |  | TRUE
56 | bus_LV_121-53_0_4_node_35 | 0.4 | n |  | TRUE
57 | bus_LV_121-53_0_4_node_42 | 0.4 | n |  | TRUE
58 | bus_LV_121-53_0_4_node_34 | 0.4 | n |  | TRUE
59 | bus_LV_121-53_0_4_node_71 | 0.4 | n |  | TRUE
60 | bus_LV_121-53_0_4_node_69 | 0.4 | n |  | TRUE
61 | bus_LV_121-53_0_4_node_43 | 0.4 | n |  | TRUE
62 | bus_LV_121-53_0_4_node_68 | 0.4 | n |  | TRUE
63 | bus_LV_121-53_0_4_node_41 | 0.4 | n |  | TRUE
64 | bus_LV_121-53_0_4_node_95 | 0.4 | n |  | TRUE
65 | bus_LV_121-53_0_4_node_37 | 0.4 | n |  | TRUE
66 | bus_LV_121-53_0_4_node_56 | 0.4 | n |  | TRUE
67 | bus_LV_121-53_0_4_node_46 | 0.4 | n |  | TRUE
68 | bus_LV_121-53_0_4_node_54 | 0.4 | n |  | TRUE
69 | bus_LV_121-53_0_4_node_55 | 0.4 | n |  | TRUE
70 | bus_LV_121-53_0_4_node_93 | 0.4 | n |  | TRUE
71 | bus_LV_121-53_0_4_node_87 | 0.4 | n |  | TRUE
72 | bus_LV_121-53_0_4_node_84 | 0.4 | n |  | TRUE
73 | bus_LV_121-53_0_4_node_89 | 0.4 | n |  | TRUE
74 | bus_LV_121-53_0_4_node_112 | 0.4 | n |  | TRUE
75 | bus_LV_121-53_0_4_node_111 | 0.4 | n |  | TRUE
76 | bus_LV_121-53_0_4_node_124 | 0.4 | n |  | TRUE
77 | bus_LV_121-53_0_4_node_120 | 0.4 | n |  | TRUE
78 | bus_LV_121-53_0_4_node_104 | 0.4 | n |  | TRUE
79 | bus_LV_121-53_0_4_node_105 | 0.4 | n |  | TRUE
80 | bus_LV_121-53_0_4_node_101 | 0.4 | n |  | TRUE
81 | bus_LV_121-53_0_4_node_137 | 0.4 | n |  | TRUE
82 | bus_LV_121-53_0_4_node_50 | 0.4 | n |  | TRUE
83 | bus_LV_121-53_0_4_node_141 | 0.4 | n |  | TRUE
84 | bus_LV_121-53_0_4_node_125 | 0.4 | n |  | TRUE
85 | bus_LV_121-53_0_4_node_146 | 0.4 | n |  | TRUE
86 | bus_LV_121-53_0_4_node_47 | 0.4 | n |  | TRUE
87 | bus_LV_121-53_0_4_node_138 | 0.4 | n |  | TRUE
88 | bus_LV_121-53_0_4_node_123 | 0.4 | n |  | TRUE
89 | bus_LV_121-53_0_4_node_134 | 0.4 | n |  | TRUE
90 | bus_LV_121-53_0_4_node_70 | 0.4 | n |  | TRUE
91 | bus_LV_121-53_0_4_node_60 | 0.4 | n |  | TRUE
92 | bus_LV_121-53_0_4_node_62 | 0.4 | n |  | TRUE
93 | bus_LV_121-53_0_4_node_58 | 0.4 | n |  | TRUE
94 | bus_LV_121-53_0_4_node_66 | 0.4 | n |  | TRUE
95 | bus_LV_121-53_0_4_node_44 | 0.4 | n |  | TRUE
96 | bus_LV_121-53_0_4_node_45 | 0.4 | n |  | TRUE
97 | bus_LV_121-53_0_4_node_57 | 0.4 | n |  | TRUE
98 | bus_LV_121-53_0_4_node_52 | 0.4 | n |  | TRUE
99 | bus_LV_121-53_0_4_node_53 | 0.4 | n |  | TRUE
100 | bus_LV_121-53_0_4_node_80 | 0.4 | n |  | TRUE
101 | bus_LV_121-53_0_4_node_79 | 0.4 | n |  | TRUE
102 | bus_LV_121-53_0_4_node_59 | 0.4 | n |  | TRUE
103 | bus_LV_121-53_0_4_node_61 | 0.4 | n |  | TRUE
104 | bus_LV_121-53_0_4_node_67 | 0.4 | n |  | TRUE
105 | bus_LV_121-53_0_4_node_65 | 0.4 | n |  | TRUE
106 | bus_LV_121-53_0_4_node_63 | 0.4 | n |  | TRUE
107 | bus_LV_121-53_0_4_node_148 | 0.4 | n |  | TRUE
108 | bus_LV_121-53_0_4_node_149 | 0.4 | n |  | TRUE
109 | bus_LV_121-53_0_4_node_150 | 0.4 | n |  | TRUE
110 | bus_LV_121-53_0_4_node_64 | 0.4 | n |  | TRUE
111 | bus_LV_121-53_0_4_node_151 | 0.4 | n |  | TRUE
112 | bus_LV_121-53_0_4_node_72 | 0.4 | n |  | TRUE
113 | bus_LV_121-53_0_4_node_73 | 0.4 | n |  | TRUE
114 | bus_LV_121-53_0_4_node_74 | 0.4 | n |  | TRUE
115 | bus_LV_121-53_0_4_node_76 | 0.4 | n |  | TRUE
116 | bus_LV_121-53_0_4_node_75 | 0.4 | n |  | TRUE
117 | bus_LV_121-53_0_4_node_81 | 0.4 | n |  | TRUE
118 | bus_LV_121-53_0_4_node_78 | 0.4 | n |  | TRUE
119 | bus_LV_121-53_0_4_node_77 | 0.4 | n |  | TRUE
120 | bus_LV_121-53_0_4_node_82 | 0.4 | n |  | TRUE
121 | bus_LV_121-53_0_4_node_83 | 0.4 | n |  | TRUE
122 | bus_LV_121-53_0_4_node_91 | 0.4 | n |  | TRUE
123 | bus_LV_121-53_0_4_node_88 | 0.4 | n |  | TRUE
124 | bus_LV_121-53_0_4_node_90 | 0.4 | n |  | TRUE
125 | bus_LV_121-53_0_4_node_98 | 0.4 | n |  | TRUE
126 | bus_LV_121-53_0_4_node_97 | 0.4 | n |  | TRUE
127 | bus_LV_121-53_0_4_node_94 | 0.4 | n |  | TRUE
128 | bus_LV_121-53_0_4_node_100 | 0.4 | n |  | TRUE
129 | bus_LV_121-53_0_4_node_102 | 0.4 | n |  | TRUE
130 | bus_LV_121-53_0_4_node_106 | 0.4 | n |  | TRUE
131 | bus_LV_121-53_0_4_node_126 | 0.4 | n |  | TRUE
132 | bus_LV_121-53_0_4_node_119 | 0.4 | n |  | TRUE
133 | bus_LV_121-53_0_4_node_121 | 0.4 | n |  | TRUE
134 | bus_LV_121-53_0_4_node_127 | 0.4 | n |  | TRUE
135 | bus_LV_121-53_0_4_node_128 | 0.4 | n |  | TRUE
136 | bus_LV_121-53_0_4_node_131 | 0.4 | n |  | TRUE
137 | bus_LV_121-53_0_4_node_133 | 0.4 | n |  | TRUE
138 | bus_LV_121-53_0_4_node_129 | 0.4 | n |  | TRUE
139 | bus_LV_121-53_0_4_node_130 | 0.4 | n |  | TRUE
140 | bus_LV_121-53_0_4_node_132 | 0.4 | n |  | TRUE
141 | bus_LV_121-53_0_4_node_139 | 0.4 | n |  | TRUE
142 | bus_LV_121-53_0_4_node_142 | 0.4 | n |  | TRUE
143 | bus_MV_6_0_node_165 | 20 | n |  | TRUE

## load
| name | bus | p_mw | q_mvar | const_z_percent | const_i_percent | sn_mva | scaling | in_service | type
0 | LV_121-53_0_4_load_0 | 0 | 0.0089167 | 0.0022347 | 0 | 0 |  | 1 | TRUE | wye
1 | LV_121-53_0_4_load_4 | 3 | 0.0097103 | 0.0024336 | 0 | 0 |  | 1 | TRUE | wye
2 | LV_121-53_0_4_load_40 | 5 | 0.0055163 | 0.0013825 | 0 | 0 |  | 1 | TRUE | wye
3 | LV_121-53_0_4_load_38 | 6 | 0.0050071 | 0.0012549 | 0 | 0 |  | 1 | TRUE | wye
4 | LV_121-53_0_4_load_36 | 7 | 0.0049451 | 0.0012394 | 0 | 0 |  | 1 | TRUE | wye
5 | LV_121-53_0_4_load_99 | 10 | 0.013713 | 0.0034368 | 0 | 0 |  | 1 | TRUE | wye
6 | LV_121-53_0_4_load_96 | 13 | 0.0063554 | 0.0015928 | 0 | 0 |  | 1 | TRUE | wye
7 | LV_121-53_0_4_load_92 | 14 | 0.0052502 | 0.0013158 | 0 | 0 |  | 1 | TRUE | wye
8 | LV_121-53_0_4_load_113 | 17 | 0.010672 | 0.0026745 | 0 | 0 |  | 1 | TRUE | wye
9 | LV_121-53_0_4_load_136 | 21 | 0.0064673 | 0.0016209 | 0 | 0 |  | 1 | TRUE | wye
10 | LV_121-53_0_4_load_110 | 24 | 0.0025898 | 0.00064907 | 0 | 0 |  | 1 | TRUE | wye
11 | LV_121-53_0_4_load_108 | 28 | 0.013114 | 0.0032866 | 0 | 0 |  | 1 | TRUE | wye
12 | LV_121-53_0_4_load_51 | 31 | 0.0015015 | 0.00037632 | 0 | 0 |  | 1 | TRUE | wye
13 | LV_121-53_0_4_load_144 | 34 | 0.0060699 | 0.0015213 | 0 | 0 |  | 1 | TRUE | wye
14 | LV_121-53_0_4_load_140 | 37 | 0.0020228 | 0.00050696 | 0 | 0 |  | 1 | TRUE | wye
15 | LV_121-53_0_4_load_115 | 39 | 0.0043774 | 0.0010971 | 0 | 0 |  | 1 | TRUE | wye
16 | LV_121-53_0_4_load_145 | 41 | 0.0041655 | 0.001044 | 0 | 0 |  | 1 | TRUE | wye
17 | LV_121-53_0_4_load_107 | 43 | 0.0039749 | 0.0009962 | 0 | 0 |  | 1 | TRUE | wye
18 | LV_121-53_0_4_load_147 | 45 | 0.0052755 | 0.0013222 | 0 | 0 |  | 1 | TRUE | wye
19 | LV_121-53_0_4_load_117 | 48 | 0.0030516 | 0.00076481 | 0 | 0 |  | 1 | TRUE | wye
20 | LV_121-53_0_4_load_109 | 49 | 0.0031033 | 0.00077775 | 0 | 0 |  | 1 | TRUE | wye
21 | LV_121-53_0_4_load_49 | 50 | 0.0041876 | 0.0010495 | 0 | 0 |  | 1 | TRUE | wye
22 | LV_121-53_0_4_load_135 | 51 | 0.0090102 | 0.0022582 | 0 | 0 |  | 1 | TRUE | wye
23 | LV_121-53_0_4_load_114 | 52 | 0.013793 | 0.0034568 | 0 | 0 |  | 1 | TRUE | wye
24 | LV_121-53_0_4_load_39 | 55 | 0.0083643 | 0.0020963 | 0 | 0 |  | 1 | TRUE | wye
25 | LV_121-53_0_4_load_42 | 57 | 0.0032529 | 0.00081525 | 0 | 0 |  | 1 | TRUE | wye
26 | LV_121-53_0_4_load_71 | 59 | 0.0055199 | 0.0013834 | 0 | 0 |  | 1 | TRUE | wye
27 | LV_121-53_0_4_load_69 | 60 | 0.0050384 | 0.0012627 | 0 | 0 |  | 1 | TRUE | wye
28 | LV_121-53_0_4_load_68 | 62 | 0.0012387 | 0.00031044 | 0 | 0 |  | 1 | TRUE | wye
29 | LV_121-53_0_4_load_41 | 63 | 0.0023332 | 0.00058475 | 0 | 0 |  | 1 | TRUE | wye
30 | LV_121-53_0_4_load_95 | 64 | 0.0087369 | 0.0021897 | 0 | 0 |  | 1 | TRUE | wye
31 | LV_121-53_0_4_load_56 | 66 | 0.0036891 | 0.00092457 | 0 | 0 |  | 1 | TRUE | wye
32 | LV_121-53_0_4_load_46 | 67 | 0.0039465 | 0.00098908 | 0 | 0 |  | 1 | TRUE | wye
33 | LV_121-53_0_4_load_54 | 68 | 0.0077355 | 0.0019387 | 0 | 0 |  | 1 | TRUE | wye
34 | LV_121-53_0_4_load_55 | 69 | 0.0030822 | 0.00077247 | 0 | 0 |  | 1 | TRUE | wye
35 | LV_121-53_0_4_load_93 | 70 | 0.0063736 | 0.0015974 | 0 | 0 |  | 1 | TRUE | wye
36 | LV_121-53_0_4_load_87 | 71 | 0.007431 | 0.0018624 | 0 | 0 |  | 1 | TRUE | wye
37 | LV_121-53_0_4_load_84 | 72 | 0.0026189 | 0.00065636 | 0 | 0 |  | 1 | TRUE | wye
38 | LV_121-53_0_4_load_112 | 74 | 0.018718 | 0.0046912 | 0 | 0 |  | 1 | TRUE | wye
39 | LV_121-53_0_4_load_111 | 75 | 0.0096371 | 0.0024153 | 0 | 0 |  | 1 | TRUE | wye
40 | LV_121-53_0_4_load_124 | 76 | 0.005109 | 0.0012804 | 0 | 0 |  | 1 | TRUE | wye
41 | LV_121-53_0_4_load_120 | 77 | 0.0022741 | 0.00056995 | 0 | 0 |  | 1 | TRUE | wye
42 | LV_121-53_0_4_load_104 | 78 | 0.0063087 | 0.0015811 | 0 | 0 |  | 1 | TRUE | wye
43 | LV_121-53_0_4_load_105 | 79 | 0.0055429 | 0.0013892 | 0 | 0 |  | 1 | TRUE | wye
44 | LV_121-53_0_4_load_101 | 80 | 0.010944 | 0.0027428 | 0 | 0 |  | 1 | TRUE | wye
45 | LV_121-53_0_4_load_137 | 81 | 0.010282 | 0.0025768 | 0 | 0 |  | 1 | TRUE | wye
46 | LV_121-53_0_4_load_50 | 82 | 0.0018824 | 0.00047176 | 0 | 0 |  | 1 | TRUE | wye
47 | LV_121-53_0_4_load_141 | 83 | 0.0020793 | 0.00052112 | 0 | 0 |  | 1 | TRUE | wye
48 | LV_121-53_0_4_load_125 | 84 | 0.0065551 | 0.0016429 | 0 | 0 |  | 1 | TRUE | wye
49 | LV_121-53_0_4_load_146 | 85 | 0.001434 | 0.00035939 | 0 | 0 |  | 1 | TRUE | wye
50 | LV_121-53_0_4_load_47 | 86 | 0.0044012 | 0.001103 | 0 | 0 |  | 1 | TRUE | wye
51 | LV_121-53_0_4_load_138 | 87 | 0.0022748 | 0.00057011 | 0 | 0 |  | 1 | TRUE | wye
52 | LV_121-53_0_4_load_123 | 88 | 0.0031491 | 0.00078924 | 0 | 0 |  | 1 | TRUE | wye
53 | LV_121-53_0_4_load_134 | 89 | 0.0055851 | 0.0013997 | 0 | 0 |  | 1 | TRUE | wye
54 | LV_121-53_0_4_load_58 | 93 | 0.0010057 | 0.00025204 | 0 | 0 |  | 1 | TRUE | wye
55 | LV_121-53_0_4_load_66 | 94 | 0.0024982 | 0.00062612 | 0 | 0 |  | 1 | TRUE | wye
56 | LV_121-53_0_4_load_44 | 95 | 0.0046826 | 0.0011736 | 0 | 0 |  | 1 | TRUE | wye
57 | LV_121-53_0_4_load_45 | 96 | 0.0040053 | 0.0010038 | 0 | 0 |  | 1 | TRUE | wye
58 | LV_121-53_0_4_load_57 | 97 | 0.0033036 | 0.00082797 | 0 | 0 |  | 1 | TRUE | wye
59 | LV_121-53_0_4_load_52 | 98 | 0.0026757 | 0.0006706 | 0 | 0 |  | 1 | TRUE | wye
60 | LV_121-53_0_4_load_53 | 99 | 0.0028444 | 0.00071288 | 0 | 0 |  | 1 | TRUE | wye
61 | LV_121-53_0_4_load_80 | 100 | 0.0040087 | 0.0010047 | 0 | 0 |  | 1 | TRUE | wye
62 | LV_121-53_0_4_load_59 | 102 | 0.001217 | 0.00030502 | 0 | 0 |  | 1 | TRUE | wye
63 | LV_121-53_0_4_load_61 | 103 | 0.0010874 | 0.00027253 | 0 | 0 |  | 1 | TRUE | wye
64 | LV_121-53_0_4_load_67 | 104 | 0.0018258 | 0.0004576 | 0 | 0 |  | 1 | TRUE | wye
65 | LV_121-53_0_4_load_63 | 106 | 0.0030357 | 0.00076082 | 0 | 0 |  | 1 | TRUE | wye
66 | LV_121-53_0_4_load_149 | 108 | 0.0052238 | 0.0013092 | 0 | 0 |  | 1 | TRUE | wye
67 | LV_121-53_0_4_load_150 | 109 | 0.0075845 | 0.0019009 | 0 | 0 |  | 1 | TRUE | wye
68 | LV_121-53_0_4_load_64 | 110 | 0.0027878 | 0.00069868 | 0 | 0 |  | 1 | TRUE | wye
69 | LV_121-53_0_4_load_151 | 111 | 0.0075151 | 0.0018835 | 0 | 0 |  | 1 | TRUE | wye
70 | LV_121-53_0_4_load_73 | 113 | 0.01513 | 0.003792 | 0 | 0 |  | 1 | TRUE | wye
71 | LV_121-53_0_4_load_76 | 115 | 0.0075427 | 0.0018904 | 0 | 0 |  | 1 | TRUE | wye
72 | LV_121-53_0_4_load_81 | 117 | 0.0044265 | 0.0011094 | 0 | 0 |  | 1 | TRUE | wye
73 | LV_121-53_0_4_load_78 | 118 | 0.0032957 | 0.00082598 | 0 | 0 |  | 1 | TRUE | wye
74 | LV_121-53_0_4_load_77 | 119 | 0.0032969 | 0.00082627 | 0 | 0 |  | 1 | TRUE | wye
75 | LV_121-53_0_4_load_82 | 120 | 0.0036886 | 0.00092444 | 0 | 0 |  | 1 | TRUE | wye
76 | LV_121-53_0_4_load_83 | 121 | 0.0039002 | 0.00097748 | 0 | 0 |  | 1 | TRUE | wye
77 | LV_121-53_0_4_load_91 | 122 | 0.0020526 | 0.00051442 | 0 | 0 |  | 1 | TRUE | wye
78 | LV_121-53_0_4_load_90 | 124 | 0.0026573 | 0.00066599 | 0 | 0 |  | 1 | TRUE | wye
79 | LV_121-53_0_4_load_98 | 125 | 0.0069562 | 0.0017434 | 0 | 0 |  | 1 | TRUE | wye
80 | LV_121-53_0_4_load_97 | 126 | 0.00892 | 0.0022356 | 0 | 0 |  | 1 | TRUE | wye
81 | LV_121-53_0_4_load_94 | 127 | 0.0031467 | 0.00078865 | 0 | 0 |  | 1 | TRUE | wye
82 | LV_121-53_0_4_load_100 | 128 | 0.0064846 | 0.0016252 | 0 | 0 |  | 1 | TRUE | wye
83 | LV_121-53_0_4_load_102 | 129 | 0.053431 | 0.013391 | 0 | 0 |  | 1 | TRUE | wye
84 | LV_121-53_0_4_load_106 | 130 | 0.0025464 | 0.00063818 | 0 | 0 |  | 1 | TRUE | wye
85 | LV_121-53_0_4_load_126 | 131 | 0.0049549 | 0.0012418 | 0 | 0 |  | 1 | TRUE | wye
86 | LV_121-53_0_4_load_119 | 132 | 0.0055986 | 0.0014031 | 0 | 0 |  | 1 | TRUE | wye
87 | LV_121-53_0_4_load_121 | 133 | 0.0088633 | 0.0022214 | 0 | 0 |  | 1 | TRUE | wye
88 | LV_121-53_0_4_load_127 | 134 | 0.0086876 | 0.0021773 | 0 | 0 |  | 1 | TRUE | wye
89 | LV_121-53_0_4_load_128 | 135 | 0.0036229 | 0.00090797 | 0 | 0 |  | 1 | TRUE | wye
90 | LV_121-53_0_4_load_133 | 137 | 0.010578 | 0.0026511 | 0 | 0 |  | 1 | TRUE | wye
91 | LV_121-53_0_4_load_129 | 138 | 0.0037114 | 0.00093017 | 0 | 0 |  | 1 | TRUE | wye
92 | LV_121-53_0_4_load_130 | 139 | 0.0085185 | 0.0021349 | 0 | 0 |  | 1 | TRUE | wye
93 | LV_121-53_0_4_load_132 | 140 | 0.0097686 | 0.0024482 | 0 | 0 |  | 1 | TRUE | wye
94 | LV_121-53_0_4_load_139 | 141 | 0.0095026 | 0.0023816 | 0 | 0 |  | 1 | TRUE | wye
95 | LV_121-53_0_4_load_142 | 142 | 0.0034963 | 0.00087626 | 0 | 0 |  | 1 | TRUE | wye

## ext_grid
| name | bus | vm_pu | va_degree | slack_weight | in_service
0 |  | 129 | 1 | 0 | 1 | TRUE

## line
| name | std_type | from_bus | to_bus | length_km | r_ohm_per_km | x_ohm_per_km | c_nf_per_km | g_us_per_km | max_i_ka | df | parallel | type | in_service
0 | LV_121-53_0_4_line_0 |  | 0 | 1 | 0.022639 | 0.125 | 0.08 | 261 | 0 | 0.364 | 1 | 1 | cs | TRUE
1 | LV_121-53_0_4_line_1 |  | 1 | 2 | 0.017539 | 0.125 | 0.08 | 261 | 0 | 0.364 | 1 | 4 | cs | TRUE
2 | LV_121-53_0_4_line_2 |  | 1 | 3 | 0.01954 | 0.125 | 0.08 | 261 | 0 | 0.364 | 1 | 4 | cs | TRUE
3 | LV_121-53_0_4_line_3 |  | 1 | 4 | 0.010375 | 0.125 | 0.08 | 261 | 0 | 0.364 | 1 | 4 | cs | TRUE
4 | LV_121-53_0_4_line_4 |  | 2 | 5 | 0.01891 | 0.125 | 0.08 | 261 | 0 | 0.364 | 1 | 2 | cs | TRUE
5 | LV_121-53_0_4_line_5 |  | 2 | 6 | 0.012799 | 0.125 | 0.08 | 261 | 0 | 0.364 | 1 | 1 | cs | TRUE
6 | LV_121-53_0_4_line_6 |  | 3 | 7 | 0.01703 | 0.125 | 0.08 | 261 | 0 | 0.364 | 1 | 4 | cs | TRUE
7 | LV_121-53_0_4_line_7 |  | 4 | 13 | 0.024616 | 0.125 | 0.08 | 261 | 0 | 0.364 | 1 | 1 | cs | TRUE
8 | LV_121-53_0_4_line_8 |  | 4 | 14 | 0.019622 | 0.125 | 0.08 | 261 | 0 | 0.364 | 1 | 4 | cs | TRUE
9 | LV_121-53_0_4_line_9 |  | 5 | 63 | 0.0098327 | 0.125 | 0.08 | 261 | 0 | 0.364 | 1 | 1 | cs | TRUE
10 | LV_121-53_0_4_line_10 |  | 7 | 9 | 0.013926 | 0.125 | 0.08 | 261 | 0 | 0.364 | 1 | 4 | cs | TRUE
11 | LV_121-53_0_4_line_11 |  | 8 | 9 | 0.010024 | 0.125 | 0.08 | 261 | 0 | 0.364 | 1 | 1 | cs | TRUE
12 | LV_121-53_0_4_line_12 |  | 8 | 10 | 0.0029186 | 0.125 | 0.08 | 261 | 0 | 0.364 | 1 | 1 | cs | TRUE
13 | LV_121-53_0_4_line_13 |  | 9 | 11 | 0.015702 | 0.125 | 0.08 | 261 | 0 | 0.364 | 1 | 4 | cs | TRUE
14 | LV_121-53_0_4_line_14 |  | 10 | 64 | 0.021703 | 0.125 | 0.08 | 261 | 0 | 0.364 | 1 | 1 | cs | TRUE
15 | LV_121-53_0_4_line_15 |  | 11 | 12 | 0.003855 | 0.125 | 0.08 | 261 | 0 | 0.364 | 1 | 4 | cs | TRUE
16 | LV_121-53_0_4_line_16 |  | 12 | 66 | 0.0023541 | 0.125 | 0.08 | 261 | 0 | 0.364 | 1 | 1 | cs | TRUE
17 | LV_121-53_0_4_line_17 |  | 12 | 67 | 0.0037687 | 0.125 | 0.08 | 261 | 0 | 0.364 | 1 | 4 | cs | TRUE
18 | LV_121-53_0_4_line_18 |  | 14 | 70 | 0.020067 | 0.125 | 0.08 | 261 | 0 | 0.364 | 1 | 4 | cs | TRUE
19 | LV_121-53_0_4_line_19 |  | 15 | 16 | 0.1416 | 0.125 | 0.08 | 261 | 0 | 0.364 | 1 | 4 | cs | TRUE
20 | LV_121-53_0_4_line_20 |  | 15 | 17 | 0.092569 | 0.125 | 0.08 | 261 | 0 | 0.364 | 1 | 4 | cs | TRUE
21 | LV_121-53_0_4_line_21 |  | 16 | 71 | 0.0028691 | 0.125 | 0.08 | 261 | 0 | 0.364 | 1 | 4 | cs | TRUE
22 | LV_121-53_0_4_line_22 |  | 16 | 72 | 0.011217 | 0.125 | 0.08 | 261 | 0 | 0.364 | 1 | 1 | cs | TRUE
23 | LV_121-53_0_4_line_23 |  | 17 | 73 | 0.020403 | 0.125 | 0.08 | 261 | 0 | 0.364 | 1 | 4 | cs | TRUE
24 | LV_121-53_0_4_line_24 |  | 18 | 19 | 0.036583 | 0.125 | 0.08 | 261 | 0 | 0.364 | 1 | 4 | cs | TRUE
25 | LV_121-53_0_4_line_25 |  | 18 | 20 | 0.074576 | 0.125 | 0.08 | 261 | 0 | 0.364 | 1 | 4 | cs | TRUE
26 | LV_121-53_0_4_line_26 |  | 18 | 21 | 0.040962 | 0.125 | 0.08 | 261 | 0 | 0.364 | 1 | 1 | cs | TRUE
27 | LV_121-53_0_4_line_27 |  | 19 | 38 | 0.005983 | 0.125 | 0.08 | 261 | 0 | 0.364 | 1 | 1 | cs | TRUE
28 | LV_121-53_0_4_line_28 |  | 19 | 39 | 0.037126 | 0.125 | 0.08 | 261 | 0 | 0.364 | 1 | 4 | cs | TRUE
29 | LV_121-53_0_4_line_29 |  | 20 | 76 | 0.017954 | 0.125 | 0.08 | 261 | 0 | 0.364 | 1 | 4 | cs | TRUE
30 | LV_121-53_0_4_line_30 |  | 20 | 77 | 0.01182 | 0.125 | 0.08 | 261 | 0 | 0.364 | 1 | 1 | cs | TRUE
31 | LV_121-53_0_4_line_31 |  | 21 | 47 | 0.023537 | 0.125 | 0.08 | 261 | 0 | 0.364 | 1 | 1 | cs | TRUE
32 | LV_121-53_0_4_line_32 |  | 22 | 23 | 0.009921 | 0.125 | 0.08 | 261 | 0 | 0.364 | 1 | 4 | cs | TRUE
33 | LV_121-53_0_4_line_33 |  | 22 | 24 | 0.031996 | 0.125 | 0.08 | 261 | 0 | 0.364 | 1 | 4 | cs | TRUE
34 | LV_121-53_0_4_line_34 |  | 23 | 78 | 0.017867 | 0.125 | 0.08 | 261 | 0 | 0.364 | 1 | 1 | cs | TRUE
35 | LV_121-53_0_4_line_35 |  | 23 | 79 | 0.010497 | 0.125 | 0.08 | 261 | 0 | 0.364 | 1 | 1 | cs | TRUE
36 | LV_121-53_0_4_line_36 |  | 23 | 80 | 0.013731 | 0.125 | 0.08 | 261 | 0 | 0.364 | 1 | 4 | cs | TRUE
37 | LV_121-53_0_4_line_37 |  | 24 | 49 | 0.017988 | 0.125 | 0.08 | 261 | 0 | 0.364 | 1 | 4 | cs | TRUE
38 | LV_121-53_0_4_line_38 |  | 25 | 26 | 0.012566 | 0.125 | 0.08 | 261 | 0 | 0.364 | 1 | 4 | cs | TRUE
39 | LV_121-53_0_4_line_39 |  | 25 | 27 | 0.025291 | 0.125 | 0.08 | 261 | 0 | 0.364 | 1 | 4 | cs | TRUE
40 | LV_121-53_0_4_line_40 |  | 25 | 28 | 0.004644 | 0.125 | 0.08 | 261 | 0 | 0.364 | 1 | 1 | cs | TRUE
41 | LV_121-53_0_4_line_41 |  | 26 | 39 | 0.051499 | 0.125 | 0.08 | 261 | 0 | 0.364 | 1 | 4 | cs | TRUE
42 | LV_121-53_0_4_line_42 |  | 27 | 30 | 0.027734 | 0.125 | 0.08 | 261 | 0 | 0.364 | 1 | 4 | cs | TRUE
43 | LV_121-53_0_4_line_43 |  | 27 | 49 | 0.02319 | 0.125 | 0.08 | 261 | 0 | 0.364 | 1 | 4 | cs | TRUE
44 | LV_121-53_0_4_line_44 |  | 28 | 42 | 0.019709 | 0.125 | 0.08 | 261 | 0 | 0.364 | 1 | 1 | cs | TRUE
45 | LV_121-53_0_4_line_45 |  | 29 | 30 | 0.004848 | 0.125 | 0.08 | 261 | 0 | 0.364 | 1 | 1 | cs | TRUE
46 | LV_121-53_0_4_line_46 |  | 29 | 31 | 0.011559 | 0.125 | 0.08 | 261 | 0 | 0.364 | 1 | 1 | cs | TRUE
47 | LV_121-53_0_4_line_47 |  | 30 | 50 | 0.019009 | 0.125 | 0.08 | 261 | 0 | 0.364 | 1 | 4 | cs | TRUE
48 | LV_121-53_0_4_line_48 |  | 31 | 82 | 0.0023924 | 0.125 | 0.08 | 261 | 0 | 0.364 | 1 | 1 | cs | TRUE
49 | LV_121-53_0_4_line_49 |  | 32 | 33 | 0.012962 | 0.125 | 0.08 | 261 | 0 | 0.364 | 1 | 4 | cs | TRUE
50 | LV_121-53_0_4_line_50 |  | 32 | 34 | 0.0078366 | 0.125 | 0.08 | 261 | 0 | 0.364 | 1 | 4 | cs | TRUE
51 | LV_121-53_0_4_line_51 |  | 33 | 44 | 0.14361 | 0.125 | 0.08 | 261 | 0 | 0.364 | 1 | 4 | cs | TRUE
52 | LV_121-53_0_4_line_52 |  | 33 | 45 | 0.029182 | 0.125 | 0.08 | 261 | 0 | 0.364 | 1 | 1 | cs | TRUE
53 | LV_121-53_0_4_line_53 |  | 34 | 41 | 0.066001 | 0.125 | 0.08 | 261 | 0 | 0.364 | 1 | 4 | cs | TRUE
54 | LV_121-53_0_4_line_54 |  | 35 | 36 | 0.12171 | 0.125 | 0.08 | 261 | 0 | 0.364 | 1 | 2 | cs | TRUE
55 | LV_121-53_0_4_line_55 |  | 35 | 37 | 0.092469 | 0.125 | 0.08 | 261 | 0 | 0.364 | 1 | 1 | cs | TRUE
56 | LV_121-53_0_4_line_56 |  | 36 | 40 | 0.023479 | 0.125 | 0.08 | 261 | 0 | 0.364 | 1 | 1 | cs | TRUE
57 | LV_121-53_0_4_line_57 |  | 36 | 41 | 0.057823 | 0.125 | 0.08 | 261 | 0 | 0.364 | 1 | 4 | cs | TRUE
58 | LV_121-53_0_4_line_58 |  | 37 | 83 | 0.014095 | 0.125 | 0.08 | 261 | 0 | 0.364 | 1 | 1 | cs | TRUE
59 | LV_121-53_0_4_line_59 |  | 38 | 84 | 0.0093428 | 0.125 | 0.08 | 261 | 0 | 0.364 | 1 | 1 | cs | TRUE
60 | LV_121-53_0_4_line_60 |  | 40 | 52 | 0.0149 | 0.125 | 0.08 | 261 | 0 | 0.364 | 1 | 1 | cs | TRUE
61 | LV_121-53_0_4_line_61 |  | 42 | 43 | 0.048257 | 0.125 | 0.08 | 261 | 0 | 0.364 | 1 | 1 | cs | TRUE
62 | LV_121-53_0_4_line_62 |  | 44 | 51 | 0.022411 | 0.125 | 0.08 | 261 | 0 | 0.364 | 1 | 4 | cs | TRUE
63 | LV_121-53_0_4_line_63 |  | 45 | 85 | 0.029861 | 0.125 | 0.08 | 261 | 0 | 0.364 | 1 | 1 | cs | TRUE
64 | LV_121-53_0_4_line_64 |  | 46 | 47 | 0.0046 | 0.125 | 0.08 | 261 | 0 | 0.364 | 1 | 1 | cs | TRUE
65 | LV_121-53_0_4_line_65 |  | 46 | 48 | 0.0048305 | 0.125 | 0.08 | 261 | 0 | 0.364 | 1 | 1 | cs | TRUE
66 | LV_121-53_0_4_line_66 |  | 47 | 81 | 0.010014 | 0.125 | 0.08 | 261 | 0 | 0.364 | 1 | 1 | cs | TRUE
67 | LV_121-53_0_4_line_67 |  | 50 | 86 | 0.017554 | 0.125 | 0.08 | 261 | 0 | 0.364 | 1 | 4 | cs | TRUE
68 | LV_121-53_0_4_line_68 |  | 51 | 89 | 0.032259 | 0.125 | 0.08 | 261 | 0 | 0.364 | 1 | 4 | cs | TRUE
69 | LV_121-53_0_4_line_69 |  | 53 | 54 | 0.023178 | 0.125 | 0.08 | 261 | 0 | 0.364 | 1 | 1 | cs | TRUE
70 | LV_121-53_0_4_line_70 |  | 53 | 55 | 0.012201 | 0.125 | 0.08 | 261 | 0 | 0.364 | 1 | 1 | cs | TRUE
71 | LV_121-53_0_4_line_71 |  | 54 | 56 | 0.015072 | 0.125 | 0.08 | 261 | 0 | 0.364 | 1 | 1 | cs | TRUE
72 | LV_121-53_0_4_line_72 |  | 54 | 57 | 0.010846 | 0.125 | 0.08 | 261 | 0 | 0.364 | 1 | 1 | cs | TRUE
73 | LV_121-53_0_4_line_73 |  | 56 | 61 | 0.028282 | 0.125 | 0.08 | 261 | 0 | 0.364 | 1 | 1 | cs | TRUE
74 | LV_121-53_0_4_line_74 |  | 56 | 62 | 0.016389 | 0.125 | 0.08 | 261 | 0 | 0.364 | 1 | 1 | cs | TRUE
75 | LV_121-53_0_4_line_75 |  | 58 | 59 | 0.027923 | 0.125 | 0.08 | 261 | 0 | 0.364 | 1 | 1 | cs | TRUE
76 | LV_121-53_0_4_line_76 |  | 58 | 60 | 0.015009 | 0.125 | 0.08 | 261 | 0 | 0.364 | 1 | 1 | cs | TRUE
77 | LV_121-53_0_4_line_77 |  | 60 | 90 | 0.049181 | 0.125 | 0.08 | 261 | 0 | 0.364 | 1 | 1 | cs | TRUE
78 | LV_121-53_0_4_line_78 |  | 61 | 69 | 0.01434 | 0.125 | 0.08 | 261 | 0 | 0.364 | 1 | 1 | cs | TRUE
79 | LV_121-53_0_4_line_79 |  | 61 | 65 | 0.004263 | 0.125 | 0.08 | 261 | 0 | 0.364 | 1 | 1 | cs | TRUE
80 | LV_121-53_0_4_line_80 |  | 62 | 94 | 0.0032827 | 0.125 | 0.08 | 261 | 0 | 0.364 | 1 | 1 | cs | TRUE
81 | LV_121-53_0_4_line_81 |  | 63 | 65 | 0.0098389 | 0.125 | 0.08 | 261 | 0 | 0.364 | 1 | 1 | cs | TRUE
82 | LV_121-53_0_4_line_82 |  | 66 | 97 | 0.0084966 | 0.125 | 0.08 | 261 | 0 | 0.364 | 1 | 1 | cs | TRUE
83 | LV_121-53_0_4_line_83 |  | 67 | 95 | 0.018696 | 0.125 | 0.08 | 261 | 0 | 0.364 | 1 | 4 | cs | TRUE
84 | LV_121-53_0_4_line_84 |  | 68 | 69 | 0.015257 | 0.125 | 0.08 | 261 | 0 | 0.364 | 1 | 1 | cs | TRUE
85 | LV_121-53_0_4_line_85 |  | 70 | 127 | 0.0074007 | 0.125 | 0.08 | 261 | 0 | 0.364 | 1 | 4 | cs | TRUE
86 | LV_121-53_0_4_line_86 |  | 71 | 123 | 0.034041 | 0.125 | 0.08 | 261 | 0 | 0.364 | 1 | 4 | cs | TRUE
87 | LV_121-53_0_4_line_87 |  | 72 | 120 | 0.0074802 | 0.125 | 0.08 | 261 | 0 | 0.364 | 1 | 1 | cs | TRUE
88 | LV_121-53_0_4_line_88 |  | 73 | 74 | 0.037736 | 0.125 | 0.08 | 261 | 0 | 0.364 | 1 | 2 | cs | TRUE
89 | LV_121-53_0_4_line_89 |  | 73 | 75 | 0.029101 | 0.125 | 0.08 | 261 | 0 | 0.364 | 1 | 1 | cs | TRUE
90 | LV_121-53_0_4_line_90 |  | 76 | 134 | 0.00053291 | 0.125 | 0.08 | 261 | 0 | 0.364 | 1 | 4 | cs | TRUE
91 | LV_121-53_0_4_line_91 |  | 77 | 132 | 0.011098 | 0.125 | 0.08 | 261 | 0 | 0.364 | 1 | 1 | cs | TRUE
92 | LV_121-53_0_4_line_92 |  | 78 | 130 | 0.0050914 | 0.125 | 0.08 | 261 | 0 | 0.364 | 1 | 1 | cs | TRUE
93 | LV_121-53_0_4_line_93 |  | 80 | 128 | 0.0068493 | 0.125 | 0.08 | 261 | 0 | 0.364 | 1 | 4 | cs | TRUE
94 | LV_121-53_0_4_line_94 |  | 82 | 98 | 0.0012526 | 0.125 | 0.08 | 261 | 0 | 0.364 | 1 | 1 | cs | TRUE
95 | LV_121-53_0_4_line_95 |  | 83 | 142 | 0.012045 | 0.125 | 0.08 | 261 | 0 | 0.364 | 1 | 1 | cs | TRUE
96 | LV_121-53_0_4_line_96 |  | 84 | 131 | 0.0045856 | 0.125 | 0.08 | 261 | 0 | 0.364 | 1 | 1 | cs | TRUE
97 | LV_121-53_0_4_line_97 |  | 86 | 96 | 0.020002 | 0.125 | 0.08 | 261 | 0 | 0.364 | 1 | 4 | cs | TRUE
98 | LV_121-53_0_4_line_98 |  | 87 | 88 | 0.011752 | 0.125 | 0.08 | 261 | 0 | 0.364 | 1 | 1 | cs | TRUE
99 | LV_121-53_0_4_line_99 |  | 88 | 133 | 0.0011709 | 0.125 | 0.08 | 261 | 0 | 0.364 | 1 | 1 | cs | TRUE
100 | LV_121-53_0_4_line_100 |  | 89 | 137 | 0.0038884 | 0.125 | 0.08 | 261 | 0 | 0.364 | 1 | 4 | cs | TRUE
101 | LV_121-53_0_4_line_101 |  | 90 | 112 | 0.054203 | 0.125 | 0.08 | 261 | 0 | 0.364 | 1 | 1 | cs | TRUE
102 | LV_121-53_0_4_line_102 |  | 91 | 92 | 0.005665 | 0.125 | 0.08 | 261 | 0 | 0.364 | 1 | 1 | cs | TRUE
103 | LV_121-53_0_4_line_103 |  | 91 | 93 | 0.0097298 | 0.125 | 0.08 | 261 | 0 | 0.364 | 1 | 1 | cs | TRUE
104 | LV_121-53_0_4_line_104 |  | 92 | 105 | 0.020628 | 0.125 | 0.08 | 261 | 0 | 0.364 | 1 | 1 | cs | TRUE
105 | LV_121-53_0_4_line_105 |  | 92 | 106 | 0.011488 | 0.125 | 0.08 | 261 | 0 | 0.364 | 1 | 1 | cs | TRUE
106 | LV_121-53_0_4_line_106 |  | 93 | 102 | 0.01063 | 0.125 | 0.08 | 261 | 0 | 0.364 | 1 | 1 | cs | TRUE
107 | LV_121-53_0_4_line_107 |  | 94 | 104 | 0.00024952 | 0.125 | 0.08 | 261 | 0 | 0.364 | 1 | 1 | cs | TRUE
108 | LV_121-53_0_4_line_108 |  | 95 | 96 | 0.0071417 | 0.125 | 0.08 | 261 | 0 | 0.364 | 1 | 4 | cs | TRUE
109 | LV_121-53_0_4_line_109 |  | 98 | 99 | 0.0097864 | 0.125 | 0.08 | 261 | 0 | 0.364 | 1 | 1 | cs | TRUE
110 | LV_121-53_0_4_line_110 |  | 99 | 100 | 0.013221 | 0.125 | 0.08 | 261 | 0 | 0.364 | 1 | 1 | cs | TRUE
111 | LV_121-53_0_4_line_111 |  | 100 | 101 | 0.0090474 | 0.125 | 0.08 | 261 | 0 | 0.364 | 1 | 1 | cs | TRUE
112 | LV_121-53_0_4_line_112 |  | 101 | 119 | 0.01186 | 0.125 | 0.08 | 261 | 0 | 0.364 | 1 | 1 | cs | TRUE
113 | LV_121-53_0_4_line_113 |  | 101 | 116 | 0.013388 | 0.125 | 0.08 | 261 | 0 | 0.364 | 1 | 1 | cs | TRUE
114 | LV_121-53_0_4_line_114 |  | 102 | 103 | 0.015141 | 0.125 | 0.08 | 261 | 0 | 0.364 | 1 | 1 | cs | TRUE
115 | LV_121-53_0_4_line_115 |  | 103 | 104 | 0.0026466 | 0.125 | 0.08 | 261 | 0 | 0.364 | 1 | 1 | cs | TRUE
116 | LV_121-53_0_4_line_116 |  | 105 | 107 | 0.00944 | 0.125 | 0.08 | 261 | 0 | 0.364 | 1 | 1 | cs | TRUE
117 | LV_121-53_0_4_line_117 |  | 105 | 108 | 0.012008 | 0.125 | 0.08 | 261 | 0 | 0.364 | 1 | 1 | cs | TRUE
118 | LV_121-53_0_4_line_118 |  | 105 | 109 | 0.004893 | 0.125 | 0.08 | 261 | 0 | 0.364 | 1 | 1 | cs | TRUE
119 | LV_121-53_0_4_line_119 |  | 106 | 110 | 0.0052635 | 0.125 | 0.08 | 261 | 0 | 0.364 | 1 | 1 | cs | TRUE
120 | LV_121-53_0_4_line_120 |  | 107 | 111 | 0.004953 | 0.125 | 0.08 | 261 | 0 | 0.364 | 1 | 1 | cs | TRUE
121 | LV_121-53_0_4_line_121 |  | 112 | 113 | 0.015227 | 0.125 | 0.08 | 261 | 0 | 0.364 | 1 | 1 | cs | TRUE
122 | LV_121-53_0_4_line_122 |  | 113 | 114 | 0.041255 | 0.125 | 0.08 | 261 | 0 | 0.364 | 1 | 1 | cs | TRUE
123 | LV_121-53_0_4_line_123 |  | 114 | 115 | 0.018287 | 0.125 | 0.08 | 261 | 0 | 0.364 | 1 | 1 | cs | TRUE
124 | LV_121-53_0_4_line_124 |  | 115 | 118 | 0.00093077 | 0.125 | 0.08 | 261 | 0 | 0.364 | 1 | 1 | cs | TRUE
125 | LV_121-53_0_4_line_125 |  | 116 | 117 | 0.0066848 | 0.125 | 0.08 | 261 | 0 | 0.364 | 1 | 1 | cs | TRUE
126 | LV_121-53_0_4_line_126 |  | 118 | 119 | 8.4228e-05 | 0.125 | 0.08 | 261 | 0 | 0.364 | 1 | 1 | cs | TRUE
127 | LV_121-53_0_4_line_127 |  | 120 | 121 | 0.011958 | 0.125 | 0.08 | 261 | 0 | 0.364 | 1 | 1 | cs | TRUE
128 | LV_121-53_0_4_line_128 |  | 122 | 123 | 0.0087397 | 0.125 | 0.08 | 261 | 0 | 0.364 | 1 | 1 | cs | TRUE
129 | LV_121-53_0_4_line_129 |  | 123 | 124 | 0.0093768 | 0.125 | 0.08 | 261 | 0 | 0.364 | 1 | 4 | cs | TRUE
130 | LV_121-53_0_4_line_130 |  | 124 | 125 | 0.013419 | 0.125 | 0.08 | 261 | 0 | 0.364 | 1 | 4 | cs | TRUE
131 | LV_121-53_0_4_line_131 |  | 125 | 126 | 0.037454 | 0.125 | 0.08 | 261 | 0 | 0.364 | 1 | 4 | cs | TRUE
132 | LV_121-53_0_4_line_132 |  | 126 | 127 | 0.0042992 | 0.125 | 0.08 | 261 | 0 | 0.364 | 1 | 4 | cs | TRUE
133 | LV_121-53_0_4_line_133 |  | 128 | 129 | 0.014052 | 0.125 | 0.08 | 261 | 0 | 0.364 | 1 | 4 | cs | TRUE
134 | LV_121-53_0_4_line_134 |  | 132 | 133 | 0.017275 | 0.125 | 0.08 | 261 | 0 | 0.364 | 1 | 1 | cs | TRUE
135 | LV_121-53_0_4_line_135 |  | 134 | 135 | 0.020641 | 0.125 | 0.08 | 261 | 0 | 0.364 | 1 | 4 | cs | TRUE
136 | LV_121-53_0_4_line_136 |  | 135 | 136 | 0.00044354 | 0.125 | 0.08 | 261 | 0 | 0.364 | 1 | 4 | cs | TRUE
137 | LV_121-53_0_4_line_137 |  | 136 | 137 | 0.035892 | 0.125 | 0.08 | 261 | 0 | 0.364 | 1 | 4 | cs | TRUE
138 | LV_121-53_0_4_line_138 |  | 136 | 138 | 0.016249 | 0.125 | 0.08 | 261 | 0 | 0.364 | 1 | 1 | cs | TRUE
139 | LV_121-53_0_4_line_139 |  | 138 | 139 | 0.025154 | 0.125 | 0.08 | 261 | 0 | 0.364 | 1 | 1 | cs | TRUE
140 | LV_121-53_0_4_line_140 |  | 139 | 140 | 0.0067814 | 0.125 | 0.08 | 261 | 0 | 0.364 | 1 | 1 | cs | TRUE
141 | LV_121-53_0_4_line_141 |  | 140 | 141 | 0.0059075 | 0.125 | 0.08 | 261 | 0 | 0.364 | 1 | 1 | cs | TRUE

## trafo
| name | std_type | hv_bus | lv_bus | sn_mva | vn_hv_kv | vn_lv_kv | vk_percent | vkr_percent | pfe_kw | i0_percent | shift_degree | tap_side | tap_neutral | tap_min | tap_max | tap_step_percent | tap_step_degree | tap_pos | tap_phase_shifter | parallel | df | in_service
0 | LV_121-53_0_4_trafo_102 | 0.63 MVA 20/0.4 kV | 143 | 129 | 0.63 | 20 | 0.4 | 6 | 1.206 | 1.65 | 0.2619 | 150 | hv | 0 | -2 | 2 | 2.5 | 0 | 0 | FALSE | 1 | 1 | TRUE

## line_geodata
| x0 | y0 | x1 | y1 | x2 | y2 | x3 | y3 | x4 | y4 | x5 | y5 | x6 | y6 | x7 | y7 | x8 | y8 | x9 | y9 | x10 | y10 | x11 | y11 | x12 | y12 | x13 | y13 | x14 | y14 | x15 | y15 | x16 | y16
0 | 2703618.3608 | 1243269.9233 | 2703599.1624 | 1243257.926
1 | 2703614.878 | 1243287.0981 | 2703615.8768 | 1243282.2896 | 2703617.8098 | 1243271.6039 | 2703618.3608 | 1243269.9233
2 | 2703618.3608 | 1243269.9233 | 2703635.0986 | 1243280.005
3 | 2703618.3608 | 1243269.9233 | 2703620.0062 | 1243264.8815 | 2703623.3388 | 1243261.0589
4 | 2703614.878 | 1243287.0981 | 2703612.5616 | 1243300.2568 | 2703607.1786 | 1243299.8514 | 2703607.1691 | 1243300.0015
5 | 2703614.878 | 1243287.0981 | 2703602.6612 | 1243283.2823
6 | 2703635.0986 | 1243280.005 | 2703649.6868 | 1243288.7918
7 | 2703623.3388 | 1243261.0589 | 2703602.429 | 1243248.0685
8 | 2703623.3388 | 1243261.0589 | 2703636.2229 | 1243246.2591
9 | 2703607.1691 | 1243300.0015 | 2703606.5477 | 1243309.8146
10 | 2703661.6156 | 1243295.9769 | 2703649.6868 | 1243288.7918
11 | 2703661.6156 | 1243295.9769 | 2703664.1823 | 1243291.8629 | 2703666.9425 | 1243287.4855
12 | 2703666.9425 | 1243287.4855 | 2703664.4141 | 1243286.0276
13 | 2703661.6156 | 1243295.9769 | 2703664.7526 | 1243298.1556 | 2703665.6805 | 1243300.4291 | 2703665.3001 | 1243303.5916 | 2703668.6553 | 1243308.8543
14 | 2703645.797 | 1243274.8764 | 2703656.5618 | 1243281.4995 | 2703664.4141 | 1243286.0276
15 | 2703668.6553 | 1243308.8543 | 2703670.6997 | 1243312.1259
16 | 2703670.6997 | 1243312.1259 | 2703668.4458 | 1243312.8054
17 | 2703670.6997 | 1243312.1259 | 2703674.3282 | 1243311.1073
18 | 2703636.2229 | 1243246.2591 | 2703649.3988 | 1243231.1241
19 | 2703678.0381 | 1243136.7064 | 2703697.0351 | 1243120.3367 | 2703699.1306 | 1243115.0692 | 2703704.7753 | 1243110.0306 | 2703707.3165 | 1243107.8066 | 2703712.5143 | 1243103.2495 | 2703716.2685 | 1243099.9681 | 2703720.783 | 1243096.0106 | 2703726.367 | 1243090.9821 | 2703730.146 | 1243087.5788 | 2703734.5547 | 1243083.6195 | 2703740.5114 | 1243078.464 | 2703748.0193 | 1243071.9346 | 2703752.1705 | 1243068.4378 | 2703768.7826 | 1243054.4507 | 2703772.1667 | 1243058.0683 | 2703784.8961 | 1243053.4095
20 | 2703784.8961 | 1243053.4095 | 2703800.3342 | 1243084.904 | 2703807.2422 | 1243088.0273 | 2703813.668 | 1243103.5851 | 2703812.993 | 1243105.864 | 2703810.2342 | 1243107.5615 | 2703784.8558 | 1243118.06
21 | 2703678.0381 | 1243136.7064 | 2703675.8732 | 1243138.5892
22 | 2703678.0381 | 1243136.7064 | 2703669.0593 | 1243129.983
23 | 2703765.6977 | 1243124.8961 | 2703771.4735 | 1243123.596 | 2703784.8558 | 1243118.06
24 | 2703828.3803 | 1243201.9858 | 2703820.5935 | 1243222.2876 | 2703816.3077 | 1243236.5015
25 | 2703828.3803 | 1243201.9858 | 2703834.9704 | 1243204.2584 | 2703851.4387 | 1243205.8145 | 2703866.455 | 1243203.9425 | 2703880.4034 | 1243203.0527 | 2703901.9971 | 1243208.0679
26 | 2703828.3803 | 1243201.9858 | 2703843.3106 | 1243168.7656 | 2703844.9875 | 1243164.5452
27 | 2703816.3077 | 1243236.5015 | 2703822.1015 | 1243238.0596
28 | 2703816.3077 | 1243236.5015 | 2703808.4082 | 1243267.9989 | 2703807.0237 | 1243272.4413
29 | 2703901.9971 | 1243208.0679 | 2703910.6897 | 1243192.358
30 | 2703901.9971 | 1243208.0679 | 2703897.6886 | 1243219.0751
31 | 2703853.6786 | 1243142.6712 | 2703844.9875 | 1243164.5452
32 | 2703705.6069 | 1243297.1909 | 2703701.0982 | 1243304.718 | 2703700.5288 | 1243305.7199
33 | 2703700.5288 | 1243305.7199 | 2703727.5097 | 1243319.9581 | 2703728.8117 | 1243320.6793
34 | 2703705.6069 | 1243297.1909 | 2703721.4652 | 1243305.4211
35 | 2703696.4599 | 1243291.9937 | 2703705.6069 | 1243297.1909
36 | 2703705.6069 | 1243297.1909 | 2703709.0386 | 1243289.8674 | 2703710.3842 | 1243284.3872
37 | 2703744.924 | 1243328.6494 | 2703742.1353 | 1243327.4418 | 2703734.4952 | 1243323.8277 | 2703728.8117 | 1243320.6793
38 | 2703786.0958 | 1243321.7617 | 2703792.3135 | 1243322.4154 | 2703798.5913 | 1243323.0924
39 | 2703767.124 | 1243334.9846 | 2703770.8497 | 1243335.4835 | 2703774.0297 | 1243334.7719 | 2703775.9208 | 1243333.8376 | 2703778.7381 | 1243331.8186 | 2703781.3709 | 1243329.5406 | 2703783.7402 | 1243327.2025 | 2703785.0132 | 1243324.4448 | 2703786.0958 | 1243321.7617
40 | 2703786.0958 | 1243321.7617 | 2703786.8679 | 1243317.1823
41 | 2703798.5913 | 1243323.0924 | 2703801.1356 | 1243299.0959 | 2703803.6104 | 1243283.3937 | 2703807.0237 | 1243272.4413
42 | 2703748.7785 | 1243342.6587 | 2703751.0875 | 1243337.2838 | 2703760.2116 | 1243339.9009 | 2703766.1837 | 1243341.1952 | 2703767.124 | 1243334.9846
43 | 2703767.124 | 1243334.9846 | 2703759.4879 | 1243333.739 | 2703750.3508 | 1243330.9993 | 2703744.924 | 1243328.6494
44 | 2703790.1448 | 1243297.7471 | 2703786.8679 | 1243317.1823
45 | 2703746.8711 | 1243347.1177 | 2703748.7785 | 1243342.6587
46 | 2703746.8711 | 1243347.1177 | 2703738.7795 | 1243353.3255 | 2703737.4601 | 1243353.659
47 | 2703748.7785 | 1243342.6587 | 2703743.2878 | 1243340.2053 | 2703731.9125 | 1243333.9225
48 | 2703737.4601 | 1243353.659 | 2703735.1406 | 1243354.2451
49 | 2704059.9207 | 1243134.8892 | 2704067.8675 | 1243145.1477
50 | 2704067.8675 | 1243145.1477 | 2704072.666 | 1243151.3434
51 | 2703962.6931 | 1243088.7269 | 2703969.2718 | 1243080.4468 | 2703983.5921 | 1243064.3963 | 2703986.5458 | 1243061.0788 | 2704044.9177 | 1243120.9041 | 2704057.4361 | 1243136.8916 | 2704059.9207 | 1243134.8892
52 | 2704059.9207 | 1243134.8892 | 2704072.0293 | 1243125.1161 | 2704080.0317 | 1243114.0928
53 | 2704072.666 | 1243151.3434 | 2704087.0137 | 1243169.8694 | 2704116.7405 | 1243197.7793 | 2704118.1041 | 1243198.9432
54 | 2704162.0849 | 1243236.483 | 2704177.7348 | 1243249.3233 | 2704186.5886 | 1243255.706 | 2704194.1771 | 1243254.0712 | 2704205.3833 | 1243249.6201 | 2704215.0967 | 1243241.9291 | 2704233.3179 | 1243225.8922 | 2704229.5548 | 1243221.5005 | 2704225.4196 | 1243216.3349 | 2704225.2807 | 1243205.7464 | 2704219.7112 | 1243196.1634
55 | 2704219.7112 | 1243196.1634 | 2704143.6579 | 1243159.2216 | 2704141.0466 | 1243151.7457
56 | 2704145.8357 | 1243236.231 | 2704155.4969 | 1243237.5349 | 2704161.2072 | 1243242.5501 | 2704162.0849 | 1243236.483
57 | 2704162.0849 | 1243236.483 | 2704118.1041 | 1243198.9432
58 | 2704141.0466 | 1243151.7457 | 2704137.8779 | 1243142.6739 | 2704139.657 | 1243138.5562
59 | 2703822.1015 | 1243238.0596 | 2703828.3823 | 1243239.8598 | 2703829.6948 | 1243240.461 | 2703830.3237 | 1243241.673
60 | 2704145.8357 | 1243236.231 | 2704135.4854 | 1243225.5132
61 | 2703790.1448 | 1243297.7471 | 2703761.5419 | 1243293.6882 | 2703755.3573 | 1243292.8683 | 2703754.2797 | 1243293.1052 | 2703753.3933 | 1243293.6457 | 2703752.5989 | 1243294.5436 | 2703752.2623 | 1243295.6385 | 2703752.2605 | 1243296.6059 | 2703752.3945 | 1243297.5868 | 2703754.0837 | 1243304.055
62 | 2703962.6931 | 1243088.7269 | 2703953.5381 | 1243109.1826
63 | 2704097.2063 | 1243089.6695 | 2704089.7086 | 1243100.7628 | 2704080.0317 | 1243114.0928
64 | 2703853.6786 | 1243142.6712 | 2703849.5333 | 1243140.6526
65 | 2703849.5333 | 1243140.6526 | 2703845.2324 | 1243138.4534
66 | 2703853.6786 | 1243142.6712 | 2703858.2584 | 1243133.7654
67 | 2703716.3502 | 1243325.8023 | 2703729.5861 | 1243332.6376 | 2703731.9125 | 1243333.9225
68 | 2703940.3601 | 1243138.6273 | 2703953.5381 | 1243109.1826
69 | 2703570.2007 | 1243300.9178 | 2703566.7162 | 1243323.8304
70 | 2703570.2007 | 1243300.9178 | 2703574.3085 | 1243298.5877 | 2703576.5631 | 1243291.4575
71 | 2703566.7162 | 1243323.8304 | 2703566.1615 | 1243327.4569 | 2703577.5312 | 1243326.588
72 | 2703566.7162 | 1243323.8304 | 2703577.5146 | 1243322.8132
73 | 2703577.5312 | 1243326.588 | 2703594.3004 | 1243325.6133 | 2703605.6549 | 1243323.888
74 | 2703577.5312 | 1243326.588 | 2703579.1816 | 1243342.8939
75 | 2703564.0214 | 1243399.7758 | 2703551.6969 | 1243405.9767 | 2703538.3066 | 1243410.4778
76 | 2703564.0214 | 1243399.7758 | 2703571.9831 | 1243412.4992
77 | 2703598.0714 | 1243454.1904 | 2703571.9831 | 1243412.4992
78 | 2703605.6549 | 1243323.888 | 2703619.8324 | 1243321.7375
79 | 2703605.6549 | 1243323.888 | 2703605.9258 | 1243319.6338
80 | 2703579.5121 | 1243346.1599 | 2703579.1816 | 1243342.8939
81 | 2703605.9258 | 1243319.6338 | 2703606.5477 | 1243309.8146
82 | 2703660.3109 | 1243315.258 | 2703668.4458 | 1243312.8054
83 | 2703674.3282 | 1243311.1073 | 2703678.4182 | 1243309.9591 | 2703685.3288 | 1243310.3357 | 2703690.5787 | 1243312.7293 | 2703692.1671 | 1243313.4804
84 | 2703634.6783 | 1243318.2276 | 2703620.3142 | 1243321.6644 | 2703619.8324 | 1243321.7375
85 | 2703648.1322 | 1243223.8326 | 2703649.3988 | 1243231.1241 | 2703649.3988 | 1243231.1241
86 | 2703650.1874 | 1243160.9277 | 2703675.8732 | 1243138.5892
87 | 2703663.0717 | 1243125.4994 | 2703669.0593 | 1243129.983
88 | 2703765.6977 | 1243124.8961 | 2703749.8392 | 1243131.6796 | 2703732.8607 | 1243143.2918
89 | 2703765.6977 | 1243124.8961 | 2703771.6648 | 1243153.3791
90 | 2703910.9477 | 1243191.8917 | 2703910.6897 | 1243192.358
91 | 2703893.6432 | 1243229.41 | 2703897.6886 | 1243219.0751
92 | 2703725.9843 | 1243307.7664 | 2703721.4652 | 1243305.4211
93 | 2703711.9061 | 1243277.7137 | 2703711.7328 | 1243278.8948 | 2703710.3842 | 1243284.3872
94 | 2703733.9262 | 1243354.552 | 2703735.1406 | 1243354.2451
95 | 2704144.4342 | 1243127.4994 | 2704139.657 | 1243138.5562
96 | 2703829.3081 | 1243246.1364 | 2703830.1411 | 1243243.0375 | 2703830.3237 | 1243241.673
97 | 2703698.5783 | 1243316.6244 | 2703716.3502 | 1243325.8023
98 | 2703889.5368 | 1243247.3869 | 2703886.9722 | 1243258.8554
99 | 2703889.5368 | 1243247.3869 | 2703889.7924 | 1243246.2443
100 | 2703940.3601 | 1243138.6273 | 2703938.7717 | 1243142.1765
101 | 2703598.0714 | 1243454.1904 | 2703627.3653 | 1243435.1092 | 2703642.4762 | 1243423.0304
102 | 2703598.2482 | 1243352.7811 | 2703603.2028 | 1243350.0099
103 | 2703598.2482 | 1243352.7811 | 2703590.1624 | 1243358.193
104 | 2703603.2028 | 1243350.0099 | 2703614.6043 | 1243367.2224
105 | 2703603.2028 | 1243350.0099 | 2703613.005 | 1243344.5324 | 2703613.2586 | 1243344.4777
106 | 2703590.1624 | 1243358.193 | 2703581.3285 | 1243364.1057 | 2703581.3285 | 1243364.1057
107 | 2703579.5121 | 1243346.1599 | 2703579.5373 | 1243346.4082
108 | 2703698.5783 | 1243316.6244 | 2703695.9995 | 1243315.2926 | 2703692.1671 | 1243313.4804
109 | 2703733.9262 | 1243354.552 | 2703727.9972 | 1243356.0503 | 2703725.252 | 1243358.4876
110 | 2703725.252 | 1243358.4876 | 2703718.3679 | 1243364.5998 | 2703716.1001 | 1243367.9131
111 | 2703710.9901 | 1243375.3792 | 2703716.1001 | 1243367.9131
112 | 2703710.9901 | 1243375.3792 | 2703708.9947 | 1243377.9574 | 2703702.8849 | 1243384.01
113 | 2703720.7551 | 1243384.5681 | 2703710.9901 | 1243375.3792
114 | 2703579.8038 | 1243349.0413 | 2703581.3285 | 1243364.1057
115 | 2703579.5373 | 1243346.4082 | 2703579.8038 | 1243349.0413
116 | 2703614.6043 | 1243367.2224 | 2703621.9504 | 1243361.2683
117 | 2703614.6043 | 1243367.2224 | 2703605.4123 | 1243374.9791
118 | 2703617.3073 | 1243371.3061 | 2703614.6043 | 1243367.2224
119 | 2703613.2586 | 1243344.4777 | 2703618.4042 | 1243343.3695
120 | 2703621.9504 | 1243361.2683 | 2703624.8664 | 1243365.2779
121 | 2703642.4762 | 1243423.0304 | 2703654.3678 | 1243413.5195
122 | 2703687.2427 | 1243394.9906 | 2703681.696 | 1243391.8468 | 2703668.1368 | 1243402.5071 | 2703654.3678 | 1243413.5195
123 | 2703687.2427 | 1243394.9906 | 2703690.4938 | 1243393.2349 | 2703697.2477 | 1243389.5946 | 2703702.1639 | 1243384.7243
124 | 2703702.8251 | 1243384.0693 | 2703702.1639 | 1243384.7243
125 | 2703720.7551 | 1243384.5681 | 2703725.6407 | 1243389.1309
126 | 2703702.8849 | 1243384.01 | 2703702.8251 | 1243384.0693
127 | 2703663.0717 | 1243125.4994 | 2703653.4999 | 1243118.3319
128 | 2703650.1874 | 1243160.9277 | 2703643.2348 | 1243155.6321
129 | 2703650.1874 | 1243160.9277 | 2703646.6739 | 1243169.6213
130 | 2703646.6739 | 1243169.6213 | 2703644.1585 | 1243175.8451 | 2703643.7601 | 1243182.5395
131 | 2703647.3963 | 1243219.5968 | 2703643.0453 | 1243194.5513 | 2703643.7601 | 1243182.5395
132 | 2703648.1322 | 1243223.8326 | 2703647.3963 | 1243219.5968
133 | 2703713.947 | 1243263.8106 | 2703711.9061 | 1243277.7137
134 | 2703893.6432 | 1243229.41 | 2703893.4419 | 1243229.9241 | 2703889.7924 | 1243246.2443
135 | 2703920.9409 | 1243173.8312 | 2703910.9477 | 1243191.8917
136 | 2703921.1557 | 1243173.4431 | 2703920.9409 | 1243173.8312
137 | 2703921.1557 | 1243173.4431 | 2703926.9519 | 1243163.2144 | 2703938.3491 | 1243143.1206 | 2703938.7717 | 1243142.1765
138 | 2703921.1557 | 1243173.4431 | 2703935.3205 | 1243181.4041
139 | 2703935.3205 | 1243181.4041 | 2703957.2489 | 1243193.7284
140 | 2703963.1606 | 1243197.0509 | 2703957.2489 | 1243193.7284
141 | 2703968.3105 | 1243199.9453 | 2703963.1606 | 1243197.0509

## bus_geodata
| x | y | coords
0 | 2703599.1624 | 1243257.926
1 | 2703618.3608 | 1243269.9233
2 | 2703614.878 | 1243287.0981
3 | 2703635.0986 | 1243280.005
4 | 2703623.3388 | 1243261.0589
5 | 2703607.1691 | 1243300.0015
6 | 2703602.6612 | 1243283.2823
7 | 2703649.6868 | 1243288.7918
8 | 2703666.9425 | 1243287.4855
9 | 2703661.6156 | 1243295.9769
10 | 2703664.4141 | 1243286.0276
11 | 2703668.6553 | 1243308.8543
12 | 2703670.6997 | 1243312.1259
13 | 2703602.429 | 1243248.0685
14 | 2703636.2229 | 1243246.2591
15 | 2703784.8961 | 1243053.4095
16 | 2703678.0381 | 1243136.7064
17 | 2703784.8558 | 1243118.06
18 | 2703828.3803 | 1243201.9858
19 | 2703816.3077 | 1243236.5015
20 | 2703901.9971 | 1243208.0679
21 | 2703844.9875 | 1243164.5452
22 | 2703700.5288 | 1243305.7199
23 | 2703705.6069 | 1243297.1909
24 | 2703728.8117 | 1243320.6793
25 | 2703786.0958 | 1243321.7617
26 | 2703798.5913 | 1243323.0924
27 | 2703767.124 | 1243334.9846
28 | 2703786.8679 | 1243317.1823
29 | 2703746.8711 | 1243347.1177
30 | 2703748.7785 | 1243342.6587
31 | 2703737.4601 | 1243353.659
32 | 2704067.8675 | 1243145.1477
33 | 2704059.9207 | 1243134.8892
34 | 2704072.666 | 1243151.3434
35 | 2704219.7112 | 1243196.1634
36 | 2704162.0849 | 1243236.483
37 | 2704141.0466 | 1243151.7457
38 | 2703822.1015 | 1243238.0596
39 | 2703807.0237 | 1243272.4413
40 | 2704145.8357 | 1243236.231
41 | 2704118.1041 | 1243198.9432
42 | 2703790.1448 | 1243297.7471
43 | 2703754.0837 | 1243304.055
44 | 2703962.6931 | 1243088.7269
45 | 2704080.0317 | 1243114.0927
46 | 2703849.5333 | 1243140.6526
47 | 2703853.6786 | 1243142.6712
48 | 2703845.2324 | 1243138.4534
49 | 2703744.924 | 1243328.6494
50 | 2703731.9125 | 1243333.9225
51 | 2703953.5381 | 1243109.1826
52 | 2704135.4854 | 1243225.5132
53 | 2703570.2007 | 1243300.9178
54 | 2703566.7162 | 1243323.8304
55 | 2703576.5631 | 1243291.4575
56 | 2703577.5312 | 1243326.588
57 | 2703577.5146 | 1243322.8132
58 | 2703564.0214 | 1243399.7758
59 | 2703538.3066 | 1243410.4778
60 | 2703571.9831 | 1243412.4992
61 | 2703605.6549 | 1243323.888
62 | 2703579.1816 | 1243342.8939
63 | 2703606.5477 | 1243309.8146
64 | 2703645.797 | 1243274.8764
65 | 2703605.9258 | 1243319.6338
66 | 2703668.4458 | 1243312.8054
67 | 2703674.3282 | 1243311.1073
68 | 2703634.6783 | 1243318.2276
69 | 2703619.8324 | 1243321.7375
70 | 2703649.3988 | 1243231.1241
71 | 2703675.8732 | 1243138.5892
72 | 2703669.0593 | 1243129.983
73 | 2703765.6977 | 1243124.8961
74 | 2703732.8607 | 1243143.2918
75 | 2703771.6648 | 1243153.3791
76 | 2703910.6897 | 1243192.358
77 | 2703897.6886 | 1243219.0751
78 | 2703721.4652 | 1243305.4211
79 | 2703696.4599 | 1243291.9937
80 | 2703710.3842 | 1243284.3872
81 | 2703858.2584 | 1243133.7654
82 | 2703735.1406 | 1243354.2451
83 | 2704139.657 | 1243138.5562
84 | 2703830.3237 | 1243241.673
85 | 2704097.2063 | 1243089.6695
86 | 2703716.3502 | 1243325.8023
87 | 2703886.9722 | 1243258.8554
88 | 2703889.5368 | 1243247.3869
89 | 2703940.3601 | 1243138.6273
90 | 2703598.0714 | 1243454.1904
91 | 2703598.2482 | 1243352.7811
92 | 2703603.2028 | 1243350.0099
93 | 2703590.1624 | 1243358.193
94 | 2703579.5121 | 1243346.1599
95 | 2703692.1671 | 1243313.4804
96 | 2703698.5783 | 1243316.6244
97 | 2703660.3109 | 1243315.258
98 | 2703733.9262 | 1243354.552
99 | 2703725.252 | 1243358.4876
100 | 2703716.1001 | 1243367.9131
101 | 2703710.9901 | 1243375.3792
102 | 2703581.3285 | 1243364.1057
103 | 2703579.8038 | 1243349.0413
104 | 2703579.5373 | 1243346.4082
105 | 2703614.6043 | 1243367.2224
106 | 2703613.2586 | 1243344.4777
107 | 2703621.9504 | 1243361.2683
108 | 2703605.4123 | 1243374.9791
109 | 2703617.3073 | 1243371.3061
110 | 2703618.4042 | 1243343.3695
111 | 2703624.8664 | 1243365.2779
112 | 2703642.4762 | 1243423.0304
113 | 2703654.3678 | 1243413.5195
114 | 2703687.2427 | 1243394.9906
115 | 2703702.1639 | 1243384.7243
116 | 2703720.7551 | 1243384.5681
117 | 2703725.6407 | 1243389.1309
118 | 2703702.8251 | 1243384.0693
119 | 2703702.8849 | 1243384.01
120 | 2703663.0717 | 1243125.4994
121 | 2703653.4999 | 1243118.3319
122 | 2703643.2348 | 1243155.6321
123 | 2703650.1874 | 1243160.9277
124 | 2703646.6739 | 1243169.6213
125 | 2703643.7601 | 1243182.5395
126 | 2703647.3963 | 1243219.5968
127 | 2703648.1322 | 1243223.8326
128 | 2703711.9061 | 1243277.7137
129 | 2703713.947 | 1243263.8106
130 | 2703725.9843 | 1243307.7664
131 | 2703829.3081 | 1243246.1364
132 | 2703893.6432 | 1243229.41
133 | 2703889.7924 | 1243246.2443
134 | 2703910.9477 | 1243191.8917
135 | 2703920.9409 | 1243173.8312
136 | 2703921.1557 | 1243173.4431
137 | 2703938.7717 | 1243142.1765
138 | 2703935.3205 | 1243181.4041
139 | 2703957.2489 | 1243193.7284
140 | 2703963.1606 | 1243197.0509
141 | 2703968.3105 | 1243199.9453
142 | 2704144.4342 | 1243127.4994
143 | 2703705.6069 | 1243297.1909

## line_std_types
| c_nf_per_km | r_ohm_per_km | x_ohm_per_km | max_i_ka | type | q_mm2 | alpha | voltage_rating
NAYY 4x50 SE | 210 | 0.642 | 0.083 | 0.142 | cs | 50 | 0.00403 | LV
NAYY 4x120 SE | 264 | 0.225 | 0.08 | 0.242 | cs | 120 | 0.00403 | LV
NAYY 4x150 SE | 261 | 0.208 | 0.08 | 0.27 | cs | 150 | 0.00403 | LV
NA2XS2Y 1x95 RM/25 12/20 kV | 216 | 0.313 | 0.132 | 0.252 | cs | 95 | 0.00403 | MV
NA2XS2Y 1x185 RM/25 12/20 kV | 273 | 0.161 | 0.117 | 0.362 | cs | 185 | 0.00403 | MV
NA2XS2Y 1x240 RM/25 12/20 kV | 304 | 0.122 | 0.112 | 0.421 | cs | 240 | 0.00403 | MV
NA2XS2Y 1x95 RM/25 6/10 kV | 315 | 0.313 | 0.123 | 0.249 | cs | 95 | 0.00403 | MV
NA2XS2Y 1x185 RM/25 6/10 kV | 406 | 0.161 | 0.11 | 0.358 | cs | 185 | 0.00403 | MV
NA2XS2Y 1x240 RM/25 6/10 kV | 456 | 0.122 | 0.105 | 0.416 | cs | 240 | 0.00403 | MV
NA2XS2Y 1x150 RM/25 12/20 kV | 250 | 0.206 | 0.116 | 0.319 | cs | 150 | 0.00403 | MV
NA2XS2Y 1x120 RM/25 12/20 kV | 230 | 0.253 | 0.119 | 0.283 | cs | 120 | 0.00403 | MV
NA2XS2Y 1x70 RM/25 12/20 kV | 190 | 0.443 | 0.132 | 0.22 | cs | 70 | 0.00403 | MV
NA2XS2Y 1x150 RM/25 6/10 kV | 360 | 0.206 | 0.11 | 0.315 | cs | 150 | 0.00403 | MV
NA2XS2Y 1x120 RM/25 6/10 kV | 340 | 0.253 | 0.113 | 0.28 | cs | 120 | 0.00403 | MV
NA2XS2Y 1x70 RM/25 6/10 kV | 280 | 0.443 | 0.123 | 0.217 | cs | 70 | 0.00403 | MV
N2XS(FL)2Y 1x120 RM/35 64/110 kV | 112 | 0.153 | 0.166 | 0.366 | cs | 120 | 0.00393 | HV
N2XS(FL)2Y 1x185 RM/35 64/110 kV | 125 | 0.099 | 0.156 | 0.457 | cs | 185 | 0.00393 | HV
N2XS(FL)2Y 1x240 RM/35 64/110 kV | 135 | 0.075 | 0.149 | 0.526 | cs | 240 | 0.00393 | HV
N2XS(FL)2Y 1x300 RM/35 64/110 kV | 144 | 0.06 | 0.144 | 0.588 | cs | 300 | 0.00393 | HV
15-AL1/3-ST1A 0.4 | 11 | 1.8769 | 0.35 | 0.105 | ol | 16 | 0.00403 | LV
24-AL1/4-ST1A 0.4 | 11.25 | 1.2012 | 0.335 | 0.14 | ol | 24 | 0.00403 | LV
48-AL1/8-ST1A 0.4 | 12.2 | 0.5939 | 0.3 | 0.21 | ol | 48 | 0.00403 | LV
94-AL1/15-ST1A 0.4 | 13.2 | 0.306 | 0.29 | 0.35 | ol | 94 | 0.00403 | LV
34-AL1/6-ST1A 10.0 | 9.7 | 0.8342 | 0.36 | 0.17 | ol | 34 | 0.00403 | MV
48-AL1/8-ST1A 10.0 | 10.1 | 0.5939 | 0.35 | 0.21 | ol | 48 | 0.00403 | MV
70-AL1/11-ST1A 10.0 | 10.4 | 0.4132 | 0.339 | 0.29 | ol | 70 | 0.00403 | MV
94-AL1/15-ST1A 10.0 | 10.75 | 0.306 | 0.33 | 0.35 | ol | 94 | 0.00403 | MV
122-AL1/20-ST1A 10.0 | 11.1 | 0.2376 | 0.323 | 0.41 | ol | 122 | 0.00403 | MV
149-AL1/24-ST1A 10.0 | 11.25 | 0.194 | 0.315 | 0.47 | ol | 149 | 0.00403 | MV
34-AL1/6-ST1A 20.0 | 9.15 | 0.8342 | 0.382 | 0.17 | ol | 34 | 0.00403 | MV
48-AL1/8-ST1A 20.0 | 9.5 | 0.5939 | 0.372 | 0.21 | ol | 48 | 0.00403 | MV
70-AL1/11-ST1A 20.0 | 9.7 | 0.4132 | 0.36 | 0.29 | ol | 70 | 0.00403 | MV
94-AL1/15-ST1A 20.0 | 10 | 0.306 | 0.35 | 0.35 | ol | 94 | 0.00403 | MV
122-AL1/20-ST1A 20.0 | 10.3 | 0.2376 | 0.344 | 0.41 | ol | 122 | 0.00403 | MV
149-AL1/24-ST1A 20.0 | 10.5 | 0.194 | 0.337 | 0.47 | ol | 149 | 0.00403 | MV
184-AL1/30-ST1A 20.0 | 10.75 | 0.1571 | 0.33 | 0.535 | ol | 184 | 0.00403 | MV
243-AL1/39-ST1A 20.0 | 11 | 0.1188 | 0.32 | 0.645 | ol | 243 | 0.00403 | MV
48-AL1/8-ST1A 110.0 | 8 | 0.5939 | 0.46 | 0.21 | ol | 48 | 0.00403 | HV
70-AL1/11-ST1A 110.0 | 8.4 | 0.4132 | 0.45 | 0.29 | ol | 70 | 0.00403 | HV
94-AL1/15-ST1A 110.0 | 8.65 | 0.306 | 0.44 | 0.35 | ol | 94 | 0.00403 | HV
122-AL1/20-ST1A 110.0 | 8.5 | 0.2376 | 0.43 | 0.41 | ol | 122 | 0.00403 | HV
149-AL1/24-ST1A 110.0 | 8.75 | 0.194 | 0.41 | 0.47 | ol | 149 | 0.00403 | HV
184-AL1/30-ST1A 110.0 | 8.8 | 0.1571 | 0.4 | 0.535 | ol | 184 | 0.00403 | HV
243-AL1/39-ST1A 110.0 | 9 | 0.1188 | 0.39 | 0.645 | ol | 243 | 0.00403 | HV
305-AL1/39-ST1A 110.0 | 9.2 | 0.0949 | 0.38 | 0.74 | ol | 305 | 0.00403 | HV
490-AL1/64-ST1A 110.0 | 9.75 | 0.059 | 0.37 | 0.96 | ol | 490 | 0.00403 | HV
679-AL1/86-ST1A 110.0 | 9.95 | 0.042 | 0.36 | 1.15 | ol | 679 | 0.00403 | HV
490-AL1/64-ST1A 220.0 | 10 | 0.059 | 0.285 | 0.96 | ol | 490 | 0.00403 | HV
679-AL1/86-ST1A 220.0 | 11.7 | 0.042 | 0.275 | 1.15 | ol | 679 | 0.00403 | HV
490-AL1/64-ST1A 380.0 | 11 | 0.059 | 0.253 | 0.96 | ol | 490 | 0.00403 | HV
679-AL1/86-ST1A 380.0 | 14.6 | 0.042 | 0.25 | 1.15 | ol | 679 | 0.00403 | HV

## trafo_std_types
| i0_percent | pfe_kw | vkr_percent | sn_mva | vn_lv_kv | vn_hv_kv | vk_percent | shift_degree | vector_group | tap_side | tap_neutral | tap_min | tap_max | tap_step_degree | tap_step_percent | tap_phase_shifter
160 MVA 380/110 kV | 0.06 | 60 | 0.25 | 160 | 110 | 380 | 12.2 | 0 | Yy0 | hv | 0 | -9 | 9 | 0 | 1.5 | FALSE
100 MVA 220/110 kV | 0.06 | 55 | 0.26 | 100 | 110 | 220 | 12 | 0 | Yy0 | hv | 0 | -9 | 9 | 0 | 1.5 | FALSE
63 MVA 110/20 kV | 0.04 | 22 | 0.32 | 63 | 20 | 110 | 18 | 150 | YNd5 | hv | 0 | -9 | 9 | 0 | 1.5 | FALSE
40 MVA 110/20 kV | 0.05 | 18 | 0.34 | 40 | 20 | 110 | 16.2 | 150 | YNd5 | hv | 0 | -9 | 9 | 0 | 1.5 | FALSE
25 MVA 110/20 kV | 0.07 | 14 | 0.41 | 25 | 20 | 110 | 12 | 150 | YNd5 | hv | 0 | -9 | 9 | 0 | 1.5 | FALSE
63 MVA 110/10 kV | 0.04 | 22 | 0.32 | 63 | 10 | 110 | 18 | 150 | YNd5 | hv | 0 | -9 | 9 | 0 | 1.5 | FALSE
40 MVA 110/10 kV | 0.05 | 18 | 0.34 | 40 | 10 | 110 | 16.2 | 150 | YNd5 | hv | 0 | -9 | 9 | 0 | 1.5 | FALSE
25 MVA 110/10 kV | 0.07 | 14 | 0.41 | 25 | 10 | 110 | 12 | 150 | YNd5 | hv | 0 | -9 | 9 | 0 | 1.5 | FALSE
0.25 MVA 20/0.4 kV | 0.32 | 0.8 | 1.44 | 0.25 | 0.4 | 20 | 6 | 150 | Yzn5 | hv | 0 | -2 | 2 | 0 | 2.5 | FALSE
0.4 MVA 20/0.4 kV | 0.3375 | 1.35 | 1.425 | 0.4 | 0.4 | 20 | 6 | 150 | Dyn5 | hv | 0 | -2 | 2 | 0 | 2.5 | FALSE
0.63 MVA 20/0.4 kV | 0.2619 | 1.65 | 1.206 | 0.63 | 0.4 | 20 | 6 | 150 | Dyn5 | hv | 0 | -2 | 2 | 0 | 2.5 | FALSE
0.25 MVA 10/0.4 kV | 0.24 | 0.6 | 1.2 | 0.25 | 0.4 | 10 | 4 | 150 | Dyn5 | hv | 0 | -2 | 2 | 0 | 2.5 | FALSE
0.4 MVA 10/0.4 kV | 0.2375 | 0.95 | 1.325 | 0.4 | 0.4 | 10 | 4 | 150 | Dyn5 | hv | 0 | -2 | 2 | 0 | 2.5 | FALSE
0.63 MVA 10/0.4 kV | 0.1873 | 1.18 | 1.0794 | 0.63 | 0.4 | 10 | 4 | 150 | Dyn5 | hv | 0 | -2 | 2 | 0 | 2.5 | FALSE

## trafo3w_std_types
| sn_hv_mva | sn_mv_mva | sn_lv_mva | vn_hv_kv | vn_mv_kv | vn_lv_kv | vk_hv_percent | vk_mv_percent | vk_lv_percent | vkr_hv_percent | vkr_mv_percent | vkr_lv_percent | pfe_kw | i0_percent | shift_mv_degree | shift_lv_degree | vector_group | tap_side | tap_neutral | tap_min | tap_max | tap_step_percent
63/25/38 MVA 110/20/10 kV | 63 | 25 | 38 | 110 | 20 | 10 | 10.4 | 10.4 | 10.4 | 0.28 | 0.32 | 0.35 | 35 | 0.89 | 0 | 0 | YN0yn0yn0 | hv | 0 | -10 | 10 | 1.2
63/25/38 MVA 110/10/10 kV | 63 | 25 | 38 | 110 | 10 | 10 | 10.4 | 10.4 | 10.4 | 0.28 | 0.32 | 0.35 | 35 | 0.89 | 0 | 0 | YN0yn0yn0 | hv | 0 | -10 | 10 | 1.2

## fuse_std_types
| fuse_type | i_rated_a | t_avg | t_min | t_total | x_avg | x_min | x_total
HV 100A | HV 100A | 100 | 0 | [10.0, 3.64, 0.854, 0.281, 0.1, 0.0531, 0.022, 0.01] | [10.0, 4.267, 1.21, 0.403, 0.1, 0.058, 0.022, 0.01] | 0 | [300.0, 350.0, 450.0, 550.0, 700.0, 850.0, 1200.0, 1752.0] | [600.0, 700.0, 900.0, 1150.0, 1665.0, 2000.0, 3000.0, 4313.0]
HV 10A | HV 10A | 10 | 0 | [10.0, 1675.0, 0.344, 0.156, 0.1, 0.0417, 0.0171, 0.01] | [10.0, 1.3, 0.3, 0.155, 0.1, 0.0555, 0.023, 0.01] | 0 | [30.0, 32.0, 35.0, 37.0, 39.0, 50.0, 70.0, 88.0] | [60.0, 70.0, 80.0, 87.0, 94.0, 110.0, 150.0, 216.0]
HV 125A | HV 125A | 125 | 0 | [10.0, 1.82, 0.344, 0.1, 0.0467, 0.0269, 0.01] | [10.0, 2.478, 0.426, 0.1, 0.0427, 0.0211, 0.01] | 0 | [375.0, 500.0, 700.0, 925.0, 1200.0, 1500.0, 2341.0] | [750.0, 1000.0, 1500.0, 2200.0, 3000.0, 4000.0, 5765.0]
HV 160A | HV 160A | 160 | 0 | [10.0, 4.15, 1.03, 0.198, 0.1, 0.051, 0.0172, 0.01] | [10.0, 2.3, 0.734, 0.274, 0.1, 0.046, 0.0177, 0.01] | 0 | [480.0, 550.0, 700.0, 1000.0, 1260.0, 1600.0, 2500.0, 3227.0] | [960.0, 1300.0, 1700.0, 2200.0, 2996.0, 4000.0, 6000.0, 7946.0]
HV 16A | HV 16A | 16 | 0 | [10.0, 0.352, 0.164, 0.1, 0.0649, 0.0342, 0.01] | [10.0, 2.34, 0.722, 0.181, 0.1, 0.055, 0.0296, 0.01] | 0 | [48.0, 60.0, 65.0, 71.0, 80.0, 100.0, 162.0] | [96.0, 110.0, 125.0, 150.0, 168.0, 200.0, 250.0, 398.0]
HV 200A | HV 200A | 200 | 0 | [10.0, 4.267, 1.21, 0.403, 0.1, 0.058, 0.022, 0.01] | [10.0, 3.73, 1.654, 0.328, 0.1, 0.0531, 0.019, 0.01] | 0 | [600.0, 700.0, 900.0, 1150.0, 1665.0, 2000.0, 3000.0, 4313.0] | [1200.0, 1500.0, 1800.0, 2700.0, 3960.0, 5000.0, 7500.0, 10620.0]
HV 20A | HV 20A | 20 | 0 | [10.0, 1.3, 0.3, 0.155, 0.1, 0.0555, 0.023, 0.01] | [10.0, 1.3, 0.161, 0.1, 0.0611, 0.0399, 0.0141, 0.01] | 0 | [60.0, 70.0, 80.0, 87.0, 94.0, 110.0, 150.0, 216.0] | [120.0, 150.0, 200.0, 223.0, 260.0, 300.0, 450.0, 532.0]
HV 25A | HV 25A | 25 | 0 | [10.0, 2.512, 0.833, 0.299, 0.1, 0.0372, 0.0223, 0.01] | [10.0, 3.125, 0.597, 0.198, 0.1, 0.0378, 0.022, 0.01] | 0 | [75.0, 82.0, 90.0, 100.0, 124.0, 170.0, 200.0, 289.0] | [150.0, 170.0, 210.0, 250.0, 294.0, 400.0, 500.0, 711.0]
HV 31.5A | HV 31.5A | 31.5 | 0 | [10.0, 2.34, 0.722, 0.181, 0.1, 0.055, 0.0296, 0.01] | [10.0, 2.84, 0.368, 0.164, 0.1, 0.0621, 0.0378, 0.0195, 0.01] | 0 | [95.0, 110.0, 125.0, 150.0, 165.0, 200.0, 250.0, 390.0] | [189.0, 220.0, 300.0, 350.0, 393.0, 450.0, 530.0, 700.0, 960.0]
HV 40A | HV 40A | 40 | 0 | [10.0, 1.3, 0.161, 0.1, 0.0611, 0.0399, 0.0141, 0.01] | [10.0, 2.05, 0.369, 0.198, 0.1, 0.051, 0.0298, 0.01] | 0 | [120.0, 150.0, 200.0, 223.0, 260.0, 300.0, 450.0, 532.0] | [240.0, 300.0, 400.0, 450.0, 530.0, 650.0, 800.0, 1311.0]
HV 50A | HV 50A | 50 | 0 | [10.0, 3.215, 0.597, 0.198, 0.1, 0.0378, 0.022, 0.01] | [10.0, 3.64, 0.854, 0.281, 0.1, 0.0531, 0.022, 0.01] | 0 | [150.0, 170.0, 210.0, 250.0, 294.0, 400.0, 500.0, 711.0] | [300.0, 350.0, 450.0, 550.0, 700.0, 850.0, 1200.0, 1752.0]
HV 6.3A | HV 6.3A | 6.3 | 0 | [10.0, 1.39, 0.344, 0.168, 0.1, 0.056, 0.0263, 0.01] | [10.0, 1.711, 0.516, 0.198, 0.1, 0.0634, 0.0303, 0.01] | 0 | [19.0, 19.5, 20.4, 20.8, 22.0, 25.0, 32.0, 48.0] | [38.0, 40.0, 43.0, 48.0, 53.0, 60.0, 75.0, 118.0]
HV 63A | HV 63A | 63 | 0 | [10.0, 2.84, 0.368, 0.164, 0.1, 0.0621, 0.0378, 0.0195, 0.01] | [10.0, 1.82, 0.344, 0.1, 0.0467, 0.0269, 0.01] | 0 | [189.0, 220.0, 300.0, 350.0, 393.0, 450.0, 530.0, 700.0, 961.0] | [378.0, 500.0, 700.0, 934.0, 1200.0, 1500.0, 2366.0]
HV 80A | HV 80A | 80 | 0 | [10.0, 2.05, 0.369, 0.198, 0.1, 0.051, 0.0298, 0.01] | [10.0, 4.15, 1.03, 0.198, 0.1, 0.051, 0.0172, 0.01] | 0 | [240.0, 300.0, 400.0, 450.0, 530.0, 650.0, 800.0, 1311.0] | [480.0, 550.0, 700.0, 1000.0, 1260.0, 1600.0, 2500.0, 3227.0]
Siemens NH-1-100 | Siemens NH-1-100 | 100 | [5400.0, 2000.0, 400.0, 20.0, 1.0, 0.2, 0.012, 0.004] | 0 | 0 | [150.0, 190.0, 250.0, 430.0, 900.0, 1250.0, 2700.0, 3600.0] | 0 | 0
Siemens NH-1-125 | Siemens NH-1-125 | 125 | [4800.0, 120.0, 7.0, 0.1, 0.004] | 0 | 0 | [180.0, 400.0, 740.0, 2000.0, 4250.0] | 0 | 0
Siemens NH-1-16 | Siemens NH-1-16 | 16 | [4000.0, 400.0, 2.0, 0.1, 0.04, 0.01] | 0 | 0 | [26.0, 35.0, 75.0, 150.0, 200.0, 300.0] | 0 | 0
Siemens NH-1-160 | Siemens NH-1-160 | 160 | [4800.0, 120.0, 7.0, 0.1, 0.004] | 0 | 0 | [210.0, 500.0, 900.0, 2300.0, 5000.0] | 0 | 0
Siemens NH-1-25 | Siemens NH-1-25 | 25 | [4000.0, 1000.0, 10.0, 0.2, 0.02, 0.01] | 0 | 0 | [40.0, 50.0, 100.0, 210.0, 400.0, 500.0] | 0 | 0
Siemens NH-1-50 | Siemens NH-1-50 | 50 | [4000.0, 40.0, 4.0, 1.0, 0.02, 0.01] | 0 | 0 | [86.0, 200.0, 300.0, 400.0, 1000.0, 1280.0] | 0 | 0
Siemens NH-1-63 | Siemens NH-1-63 | 63 | [4000.0, 100.0, 10.0, 2.0, 0.04, 0.01] | 0 | 0 | [100.0, 200.0, 300.0, 400.0, 1000.0, 1500.0] | 0 | 0
Siemens NH-1-80 | Siemens NH-1-80 | 80 | [4800.0, 120.0, 7.0, 0.1, 0.01] | 0 | 0 | [150.58, 250.0, 450.0, 1150.0, 2470.0] | 0 | 0
Siemens NH-2-1000 | Siemens NH-2-1000 | 1000 | [4800.0, 120.0, 7.0, 0.1, 0.004] | 0 | 0 | [1900.0, 3500.0, 8400.0, 24000.0, 52000.0] | 0 | 0
Siemens NH-2-200 | Siemens NH-2-200 | 200 | [4800.0, 120.0, 7.0, 0.1, 0.004] | 0 | 0 | [280.0, 650.0, 1200.0, 3000.0, 7000.0] | 0 | 0
Siemens NH-2-224 | Siemens NH-2-224 | 224 | [4800.0, 120.0, 7.0, 0.2, 0.04, 0.004] | 0 | 0 | [400.0, 750.0, 1453.0, 3025.0, 4315.0, 7600.0] | 0 | 0
Siemens NH-2-250 | Siemens NH-2-250 | 250 | [4800.0, 120.0, 7.0, 0.1, 0.004] | 0 | 0 | [450.0, 800.0, 1650.0, 4000.0, 8500.0] | 0 | 0
Siemens NH-2-315 | Siemens NH-2-315 | 315 | [4800.0, 120.0, 7.0, 0.1, 0.004] | 0 | 0 | [550.0, 920.0, 1900.0, 5000.0, 11000.0] | 0 | 0
Siemens NH-2-355 | Siemens NH-2-355 | 355 | [4800.0, 120.0, 6.0, 0.1, 0.004] | 0 | 0 | [650.0, 1116.27, 2350.0, 5840.0, 12790.0] | 0 | 0
Siemens NH-2-400 | Siemens NH-2-400 | 400 | [4800.0, 120.0, 7.0, 0.1, 0.004] | 0 | 0 | [720.0, 1350.0, 2800.0, 6500.0, 15000.0] | 0 | 0
Siemens NH-2-425 | Siemens NH-2-425 | 425 | [4800.0, 120.0, 7.0, 0.1, 0.004] | 0 | 0 | [850.0, 1500.0, 3050.0, 7500.0, 16500.0] | 0 | 0
Siemens NH-2-630 | Siemens NH-2-630 | 630 | [4800.0, 120.0, 7.0, 0.1, 0.004] | 0 | 0 | [1200.0, 2000.0, 4800.0, 12000.0, 26000.0] | 0 | 0

## res_bus
| vm_pu | va_degree | p_mw | q_mvar
0 | 0.97639 | -0.45341 | 0.0089167 | 0.0022347
1 | 0.97657 | -0.44972 | 0 | 0
2 | 0.97629 | -0.45536 | 0 | 0
3 | 0.97738 | -0.43387 | 0.0097103 | 0.0024336
4 | 0.97634 | -0.45439 | 0 | 0
5 | 0.97571 | -0.46666 | 0.0055163 | 0.0013825
6 | 0.97623 | -0.45653 | 0.0050071 | 0.0012549
7 | 0.97813 | -0.41933 | 0.0049451 | 0.0012394
8 | 0.97854 | -0.41123 | 0 | 0
9 | 0.97875 | -0.40714 | 0 | 0
10 | 0.97848 | -0.41242 | 0.013713 | 0.0034368
11 | 0.97953 | -0.39181 | 0 | 0
12 | 0.97973 | -0.38805 | 0 | 0
13 | 0.97619 | -0.45725 | 0.0063554 | 0.0015928
14 | 0.97592 | -0.46265 | 0.0052502 | 0.0013158
15 | 0.97261 | -0.52787 | 0 | 0
16 | 0.97389 | -0.50244 | 0 | 0
17 | 0.97176 | -0.54453 | 0.010672 | 0.0026745
18 | 0.97998 | -0.38325 | 0 | 0
19 | 0.98129 | -0.35764 | 0 | 0
20 | 0.97765 | -0.42892 | 0 | 0
21 | 0.97923 | -0.39798 | 0.0064673 | 0.0016209
22 | 0.9947 | -0.099876 | 0 | 0
23 | 0.99584 | -0.078345 | 0 | 0
24 | 0.99104 | -0.16965 | 0.0025898 | 0.00064907
25 | 0.98526 | -0.28067 | 0 | 0
26 | 0.98476 | -0.29029 | 0 | 0
27 | 0.98636 | -0.25941 | 0 | 0
28 | 0.98519 | -0.2821 | 0.013114 | 0.0032866
29 | 0.98417 | -0.30176 | 0 | 0
30 | 0.98443 | -0.29678 | 0 | 0
31 | 0.98356 | -0.31366 | 0.0015015 | 0.00037632
32 | 0.97417 | -0.49735 | 0 | 0
33 | 0.97427 | -0.49546 | 0 | 0
34 | 0.97412 | -0.49849 | 0.0060699 | 0.0015213
35 | 0.973 | -0.52045 | 0 | 0
36 | 0.97343 | -0.51193 | 0 | 0
37 | 0.97235 | -0.5334 | 0.0020228 | 0.00050696
38 | 0.98123 | -0.35889 | 0 | 0
39 | 0.98273 | -0.3298 | 0.0043774 | 0.0010971
40 | 0.97313 | -0.51789 | 0 | 0
41 | 0.97372 | -0.50624 | 0.0041655 | 0.001044
42 | 0.98511 | -0.28351 | 0 | 0
43 | 0.98494 | -0.28695 | 0.0039749 | 0.0009962
44 | 0.97555 | -0.4702 | 0 | 0
45 | 0.97409 | -0.49906 | 0.0052755 | 0.0013222
46 | 0.97893 | -0.40394 | 0 | 0
47 | 0.97894 | -0.40369 | 0 | 0
48 | 0.97891 | -0.40421 | 0.0030516 | 0.00076481
49 | 0.98899 | -0.2089 | 0.0031033 | 0.00077775
50 | 0.98335 | -0.31757 | 0.0041876 | 0.0010495
51 | 0.97575 | -0.46626 | 0.0090102 | 0.0022582
52 | 0.97294 | -0.52167 | 0.013793 | 0.0034568
53 | 0.97283 | -0.52333 | 0 | 0
54 | 0.97301 | -0.51976 | 0 | 0
55 | 0.97274 | -0.52521 | 0.0083643 | 0.0020963
56 | 0.97318 | -0.51654 | 0 | 0
57 | 0.97298 | -0.52041 | 0.0032529 | 0.00081525
58 | 0.97883 | -0.4062 | 0 | 0
59 | 0.97869 | -0.409 | 0.0055199 | 0.0013834
60 | 0.97891 | -0.40469 | 0.0050384 | 0.0012627
61 | 0.97441 | -0.49229 | 0 | 0
62 | 0.97264 | -0.52711 | 0.0012387 | 0.00031044
63 | 0.97516 | -0.47743 | 0.0023332 | 0.00058475
64 | 0.9783 | -0.41588 | 0.0087369 | 0.0021897
65 | 0.97464 | -0.4878 | 0 | 0
66 | 0.97971 | -0.38835 | 0.0036891 | 0.00092457
67 | 0.97992 | -0.38426 | 0.0039465 | 0.00098908
68 | 0.97415 | -0.49731 | 0.0077355 | 0.0019387
69 | 0.97426 | -0.49514 | 0.0030822 | 0.00077247
70 | 0.97551 | -0.47063 | 0.0063736 | 0.0015974
71 | 0.97393 | -0.50179 | 0.007431 | 0.0018624
72 | 0.97379 | -0.50454 | 0.0026189 | 0.00065636
73 | 0.97163 | -0.5472 | 0 | 0
74 | 0.9713 | -0.55373 | 0.018718 | 0.0046912
75 | 0.97137 | -0.55238 | 0.0096371 | 0.0024153
76 | 0.97718 | -0.43814 | 0.005109 | 0.0012804
77 | 0.97741 | -0.4337 | 0.0022741 | 0.00056995
78 | 0.9957 | -0.081126 | 0.0063087 | 0.0015811
79 | 0.99579 | -0.079368 | 0.0055429 | 0.0013892
80 | 0.99746 | -0.047761 | 0.010944 | 0.0027428
81 | 0.97885 | -0.40556 | 0.010282 | 0.0025768
82 | 0.98343 | -0.31606 | 0.0018824 | 0.00047176
83 | 0.97227 | -0.53485 | 0.0020793 | 0.00052112
84 | 0.98113 | -0.36083 | 0.0065551 | 0.0016429
85 | 0.97405 | -0.49985 | 0.001434 | 0.00035939
86 | 0.98238 | -0.33648 | 0.0044012 | 0.001103
87 | 0.97694 | -0.44284 | 0.0022748 | 0.00057011
88 | 0.97697 | -0.44235 | 0.0031491 | 0.00078924
89 | 0.97611 | -0.45926 | 0.0055851 | 0.0013997
90 | 0.97939 | -0.39525 | 0 | 0
91 | 0.97155 | -0.54868 | 0 | 0
92 | 0.97141 | -0.55141 | 0 | 0
93 | 0.97179 | -0.54398 | 0.0010057 | 0.00025204
94 | 0.97254 | -0.52915 | 0.0024982 | 0.00062612
95 | 0.9809 | -0.36512 | 0.0046826 | 0.0011736
96 | 0.98128 | -0.35767 | 0.0040053 | 0.0010038
97 | 0.97968 | -0.38886 | 0.0033036 | 0.00082797
98 | 0.98337 | -0.31728 | 0.0026757 | 0.0006706
99 | 0.98291 | -0.3263 | 0.0028444 | 0.00071288
100 | 0.98232 | -0.33782 | 0.0040087 | 0.0010047
101 | 0.98195 | -0.34505 | 0 | 0
102 | 0.97206 | -0.53865 | 0.001217 | 0.00030502
103 | 0.97246 | -0.53073 | 0.0010874 | 0.00027253
104 | 0.97253 | -0.5293 | 0.0018258 | 0.0004576
105 | 0.97102 | -0.55916 | 0 | 0
106 | 0.97135 | -0.55265 | 0.0030357 | 0.00076082
107 | 0.97095 | -0.56047 | 0 | 0
108 | 0.97096 | -0.56032 | 0.0052238 | 0.0013092
109 | 0.97098 | -0.55985 | 0.0075845 | 0.0019009
110 | 0.97133 | -0.55292 | 0.0027878 | 0.00069868
111 | 0.97092 | -0.56116 | 0.0075151 | 0.0018835
112 | 0.97992 | -0.38485 | 0 | 0
113 | 0.98007 | -0.38193 | 0.01513 | 0.003792
114 | 0.98105 | -0.36272 | 0 | 0
115 | 0.98148 | -0.35421 | 0.0075427 | 0.0018904
116 | 0.9819 | -0.34612 | 0 | 0
117 | 0.98187 | -0.34666 | 0.0044265 | 0.0011094
118 | 0.98151 | -0.35365 | 0.0032957 | 0.00082598
119 | 0.98151 | -0.35359 | 0.0032969 | 0.00082627
120 | 0.97374 | -0.50558 | 0.0036886 | 0.00092444
121 | 0.97369 | -0.50644 | 0.0039002 | 0.00097748
122 | 0.97436 | -0.49325 | 0.0020526 | 0.00051442
123 | 0.97438 | -0.49292 | 0 | 0
124 | 0.97451 | -0.49039 | 0.0026573 | 0.00066599
125 | 0.9747 | -0.48661 | 0.0069562 | 0.0017434
126 | 0.97529 | -0.47487 | 0.00892 | 0.0022356
127 | 0.97537 | -0.47335 | 0.0031467 | 0.00078865
128 | 0.99829 | -0.032214 | 0.0064846 | 0.0016252
129 | 1 | 0 | -0.53748 | -0.13843
130 | 0.99569 | -0.081354 | 0.0025464 | 0.00063818
131 | 0.98111 | -0.36125 | 0.0049549 | 0.0012418
132 | 0.9772 | -0.43773 | 0.0055986 | 0.0014031
133 | 0.97697 | -0.44223 | 0.0088633 | 0.0022214
134 | 0.97717 | -0.4384 | 0.0086876 | 0.0021773
135 | 0.97669 | -0.4477 | 0.0036229 | 0.00090797
136 | 0.97668 | -0.44789 | 0 | 0
137 | 0.97615 | -0.45832 | 0.010578 | 0.0026511
138 | 0.97621 | -0.45725 | 0.0037114 | 0.00093017
139 | 0.97556 | -0.47004 | 0.0085185 | 0.0021349
140 | 0.97544 | -0.47244 | 0.0097686 | 0.0024482
141 | 0.97538 | -0.47346 | 0.0095026 | 0.0023816
142 | 0.97224 | -0.53562 | 0.0034963 | 0.00087626
143 | 0.99998 | 149.9956 | 0 | 0

## res_line
| p_from_mw | q_from_mvar | p_to_mw | q_to_mvar | pl_mw | ql_mvar | i_from_ka | i_to_ka | i_ka | vm_from_pu | va_from_degree | vm_to_pu | va_to_degree | loading_percent
0 | -0.0089167 | -0.0022347 | 0.0089183 | 0.0022355 | 1.5677e-06 | 7.2013e-07 | 0.013589 | 0.013589 | 0.013589 | 0.97639 | -0.45341 | 0.97657 | -0.44972 | 3.7333
1 | 0.070557 | 0.017774 | -0.070538 | -0.017763 | 1.9017e-05 | 1.1293e-05 | 0.10754 | 0.10754 | 0.10754 | 0.97657 | -0.44972 | 0.97629 | -0.45536 | 7.3861
2 | -0.17814 | -0.044823 | 0.17827 | 0.044909 | 0.00013502 | 8.5434e-05 | 0.27149 | 0.27149 | 0.27149 | 0.97657 | -0.44972 | 0.97738 | -0.43387 | 18.6464
3 | 0.09866 | 0.024814 | -0.098638 | -0.0248 | 2.199e-05 | 1.3554e-05 | 0.15036 | 0.15036 | 0.15036 | 0.97657 | -0.44972 | 0.97634 | -0.45439 | 10.327
4 | 0.065531 | 0.016508 | -0.065496 | -0.016486 | 3.5392e-05 | 2.2178e-05 | 0.09991 | 0.09991 | 0.09991 | 0.97629 | -0.45536 | 0.97571 | -0.46666 | 13.7239
5 | 0.0050074 | 0.0012549 | -0.0050071 | -0.0012549 | 2.7957e-07 | 1.889e-08 | 0.007632 | 0.0076321 | 0.0076321 | 0.97629 | -0.45536 | 0.97623 | -0.45653 | 2.0967
6 | -0.18798 | -0.047343 | 0.18811 | 0.047425 | 0.00013084 | 8.2886e-05 | 0.28627 | 0.28627 | 0.28627 | 0.97738 | -0.43387 | 0.97813 | -0.41933 | 19.6617
7 | 0.0063563 | 0.0015931 | -0.0063554 | -0.0015928 | 8.6633e-07 | 2.4665e-07 | 0.0096875 | 0.0096876 | 0.0096876 | 0.97634 | -0.45439 | 0.97619 | -0.45725 | 2.6614
8 | 0.092282 | 0.023207 | -0.092245 | -0.023185 | 3.6404e-05 | 2.2317e-05 | 0.14067 | 0.14067 | 0.14067 | 0.97634 | -0.45439 | 0.97592 | -0.46265 | 9.6616
9 | 0.059979 | 0.015103 | -0.059948 | -0.015084 | 3.0869e-05 | 1.9633e-05 | 0.091498 | 0.091498 | 0.091498 | 0.97571 | -0.46666 | 0.97516 | -0.47743 | 25.1367
10 | -0.19306 | -0.048665 | 0.19317 | 0.048736 | 0.00011269 | 7.1421e-05 | 0.2938 | 0.2938 | 0.2938 | 0.97813 | -0.41933 | 0.97875 | -0.40714 | 20.1784
11 | -0.022452 | -0.0056279 | 0.022457 | 0.0056305 | 4.3819e-06 | 2.6784e-06 | 0.034143 | 0.034143 | 0.034143 | 0.97854 | -0.41123 | 0.97875 | -0.40714 | 9.3798
12 | 0.022452 | 0.0056279 | -0.022451 | -0.0056271 | 1.2758e-06 | 7.7988e-07 | 0.034143 | 0.034143 | 0.034143 | 0.97854 | -0.41123 | 0.97848 | -0.41242 | 9.3798
13 | -0.21563 | -0.054367 | 0.21578 | 0.054467 | 0.00015831 | 0.00010053 | 0.32794 | 0.32794 | 0.32794 | 0.97875 | -0.40714 | 0.97953 | -0.39181 | 22.5233
14 | 0.0087384 | 0.0021903 | -0.0087369 | -0.0021897 | 1.4373e-06 | 6.473e-07 | 0.013289 | 0.013289 | 0.013289 | 0.97848 | -0.41242 | 0.9783 | -0.41588 | 3.6508
15 | -0.21578 | -0.054467 | 0.21582 | 0.054492 | 3.8867e-05 | 2.4681e-05 | 0.32794 | 0.32794 | 0.32794 | 0.97953 | -0.39181 | 0.97973 | -0.38805 | 22.5233
16 | 0.0069929 | 0.0017525 | -0.0069928 | -0.0017525 | 9.9582e-08 | 3.4088e-08 | 0.010621 | 0.010621 | 0.010621 | 0.97973 | -0.38805 | 0.97971 | -0.38835 | 2.9178
17 | -0.22282 | -0.056244 | 0.22286 | 0.05627 | 4.0498e-05 | 2.5729e-05 | 0.33856 | 0.33856 | 0.33856 | 0.97973 | -0.38805 | 0.97992 | -0.38426 | 23.2527
18 | 0.086995 | 0.021869 | -0.086962 | -0.021849 | 3.3112e-05 | 2.0189e-05 | 0.13267 | 0.13267 | 0.13267 | 0.97592 | -0.46265 | 0.97551 | -0.47063 | 9.1119
19 | -0.03907 | -0.0098015 | 0.039117 | 0.0098248 | 4.7433e-05 | 2.3319e-05 | 0.059777 | 0.059775 | 0.059777 | 0.97261 | -0.52787 | 0.97389 | -0.50244 | 4.1056
20 | 0.03907 | 0.0098015 | -0.039039 | -0.0097863 | 3.1011e-05 | 1.5256e-05 | 0.059777 | 0.059779 | 0.059779 | 0.97261 | -0.52787 | 0.97176 | -0.54453 | 4.1057
21 | -0.049326 | -0.012384 | 0.049328 | 0.012385 | 1.5281e-06 | 8.3518e-07 | 0.075373 | 0.075373 | 0.075373 | 0.97389 | -0.50244 | 0.97393 | -0.50179 | 5.1767
22 | 0.010209 | 0.0025589 | -0.010208 | -0.0025584 | 1.0235e-06 | 5.1549e-07 | 0.015599 | 0.015599 | 0.015599 | 0.97389 | -0.50244 | 0.97379 | -0.50454 | 4.2854
23 | 0.028367 | 0.0071117 | -0.028363 | -0.0071104 | 3.6091e-06 | 1.2989e-06 | 0.043438 | 0.043438 | 0.043438 | 0.97176 | -0.54453 | 0.97163 | -0.5472 | 2.9834
24 | -0.15498 | -0.039041 | 0.15517 | 0.039161 | 0.00019005 | 0.00011979 | 0.2354 | 0.2354 | 0.2354 | 0.97998 | -0.38325 | 0.98129 | -0.35764 | 16.1676
25 | 0.13516 | 0.034068 | -0.13487 | -0.033883 | 0.00029469 | 0.00018485 | 0.2053 | 0.20531 | 0.20531 | 0.97998 | -0.38325 | 0.97765 | -0.42892 | 14.1007
26 | 0.019819 | 0.0049733 | -0.019805 | -0.0049649 | 1.3913e-05 | 8.3889e-06 | 0.030096 | 0.030096 | 0.030096 | 0.97998 | -0.38325 | 0.97923 | -0.39798 | 8.2682
27 | 0.011512 | 0.0028856 | -0.011511 | -0.0028852 | 6.837e-07 | 3.6199e-07 | 0.017457 | 0.017457 | 0.017457 | 0.98129 | -0.35764 | 0.98123 | -0.35889 | 4.7958
28 | -0.16669 | -0.042046 | 0.16691 | 0.042187 | 0.00022253 | 0.00014054 | 0.25286 | 0.25286 | 0.25286 | 0.98129 | -0.35764 | 0.98273 | -0.3298 | 17.3665
29 | 0.1127 | 0.028322 | -0.11265 | -0.028291 | 4.9541e-05 | 3.0806e-05 | 0.17156 | 0.17156 | 0.17156 | 0.97765 | -0.42892 | 0.97718 | -0.43814 | 11.7829
30 | 0.022172 | 0.0055608 | -0.022167 | -0.0055577 | 5.0484e-06 | 3.0828e-06 | 0.033748 | 0.033748 | 0.033748 | 0.97765 | -0.42892 | 0.97741 | -0.4337 | 9.2714
31 | 0.013338 | 0.0033441 | -0.013334 | -0.0033421 | 3.6261e-06 | 2.0247e-06 | 0.020269 | 0.020269 | 0.020269 | 0.97923 | -0.39798 | 0.97894 | -0.40369 | 5.5683
32 | -0.50147 | -0.12883 | 0.50199 | 0.12917 | 0.00052498 | 0.00033547 | 0.75129 | 0.75129 | 0.75129 | 0.9947 | -0.099876 | 0.99584 | -0.078345 | 51.5995
33 | 0.50147 | 0.12883 | -0.49977 | -0.12775 | 0.0016931 | 0.0010819 | 0.75129 | 0.75129 | 0.75129 | 0.9947 | -0.099876 | 0.99104 | -0.16965 | 51.5995
34 | 0.0088562 | 0.0022198 | -0.0088551 | -0.0022192 | 1.1733e-06 | 5.1851e-07 | 0.013233 | 0.013233 | 0.013233 | 0.99584 | -0.078345 | 0.9957 | -0.081126 | 3.6356
35 | 0.0055432 | 0.0013892 | -0.0055429 | -0.0013892 | 2.7006e-07 | 3.6272e-08 | 0.0082828 | 0.0082828 | 0.0082828 | 0.99584 | -0.078345 | 0.99579 | -0.079368 | 2.2755
36 | -0.51639 | -0.13277 | 0.51716 | 0.13327 | 0.00076877 | 0.0004913 | 0.7728 | 0.7728 | 0.7728 | 0.99584 | -0.078345 | 0.99746 | -0.047761 | 53.0772
37 | 0.49718 | 0.1271 | -0.49624 | -0.1265 | 0.00094202 | 0.00060197 | 0.7474 | 0.7474 | 0.7474 | 0.99104 | -0.16965 | 0.98899 | -0.2089 | 51.3325
38 | 0.17169 | 0.043539 | -0.17161 | -0.043489 | 7.9322e-05 | 5.0126e-05 | 0.25948 | 0.25948 | 0.25948 | 0.98526 | -0.28067 | 0.98476 | -0.29029 | 17.8216
39 | -0.18878 | -0.047823 | 0.18897 | 0.047945 | 0.00019299 | 0.00012222 | 0.28529 | 0.28529 | 0.28529 | 0.98526 | -0.28067 | 0.98636 | -0.25941 | 19.5944
40 | 0.017091 | 0.0042832 | -0.01709 | -0.0042826 | 1.1603e-06 | 6.8344e-07 | 0.025812 | 0.025812 | 0.025812 | 0.98526 | -0.28067 | 0.98519 | -0.2821 | 7.0912
41 | 0.17161 | 0.043489 | -0.17129 | -0.043284 | 0.00032508 | 0.00020544 | 0.25948 | 0.25948 | 0.25948 | 0.98476 | -0.29029 | 0.98273 | -0.3298 | 17.8217
42 | 0.30297 | 0.077008 | -0.30242 | -0.076662 | 0.00054406 | 0.00034679 | 0.45744 | 0.45744 | 0.45744 | 0.98636 | -0.25941 | 0.98443 | -0.29678 | 31.4175
43 | -0.49194 | -0.12495 | 0.49314 | 0.12572 | 0.0011993 | 0.00076637 | 0.74273 | 0.74273 | 0.74273 | 0.98636 | -0.25941 | 0.98899 | -0.2089 | 51.0118
44 | 0.0039758 | 0.00099592 | -0.0039755 | -0.000996 | 2.6651e-07 | -8.0385e-08 | 0.0060048 | 0.0060049 | 0.0060049 | 0.98519 | -0.2821 | 0.98511 | -0.28351 | 1.6497
45 | -0.057333 | -0.014432 | 0.057347 | 0.01444 | 1.3668e-05 | 8.686e-06 | 0.086708 | 0.086708 | 0.086708 | 0.98417 | -0.30176 | 0.98443 | -0.29678 | 23.8208
46 | 0.057333 | 0.014432 | -0.057301 | -0.014411 | 3.259e-05 | 2.0711e-05 | 0.086708 | 0.086708 | 0.086708 | 0.98417 | -0.30176 | 0.98356 | -0.31366 | 23.8208
47 | 0.24507 | 0.062221 | -0.24483 | -0.062066 | 0.00024493 | 0.00015579 | 0.37073 | 0.37073 | 0.37073 | 0.98443 | -0.29678 | 0.98335 | -0.31757 | 25.4623
48 | 0.055799 | 0.014035 | -0.055793 | -0.014031 | 6.3962e-06 | 4.0632e-06 | 0.084436 | 0.084436 | 0.084436 | 0.98356 | -0.31366 | 0.98343 | -0.31606 | 23.1967
49 | -0.031658 | -0.0079351 | 0.031661 | 0.0079363 | 2.8416e-06 | 1.173e-06 | 0.048357 | 0.048357 | 0.048357 | 0.97417 | -0.49735 | 0.97427 | -0.49546 | 3.3212
50 | 0.031658 | 0.0079351 | -0.031657 | -0.0079344 | 1.718e-06 | 7.0927e-07 | 0.048357 | 0.048357 | 0.048357 | 0.97417 | -0.49735 | 0.97412 | -0.49849 | 3.3212
51 | -0.038372 | -0.0096179 | 0.038418 | 0.0096403 | 4.624e-05 | 2.2431e-05 | 0.058606 | 0.058604 | 0.058606 | 0.97427 | -0.49546 | 0.97555 | -0.4702 | 4.0252
52 | 0.0067107 | 0.0016816 | -0.0067096 | -0.0016812 | 1.1496e-06 | 3.7241e-07 | 0.010249 | 0.010249 | 0.010249 | 0.97427 | -0.49546 | 0.97409 | -0.49906 | 2.8158
53 | 0.025587 | 0.0064131 | -0.025577 | -0.0064104 | 9.4527e-06 | 2.7645e-06 | 0.039085 | 0.039086 | 0.039086 | 0.97412 | -0.49849 | 0.97372 | -0.50624 | 2.6845
54 | -0.0076036 | -0.0019062 | 0.0076067 | 0.0019051 | 3.0856e-06 | -1.0501e-06 | 0.011628 | 0.011627 | 0.011628 | 0.973 | -0.52045 | 0.97343 | -0.51193 | 1.5973
55 | 0.0076036 | 0.0019062 | -0.0075989 | -0.0019043 | 4.689e-06 | 1.8532e-06 | 0.011628 | 0.011629 | 0.011629 | 0.973 | -0.52045 | 0.97235 | -0.5334 | 3.1947
56 | 0.013799 | 0.0034604 | -0.013795 | -0.0034582 | 3.9179e-06 | 2.2157e-06 | 0.021095 | 0.021095 | 0.021095 | 0.97343 | -0.51193 | 0.97313 | -0.51789 | 5.7952
57 | -0.021406 | -0.0053656 | 0.021412 | 0.0053664 | 5.8041e-06 | 8.3846e-07 | 0.032722 | 0.032721 | 0.032722 | 0.97343 | -0.51193 | 0.97372 | -0.50624 | 2.2474
58 | 0.0055761 | 0.0013974 | -0.0055757 | -0.0013973 | 3.8488e-07 | 7.1507e-08 | 0.0085333 | 0.0085333 | 0.0085333 | 0.97235 | -0.5334 | 0.97227 | -0.53485 | 2.3443
59 | 0.011511 | 0.0028852 | -0.01151 | -0.0028847 | 1.0676e-06 | 5.6529e-07 | 0.017457 | 0.017457 | 0.017457 | 0.98123 | -0.35889 | 0.98113 | -0.36083 | 4.7958
60 | 0.013795 | 0.0034582 | -0.013793 | -0.0034568 | 2.4863e-06 | 1.4062e-06 | 0.021095 | 0.021095 | 0.021095 | 0.97313 | -0.51789 | 0.97294 | -0.52167 | 5.7953
61 | 0.0039755 | 0.000996 | -0.0039749 | -0.0009962 | 6.5256e-07 | -1.9664e-07 | 0.0060049 | 0.0060051 | 0.0060051 | 0.98511 | -0.28351 | 0.98494 | -0.28695 | 1.6498
62 | -0.038418 | -0.0096403 | 0.038425 | 0.0096438 | 7.2157e-06 | 3.4986e-06 | 0.058604 | 0.058603 | 0.058604 | 0.97555 | -0.4702 | 0.97575 | -0.46626 | 4.025
63 | 0.0014341 | 0.00035906 | -0.001434 | -0.00035939 | 5.3737e-08 | -3.3731e-07 | 0.0021905 | 0.0021907 | 0.0021907 | 0.97409 | -0.49906 | 0.97405 | -0.49985 | 0.60183
64 | -0.0030517 | -0.00076478 | 0.0030517 | 0.00076475 | 3.7117e-08 | -3.4078e-08 | 0.0046387 | 0.0046387 | 0.0046387 | 0.97893 | -0.40394 | 0.97894 | -0.40369 | 1.2744
65 | 0.0030517 | 0.00076478 | -0.0030516 | -0.00076481 | 3.8978e-08 | -3.5784e-08 | 0.0046387 | 0.0046387 | 0.0046387 | 0.97893 | -0.40394 | 0.97891 | -0.40421 | 1.2744
66 | 0.010283 | 0.0025773 | -0.010282 | -0.0025768 | 9.1744e-07 | 4.6126e-07 | 0.01563 | 0.01563 | 0.01563 | 0.97894 | -0.40369 | 0.97885 | -0.40556 | 4.294
67 | 0.24064 | 0.061016 | -0.24042 | -0.060877 | 0.00021852 | 0.00013897 | 0.36439 | 0.36439 | 0.36439 | 0.98335 | -0.31757 | 0.98238 | -0.33648 | 25.0271
68 | -0.047435 | -0.011902 | 0.047451 | 0.01191 | 1.5828e-05 | 8.5175e-06 | 0.072344 | 0.072343 | 0.072344 | 0.97575 | -0.46626 | 0.97611 | -0.45926 | 4.9687
69 | -0.0083651 | -0.0020966 | 0.0083665 | 0.0020972 | 1.4229e-06 | 6.2284e-07 | 0.012795 | 0.012795 | 0.012795 | 0.97283 | -0.52333 | 0.97301 | -0.51976 | 3.5151
70 | 0.0083651 | 0.0020966 | -0.0083643 | -0.0020963 | 7.4904e-07 | 3.2791e-07 | 0.012795 | 0.012795 | 0.012795 | 0.97283 | -0.52333 | 0.97274 | -0.52521 | 3.5151
71 | -0.011619 | -0.0029124 | 0.011621 | 0.0029134 | 1.7846e-06 | 9.5492e-07 | 0.01777 | 0.01777 | 0.01777 | 0.97301 | -0.51976 | 0.97318 | -0.51654 | 4.8818
72 | 0.003253 | 0.00081518 | -0.0032529 | -0.00081525 | 1.0066e-07 | -7.0292e-08 | 0.0049747 | 0.0049748 | 0.0049748 | 0.97301 | -0.51976 | 0.97298 | -0.52041 | 1.3667
73 | -0.0467 | -0.011726 | 0.046754 | 0.011761 | 5.409e-05 | 3.4266e-05 | 0.071414 | 0.071414 | 0.071414 | 0.97318 | -0.51654 | 0.97441 | -0.49229 | 19.6193
74 | 0.035079 | 0.0088131 | -0.035061 | -0.008802 | 1.7687e-05 | 1.1116e-05 | 0.053645 | 0.053645 | 0.053645 | 0.97318 | -0.51654 | 0.97264 | -0.52711 | 14.7376
75 | 0.0055207 | 0.0013835 | -0.0055199 | -0.0013834 | 7.3753e-07 | 1.2109e-07 | 0.0083925 | 0.0083926 | 0.0083926 | 0.97883 | -0.4062 | 0.97869 | -0.409 | 2.3057
76 | -0.0055207 | -0.0013835 | 0.005521 | 0.0013836 | 3.9643e-07 | 6.5038e-08 | 0.0083925 | 0.0083924 | 0.0083925 | 0.97883 | -0.4062 | 0.97891 | -0.40469 | 2.3056
77 | -0.010559 | -0.0026464 | 0.010564 | 0.0026488 | 4.7515e-06 | 2.4224e-06 | 0.016051 | 0.016051 | 0.016051 | 0.97891 | -0.40469 | 0.97939 | -0.39525 | 4.4097
78 | 0.01082 | 0.0027123 | -0.010819 | -0.0027115 | 1.4681e-06 | 7.6102e-07 | 0.016523 | 0.016523 | 0.016523 | 0.97441 | -0.49229 | 0.97426 | -0.49514 | 4.5394
79 | -0.057574 | -0.014473 | 0.057587 | 0.014481 | 1.2362e-05 | 7.8587e-06 | 0.087938 | 0.087938 | 0.087938 | 0.97441 | -0.49229 | 0.97464 | -0.4878 | 24.1587
80 | 0.033823 | 0.0084915 | -0.033819 | -0.0084895 | 3.2967e-06 | 2.0692e-06 | 0.05175 | 0.05175 | 0.05175 | 0.97264 | -0.52711 | 0.97254 | -0.52915 | 14.217
81 | 0.057615 | 0.014499 | -0.057587 | -0.014481 | 2.8532e-05 | 1.8138e-05 | 0.087937 | 0.087938 | 0.087938 | 0.97516 | -0.47743 | 0.97464 | -0.4878 | 24.1587
82 | 0.0033037 | 0.00082791 | -0.0033036 | -0.00082797 | 8.0222e-08 | -5.5646e-08 | 0.0050177 | 0.0050178 | 0.0050178 | 0.97971 | -0.38835 | 0.97968 | -0.38886 | 1.3785
83 | -0.2268 | -0.057259 | 0.22701 | 0.057392 | 0.00020808 | 0.00013223 | 0.34455 | 0.34455 | 0.34455 | 0.97992 | -0.38426 | 0.9809 | -0.36512 | 23.6643
84 | -0.0077355 | -0.0019387 | 0.0077363 | 0.001939 | 7.9879e-07 | 3.2126e-07 | 0.011816 | 0.011816 | 0.011816 | 0.97415 | -0.49731 | 0.97426 | -0.49514 | 3.2461
85 | 0.080588 | 0.020251 | -0.080578 | -0.020245 | 1.0488e-05 | 6.3425e-06 | 0.12295 | 0.12295 | 0.12295 | 0.97551 | -0.47063 | 0.97537 | -0.47335 | 8.4441
86 | -0.056759 | -0.014247 | 0.056783 | 0.014261 | 2.4003e-05 | 1.3667e-05 | 0.086727 | 0.086726 | 0.086727 | 0.97393 | -0.50179 | 0.97438 | -0.49292 | 5.9565
87 | 0.0075893 | 0.001902 | -0.0075889 | -0.0019019 | 3.7726e-07 | 1.4839e-07 | 0.011597 | 0.011597 | 0.011597 | 0.97379 | -0.50454 | 0.97374 | -0.50558 | 3.186
88 | 0.018724 | 0.004694 | -0.018718 | -0.0046912 | 5.8181e-06 | 2.7892e-06 | 0.028675 | 0.028676 | 0.028676 | 0.97163 | -0.5472 | 0.9713 | -0.55373 | 3.939
89 | 0.0096395 | 0.0024165 | -0.0096371 | -0.0024153 | 2.3784e-06 | 1.1618e-06 | 0.014763 | 0.014763 | 0.014763 | 0.97163 | -0.5472 | 0.97137 | -0.55238 | 4.0558
90 | 0.10754 | 0.027011 | -0.10754 | -0.02701 | 1.3401e-06 | 8.3096e-07 | 0.16378 | 0.16378 | 0.16378 | 0.97718 | -0.43814 | 0.97717 | -0.4384 | 11.2486
91 | 0.019893 | 0.0049878 | -0.019889 | -0.0049855 | 3.8174e-06 | 2.3041e-06 | 0.030286 | 0.030286 | 0.030286 | 0.97741 | -0.4337 | 0.9772 | -0.43773 | 8.3203
92 | 0.0025464 | 0.00063813 | -0.0025464 | -0.00063818 | 2.7649e-08 | -4.8526e-08 | 0.0038054 | 0.0038054 | 0.0038054 | 0.9957 | -0.081126 | 0.99569 | -0.081354 | 1.0455
93 | -0.5281 | -0.13601 | 0.5285 | 0.13626 | 0.00039987 | 0.00025556 | 0.78913 | 0.78913 | 0.78913 | 0.99746 | -0.047761 | 0.99829 | -0.032214 | 54.1985
94 | 0.053911 | 0.013559 | -0.053907 | -0.013557 | 3.1268e-06 | 1.9853e-06 | 0.081588 | 0.081588 | 0.081588 | 0.98343 | -0.31606 | 0.98337 | -0.31728 | 22.4143
95 | 0.0034964 | 0.00087619 | -0.0034963 | -0.00087626 | 1.2934e-07 | -6.6597e-08 | 0.0053511 | 0.0053512 | 0.0053512 | 0.97227 | -0.53485 | 0.97224 | -0.53562 | 1.4701
96 | 0.004955 | 0.0012418 | -0.0049549 | -0.0012418 | 9.7112e-08 | 4.2412e-09 | 0.0075148 | 0.0075149 | 0.0075149 | 0.98113 | -0.36083 | 0.98111 | -0.36125 | 2.0645
97 | 0.23602 | 0.059774 | -0.23578 | -0.059622 | 0.00023996 | 0.00015257 | 0.35773 | 0.35773 | 0.35773 | 0.98238 | -0.33648 | 0.98128 | -0.35767 | 24.5693
98 | -0.0022748 | -0.00057011 | 0.0022748 | 0.00057 | 5.2903e-08 | -1.1329e-07 | 0.0034648 | 0.0034647 | 0.0034648 | 0.97694 | -0.44284 | 0.97697 | -0.44235 | 0.95187
99 | -0.0054239 | -0.0013592 | 0.005424 | 0.0013592 | 2.9966e-08 | 4.5164e-09 | 0.0082611 | 0.0082611 | 0.0082611 | 0.97697 | -0.44235 | 0.97697 | -0.44223 | 2.2695
100 | -0.053036 | -0.01331 | 0.053039 | 0.013312 | 2.3833e-06 | 1.3309e-06 | 0.080857 | 0.080857 | 0.080857 | 0.97611 | -0.45926 | 0.97615 | -0.45832 | 5.5534
101 | -0.010564 | -0.0026488 | 0.010569 | 0.0026514 | 5.2366e-06 | 2.669e-06 | 0.016051 | 0.016051 | 0.016051 | 0.97939 | -0.39525 | 0.97992 | -0.38485 | 4.4096
102 | 0.02616 | 0.0065602 | -0.026156 | -0.006558 | 3.4104e-06 | 2.1125e-06 | 0.040067 | 0.040067 | 0.040067 | 0.97155 | -0.54868 | 0.97141 | -0.55141 | 11.0075
103 | -0.02616 | -0.0065602 | 0.026165 | 0.0065638 | 5.8575e-06 | 3.6283e-06 | 0.040067 | 0.040067 | 0.040067 | 0.97155 | -0.54868 | 0.97179 | -0.54398 | 11.0075
104 | 0.020332 | 0.0050985 | -0.020325 | -0.005094 | 7.5041e-06 | 4.5473e-06 | 0.031146 | 0.031146 | 0.031146 | 0.97141 | -0.55141 | 0.97102 | -0.55916 | 8.5566
105 | 0.0058239 | 0.0014595 | -0.0058235 | -0.0014595 | 3.4286e-07 | 7.7219e-08 | 0.0089211 | 0.0089211 | 0.0089211 | 0.97141 | -0.55141 | 0.97135 | -0.55265 | 2.4509
106 | -0.027171 | -0.0068158 | 0.027178 | 0.0068201 | 6.9008e-06 | 4.2848e-06 | 0.041607 | 0.041607 | 0.041607 | 0.97179 | -0.54398 | 0.97206 | -0.53865 | 11.4305
107 | 0.031321 | 0.0078633 | -0.031321 | -0.0078632 | 2.1493e-07 | 1.3446e-07 | 0.047927 | 0.047927 | 0.047927 | 0.97254 | -0.52915 | 0.97253 | -0.5293 | 13.1669
108 | -0.23169 | -0.058565 | 0.23178 | 0.058618 | 8.2796e-05 | 5.2629e-05 | 0.35166 | 0.35166 | 0.35166 | 0.9809 | -0.36512 | 0.98128 | -0.35767 | 24.1521
109 | 0.051232 | 0.012886 | -0.05121 | -0.012872 | 2.2065e-05 | 1.3997e-05 | 0.077539 | 0.077539 | 0.077539 | 0.98337 | -0.31728 | 0.98291 | -0.3263 | 21.302
110 | 0.048365 | 0.012159 | -0.048339 | -0.012142 | 2.659e-05 | 1.685e-05 | 0.073233 | 0.073233 | 0.073233 | 0.98291 | -0.3263 | 0.98232 | -0.33782 | 20.119
111 | 0.04433 | 0.011138 | -0.044315 | -0.011128 | 1.5303e-05 | 9.6796e-06 | 0.067161 | 0.067161 | 0.067161 | 0.98232 | -0.33782 | 0.98195 | -0.34505 | 18.4508
112 | 0.039888 | 0.010019 | -0.039872 | -0.010008 | 1.6254e-05 | 1.0253e-05 | 0.060453 | 0.060453 | 0.060453 | 0.98195 | -0.34505 | 0.98151 | -0.35359 | 16.6079
113 | 0.0044268 | 0.0011093 | -0.0044266 | -0.0011094 | 2.2592e-07 | -2.4756e-08 | 0.0067082 | 0.0067083 | 0.0067083 | 0.98195 | -0.34505 | 0.9819 | -0.34612 | 1.8429
114 | -0.028395 | -0.0071251 | 0.028406 | 0.0071318 | 1.0729e-05 | 6.679e-06 | 0.04347 | 0.04347 | 0.04347 | 0.97206 | -0.53865 | 0.97246 | -0.53073 | 11.9423
115 | -0.029493 | -0.0074043 | 0.029495 | 0.0074056 | 2.0217e-06 | 1.2611e-06 | 0.045134 | 0.045134 | 0.045134 | 0.97246 | -0.53073 | 0.97253 | -0.5293 | 12.3994
116 | 0.0075158 | 0.0018837 | -0.0075153 | -0.0018836 | 4.6959e-07 | 1.8377e-07 | 0.011517 | 0.011518 | 0.011518 | 0.97102 | -0.55916 | 0.97095 | -0.56047 | 3.1642
117 | 0.0052241 | 0.0013093 | -0.0052238 | -0.0013092 | 2.886e-07 | 3.6173e-08 | 0.0080056 | 0.0080056 | 0.0080056 | 0.97102 | -0.55916 | 0.97096 | -0.56032 | 2.1994
118 | 0.0075848 | 0.001901 | -0.0075845 | -0.0019009 | 2.4789e-07 | 9.8124e-08 | 0.011623 | 0.011623 | 0.011623 | 0.97102 | -0.55916 | 0.97098 | -0.55985 | 3.1932
119 | 0.0027878 | 0.00069864 | -0.0027878 | -0.00069868 | 3.6e-08 | -4.2113e-08 | 0.0042707 | 0.0042707 | 0.0042707 | 0.97135 | -0.55265 | 0.97133 | -0.55292 | 1.1733
120 | 0.0075153 | 0.0018836 | -0.0075151 | -0.0018835 | 2.4639e-07 | 9.643e-08 | 0.011518 | 0.011518 | 0.011518 | 0.97095 | -0.56047 | 0.97092 | -0.56116 | 3.1642
121 | -0.010569 | -0.0026514 | 0.010571 | 0.0026522 | 1.4711e-06 | 7.4964e-07 | 0.016051 | 0.016051 | 0.016051 | 0.97992 | -0.38485 | 0.98007 | -0.38193 | 4.4095
122 | -0.025701 | -0.0064442 | 0.025725 | 0.0064588 | 2.3558e-05 | 1.4557e-05 | 0.039023 | 0.039023 | 0.039023 | 0.98007 | -0.38193 | 0.98105 | -0.36272 | 10.7206
123 | -0.025725 | -0.0064588 | 0.025735 | 0.0064652 | 1.0443e-05 | 6.4524e-06 | 0.039023 | 0.039023 | 0.039023 | 0.98105 | -0.36272 | 0.98148 | -0.35421 | 10.7205
124 | -0.033278 | -0.0083556 | 0.033279 | 0.0083562 | 8.8865e-07 | 5.5697e-07 | 0.050458 | 0.050458 | 0.050458 | 0.98148 | -0.35421 | 0.98151 | -0.35365 | 13.8621
125 | 0.0044266 | 0.0011094 | -0.0044265 | -0.0011094 | 1.1281e-07 | -1.2353e-08 | 0.0067083 | 0.0067083 | 0.0067083 | 0.9819 | -0.34612 | 0.98187 | -0.34666 | 1.8429
126 | -0.036575 | -0.0091822 | 0.036575 | 0.0091822 | 9.713e-08 | 6.11e-08 | 0.055454 | 0.055454 | 0.055454 | 0.98151 | -0.35365 | 0.98151 | -0.35359 | 15.2347
127 | 0.0039004 | 0.00097743 | -0.0039002 | -0.00097748 | 1.5931e-07 | -4.6786e-08 | 0.0059603 | 0.0059604 | 0.0059604 | 0.97374 | -0.50558 | 0.97369 | -0.50644 | 1.6375
128 | -0.0020526 | -0.00051442 | 0.0020526 | 0.00051433 | 3.2202e-08 | -8.8247e-08 | 0.0031346 | 0.0031346 | 0.0031346 | 0.97436 | -0.49325 | 0.97438 | -0.49292 | 0.86115
129 | -0.058835 | -0.014775 | 0.058842 | 0.014779 | 7.0985e-06 | 4.0758e-06 | 0.089861 | 0.089861 | 0.089861 | 0.97438 | -0.49292 | 0.97451 | -0.49039 | 6.1718
130 | -0.0615 | -0.015445 | 0.061511 | 0.015451 | 1.1097e-05 | 6.433e-06 | 0.093918 | 0.093918 | 0.093918 | 0.97451 | -0.49039 | 0.9747 | -0.48661 | 6.4504
131 | -0.068467 | -0.017195 | 0.068505 | 0.017218 | 3.8371e-05 | 2.2689e-05 | 0.10454 | 0.10454 | 0.10454 | 0.9747 | -0.48661 | 0.97529 | -0.47487 | 7.1798
132 | -0.077425 | -0.019453 | 0.077431 | 0.019456 | 5.626e-06 | 3.386e-06 | 0.11815 | 0.11815 | 0.11815 | 0.97529 | -0.47487 | 0.97537 | -0.47335 | 8.1144
133 | -0.53499 | -0.13789 | 0.53583 | 0.13843 | 0.00084059 | 0.00053724 | 0.7988 | 0.79879 | 0.7988 | 0.99829 | -0.032214 | 1 | 0 | 54.8623
134 | 0.01429 | 0.0035823 | -0.014287 | -0.0035806 | 3.0676e-06 | 1.7469e-06 | 0.021761 | 0.021761 | 0.021761 | 0.9772 | -0.43773 | 0.97697 | -0.44223 | 5.9782
135 | 0.098851 | 0.024833 | -0.098807 | -0.024805 | 4.3859e-05 | 2.7036e-05 | 0.15055 | 0.15055 | 0.15055 | 0.97717 | -0.4384 | 0.97669 | -0.4477 | 10.34
136 | 0.095184 | 0.023898 | -0.095183 | -0.023897 | 8.7463e-07 | 5.3756e-07 | 0.14503 | 0.14503 | 0.14503 | 0.97669 | -0.4477 | 0.97668 | -0.44789 | 9.9609
137 | 0.063648 | 0.015981 | -0.063617 | -0.015963 | 3.1648e-05 | 1.8459e-05 | 0.096982 | 0.096982 | 0.096982 | 0.97668 | -0.44789 | 0.97615 | -0.45832 | 6.6609
138 | 0.031535 | 0.0079158 | -0.031521 | -0.007907 | 1.4068e-05 | 8.8e-06 | 0.048049 | 0.048049 | 0.048049 | 0.97668 | -0.44789 | 0.97621 | -0.45725 | 13.2003
139 | 0.027809 | 0.0069768 | -0.027792 | -0.0069663 | 1.6952e-05 | 1.0535e-05 | 0.042392 | 0.042392 | 0.042392 | 0.97621 | -0.45725 | 0.97556 | -0.47004 | 11.6461
140 | 0.019274 | 0.0048314 | -0.019272 | -0.00483 | 2.1979e-06 | 1.322e-06 | 0.029399 | 0.029399 | 0.029399 | 0.97556 | -0.47004 | 0.97544 | -0.47244 | 8.0766
141 | 0.009503 | 0.0023818 | -0.0095026 | -0.0023816 | 4.6557e-07 | 2.2422e-07 | 0.014497 | 0.014497 | 0.014497 | 0.97544 | -0.47244 | 0.97538 | -0.47346 | 3.9826

## res_trafo
| p_hv_mw | q_hv_mvar | p_lv_mw | q_lv_mvar | pl_mw | ql_mvar | i_hv_ka | i_lv_ka | vm_hv_pu | va_hv_degree | vm_lv_pu | va_lv_degree | loading_percent
0 | -1.2729e-15 | -1.3162e-15 | 0.00165 | 1.2699e-07 | 0.00165 | 1.2699e-07 | 5.2857e-17 | 0.0023815 | 0.99998 | 149.9956 | 1 | 0 | 0.2619

## res_ext_grid
| p_mw | q_mvar
0 | 0.59091 | 0.15182

## res_load
| p_mw | q_mvar
0 | 0.0089167 | 0.0022347
1 | 0.0097103 | 0.0024336
2 | 0.0055163 | 0.0013825
3 | 0.0050071 | 0.0012549
4 | 0.0049451 | 0.0012394
5 | 0.013713 | 0.0034368
6 | 0.0063554 | 0.0015928
7 | 0.0052502 | 0.0013158
8 | 0.010672 | 0.0026745
9 | 0.0064673 | 0.0016209
10 | 0.0025898 | 0.00064907
11 | 0.013114 | 0.0032866
12 | 0.0015015 | 0.00037632
13 | 0.0060699 | 0.0015213
14 | 0.0020228 | 0.00050696
15 | 0.0043774 | 0.0010971
16 | 0.0041655 | 0.001044
17 | 0.0039749 | 0.0009962
18 | 0.0052755 | 0.0013222
19 | 0.0030516 | 0.00076481
20 | 0.0031033 | 0.00077775
21 | 0.0041876 | 0.0010495
22 | 0.0090102 | 0.0022582
23 | 0.013793 | 0.0034568
24 | 0.0083643 | 0.0020963
25 | 0.0032529 | 0.00081525
26 | 0.0055199 | 0.0013834
27 | 0.0050384 | 0.0012627
28 | 0.0012387 | 0.00031044
29 | 0.0023332 | 0.00058475
30 | 0.0087369 | 0.0021897
31 | 0.0036891 | 0.00092457
32 | 0.0039465 | 0.00098908
33 | 0.0077355 | 0.0019387
34 | 0.0030822 | 0.00077247
35 | 0.0063736 | 0.0015974
36 | 0.007431 | 0.0018624
37 | 0.0026189 | 0.00065636
38 | 0.018718 | 0.0046912
39 | 0.0096371 | 0.0024153
40 | 0.005109 | 0.0012804
41 | 0.0022741 | 0.00056995
42 | 0.0063087 | 0.0015811
43 | 0.0055429 | 0.0013892
44 | 0.010944 | 0.0027428
45 | 0.010282 | 0.0025768
46 | 0.0018824 | 0.00047176
47 | 0.0020793 | 0.00052112
48 | 0.0065551 | 0.0016429
49 | 0.001434 | 0.00035939
50 | 0.0044012 | 0.001103
51 | 0.0022748 | 0.00057011
52 | 0.0031491 | 0.00078924
53 | 0.0055851 | 0.0013997
54 | 0.0010057 | 0.00025204
55 | 0.0024982 | 0.00062612
56 | 0.0046826 | 0.0011736
57 | 0.0040053 | 0.0010038
58 | 0.0033036 | 0.00082797
59 | 0.0026757 | 0.0006706
60 | 0.0028444 | 0.00071288
61 | 0.0040087 | 0.0010047
62 | 0.001217 | 0.00030502
63 | 0.0010874 | 0.00027253
64 | 0.0018258 | 0.0004576
65 | 0.0030357 | 0.00076082
66 | 0.0052238 | 0.0013092
67 | 0.0075845 | 0.0019009
68 | 0.0027878 | 0.00069868
69 | 0.0075151 | 0.0018835
70 | 0.01513 | 0.003792
71 | 0.0075427 | 0.0018904
72 | 0.0044265 | 0.0011094
73 | 0.0032957 | 0.00082598
74 | 0.0032969 | 0.00082627
75 | 0.0036886 | 0.00092444
76 | 0.0039002 | 0.00097748
77 | 0.0020526 | 0.00051442
78 | 0.0026573 | 0.00066599
79 | 0.0069562 | 0.0017434
80 | 0.00892 | 0.0022356
81 | 0.0031467 | 0.00078865
82 | 0.0064846 | 0.0016252
83 | 0.053431 | 0.013391
84 | 0.0025464 | 0.00063818
85 | 0.0049549 | 0.0012418
86 | 0.0055986 | 0.0014031
87 | 0.0088633 | 0.0022214
88 | 0.0086876 | 0.0021773
89 | 0.0036229 | 0.00090797
90 | 0.010578 | 0.0026511
91 | 0.0037114 | 0.00093017
92 | 0.0085185 | 0.0021349
93 | 0.0097686 | 0.0024482
94 | 0.0095026 | 0.0023816
95 | 0.0034963 | 0.00087626

## dtypes
| element | column | dtype
0 | bus | name | object
1 | bus | vn_kv | float64
2 | bus | type | object
3 | bus | zone | object
4 | bus | in_service | bool
5 | load | name | object
6 | load | bus | uint32
7 | load | p_mw | float64
8 | load | q_mvar | float64
9 | load | const_z_percent | float64
10 | load | const_i_percent | float64
11 | load | sn_mva | float64
12 | load | scaling | float64
13 | load | in_service | bool
14 | load | type | object
15 | ext_grid | name | object
16 | ext_grid | bus | uint32
17 | ext_grid | vm_pu | float64
18 | ext_grid | va_degree | float64
19 | ext_grid | slack_weight | float64
20 | ext_grid | in_service | bool
21 | line | name | object
22 | line | std_type | object
23 | line | from_bus | uint32
24 | line | to_bus | uint32
25 | line | length_km | float64
26 | line | r_ohm_per_km | float64
27 | line | x_ohm_per_km | float64
28 | line | c_nf_per_km | float64
29 | line | g_us_per_km | float64
30 | line | max_i_ka | float64
31 | line | df | float64
32 | line | parallel | uint32
33 | line | type | object
34 | line | in_service | bool
35 | trafo | name | object
36 | trafo | std_type | object
37 | trafo | hv_bus | uint32
38 | trafo | lv_bus | uint32
39 | trafo | sn_mva | float64
40 | trafo | vn_hv_kv | float64
41 | trafo | vn_lv_kv | float64
42 | trafo | vk_percent | float64
43 | trafo | vkr_percent | float64
44 | trafo | pfe_kw | float64
45 | trafo | i0_percent | float64
46 | trafo | shift_degree | float64
47 | trafo | tap_side | object
48 | trafo | tap_neutral | int32
49 | trafo | tap_min | int32
50 | trafo | tap_max | int32
51 | trafo | tap_step_percent | float64
52 | trafo | tap_step_degree | float64
53 | trafo | tap_pos | int32
54 | trafo | tap_phase_shifter | bool
55 | trafo | parallel | uint32
56 | trafo | df | float64
57 | trafo | in_service | bool
58 | line_geodata | coords | object
59 | bus_geodata | x | float64
60 | bus_geodata | y | float64
61 | bus_geodata | coords | object
62 | res_bus | vm_pu | float64
63 | res_bus | va_degree | float64
64 | res_bus | p_mw | float64
65 | res_bus | q_mvar | float64
66 | res_line | p_from_mw | float64
67 | res_line | q_from_mvar | float64
68 | res_line | p_to_mw | float64
69 | res_line | q_to_mvar | float64
70 | res_line | pl_mw | float64
71 | res_line | ql_mvar | float64
72 | res_line | i_from_ka | float64
73 | res_line | i_to_ka | float64
74 | res_line | i_ka | float64
75 | res_line | vm_from_pu | float64
76 | res_line | va_from_degree | float64
77 | res_line | vm_to_pu | float64
78 | res_line | va_to_degree | float64
79 | res_line | loading_percent | float64
80 | res_trafo | p_hv_mw | float64
81 | res_trafo | q_hv_mvar | float64
82 | res_trafo | p_lv_mw | float64
83 | res_trafo | q_lv_mvar | float64
84 | res_trafo | pl_mw | float64
85 | res_trafo | ql_mvar | float64
86 | res_trafo | i_hv_ka | float64
87 | res_trafo | i_lv_ka | float64
88 | res_trafo | vm_hv_pu | float64
89 | res_trafo | va_hv_degree | float64
90 | res_trafo | vm_lv_pu | float64
91 | res_trafo | va_lv_degree | float64
92 | res_trafo | loading_percent | float64
93 | res_ext_grid | p_mw | float64
94 | res_ext_grid | q_mvar | float64
95 | res_load | p_mw | float64
96 | res_load | q_mvar | float64

## parameters
| version | format_version | converged | OPF_converged | name | f_hz | sn_mva
0 | 2.14.6 | 2.14.0 | TRUE | FALSE |  | 50 | 1