## bus
| name | vn_kv | type | zone | in_service
0 | bus_LV_131-30_0_5_node_0 | 0.4 | n |  | TRUE
1 | bus_LV_131-30_0_5_node_2 | 0.4 | n |  | TRUE
2 | bus_LV_131-30_0_5_node_5 | 0.4 | n |  | TRUE
3 | bus_LV_131-30_0_5_node_4 | 0.4 | n |  | TRUE
4 | bus_LV_131-30_0_5_node_103 | 0.4 | n |  | TRUE
5 | bus_LV_131-30_0_5_node_39 | 0.4 | n |  | TRUE
6 | bus_LV_131-30_0_5_node_131 | 0.4 | n |  | TRUE
7 | bus_LV_131-30_0_5_node_119 | 0.4 | n |  | TRUE
8 | bus_LV_131-30_0_5_node_18 | 0.4 | n |  | TRUE
9 | bus_LV_131-30_0_5_node_17 | 0.4 | n |  | TRUE
10 | bus_LV_131-30_0_5_node_38 | 0.4 | n |  | TRUE
11 | bus_LV_131-30_0_5_node_130 | 0.4 | n |  | TRUE
12 | bus_LV_131-30_0_5_node_6 | 0.4 | n |  | TRUE
13 | bus_LV_131-30_0_5_node_7 | 0.4 | n |  | TRUE
14 | bus_LV_131-30_0_5_node_8 | 0.4 | n |  | TRUE
15 | bus_LV_131-30_0_5_node_10 | 0.4 | n |  | TRUE
16 | bus_LV_131-30_0_5_node_16 | 0.4 | n |  | TRUE
17 | bus_LV_131-30_0_5_node_43 | 0.4 | n |  | TRUE
18 | bus_LV_131-30_0_5_node_44 | 0.4 | n |  | TRUE
19 | bus_LV_131-30_0_5_node_42 | 0.4 | n |  | TRUE
20 | bus_LV_131-30_0_5_node_65 | 0.4 | n |  | TRUE
21 | bus_LV_131-30_0_5_node_48 | 0.4 | n |  | TRUE
22 | bus_LV_131-30_0_5_node_120 | 0.4 | n |  | TRUE
23 | bus_LV_131-30_0_5_node_20 | 0.4 | n |  | TRUE
24 | bus_LV_131-30_0_5_node_67 | 0.4 | n |  | TRUE
25 | bus_LV_131-30_0_5_node_11 | 0.4 | n |  | TRUE
26 | bus_LV_131-30_0_5_node_12 | 0.4 | n |  | TRUE
27 | bus_LV_131-30_0_5_node_13 | 0.4 | n |  | TRUE
28 | bus_LV_131-30_0_5_node_14 | 0.4 | n |  | TRUE
29 | bus_LV_131-30_0_5_node_66 | 0.4 | n |  | TRUE
30 | bus_LV_131-30_0_5_node_15 | 0.4 | n |  | TRUE
31 | bus_LV_131-30_0_5_node_21 | 0.4 | n |  | TRUE
32 | bus_LV_131-30_0_5_node_89 | 0.4 | n |  | TRUE
33 | bus_LV_131-30_0_5_node_88 | 0.4 | n |  | TRUE
34 | bus_LV_131-30_0_5_node_30 | 0.4 | n |  | TRUE
35 | bus_LV_131-30_0_5_node_25 | 0.4 | n |  | TRUE
36 | bus_LV_131-30_0_5_node_71 | 0.4 | n |  | TRUE
37 | bus_LV_131-30_0_5_node_134 | 0.4 | n |  | TRUE
38 | bus_LV_131-30_0_5_node_70 | 0.4 | n |  | TRUE
39 | bus_LV_131-30_0_5_node_72 | 0.4 | n |  | TRUE
40 | bus_LV_131-30_0_5_node_77 | 0.4 | n |  | TRUE
41 | bus_LV_131-30_0_5_node_129 | 0.4 | n |  | TRUE
42 | bus_LV_131-30_0_5_node_80 | 0.4 | n |  | TRUE
43 | bus_LV_131-30_0_5_node_121 | 0.4 | n |  | TRUE
44 | bus_LV_131-30_0_5_node_138 | 0.4 | n |  | TRUE
45 | bus_LV_131-30_0_5_node_146 | 0.4 | n |  | TRUE
46 | bus_LV_131-30_0_5_node_135 | 0.4 | n |  | TRUE
47 | bus_LV_131-30_0_5_node_83 | 0.4 | n |  | TRUE
48 | bus_LV_131-30_0_5_node_84 | 0.4 | n |  | TRUE
49 | bus_LV_131-30_0_5_node_85 | 0.4 | n |  | TRUE
50 | bus_LV_131-30_0_5_node_151 | 0.4 | n |  | TRUE
51 | bus_LV_131-30_0_5_node_86 | 0.4 | n |  | TRUE
52 | bus_LV_131-30_0_5_node_115 | 0.4 | n |  | TRUE
53 | bus_LV_131-30_0_5_node_137 | 0.4 | n |  | TRUE
54 | bus_LV_131-30_0_5_node_112 | 0.4 | n |  | TRUE
55 | bus_LV_131-30_0_5_node_87 | 0.4 | n |  | TRUE
56 | bus_LV_131-30_0_5_node_122 | 0.4 | n |  | TRUE
57 | bus_LV_131-30_0_5_node_69 | 0.4 | n |  | TRUE
58 | bus_LV_131-30_0_5_node_82 | 0.4 | n |  | TRUE
59 | bus_LV_131-30_0_5_node_68 | 0.4 | n |  | TRUE
60 | bus_LV_131-30_0_5_node_29 | 0.4 | n |  | TRUE
61 | bus_LV_131-30_0_5_node_22 | 0.4 | n |  | TRUE
62 | bus_LV_131-30_0_5_node_23 | 0.4 | n |  | TRUE
63 | bus_LV_131-30_0_5_node_24 | 0.4 | n |  | TRUE
64 | bus_LV_131-30_0_5_node_26 | 0.4 | n |  | TRUE
65 | bus_LV_131-30_0_5_node_27 | 0.4 | n |  | TRUE
66 | bus_LV_131-30_0_5_node_45 | 0.4 | n |  | TRUE
67 | bus_LV_131-30_0_5_node_28 | 0.4 | n |  | TRUE
68 | bus_LV_131-30_0_5_node_36 | 0.4 | n |  | TRUE
69 | bus_LV_131-30_0_5_node_46 | 0.4 | n |  | TRUE
70 | bus_LV_131-30_0_5_node_37 | 0.4 | n |  | TRUE
71 | bus_LV_131-30_0_5_node_31 | 0.4 | n |  | TRUE
72 | bus_LV_131-30_0_5_node_32 | 0.4 | n |  | TRUE
73 | bus_LV_131-30_0_5_node_33 | 0.4 | n |  | TRUE
74 | bus_LV_131-30_0_5_node_34 | 0.4 | n |  | TRUE
75 | bus_LV_131-30_0_5_node_35 | 0.4 | n |  | TRUE
76 | bus_LV_131-30_0_5_node_53 | 0.4 | n |  | TRUE
77 | bus_LV_131-30_0_5_node_52 | 0.4 | n |  | TRUE
78 | bus_LV_131-30_0_5_node_58 | 0.4 | n |  | TRUE
79 | bus_LV_131-30_0_5_node_56 | 0.4 | n |  | TRUE
80 | bus_LV_131-30_0_5_node_41 | 0.4 | n |  | TRUE
81 | bus_LV_131-30_0_5_node_100 | 0.4 | n |  | TRUE
82 | bus_LV_131-30_0_5_node_139 | 0.4 | n |  | TRUE
83 | bus_LV_131-30_0_5_node_102 | 0.4 | n |  | TRUE
84 | bus_LV_131-30_0_5_node_99 | 0.4 | n |  | TRUE
85 | bus_LV_131-30_0_5_node_140 | 0.4 | n |  | TRUE
86 | bus_LV_131-30_0_5_node_51 | 0.4 | n |  | TRUE
87 | bus_LV_131-30_0_5_node_49 | 0.4 | n |  | TRUE
88 | bus_LV_131-30_0_5_node_57 | 0.4 | n |  | TRUE
89 | bus_LV_131-30_0_5_node_59 | 0.4 | n |  | TRUE
90 | bus_LV_131-30_0_5_node_50 | 0.4 | n |  | TRUE
91 | bus_LV_131-30_0_5_node_47 | 0.4 | n |  | TRUE
92 | bus_LV_131-30_0_5_node_54 | 0.4 | n |  | TRUE
93 | bus_LV_131-30_0_5_node_55 | 0.4 | n |  | TRUE
94 | bus_LV_131-30_0_5_node_60 | 0.4 | n |  | TRUE
95 | bus_LV_131-30_0_5_node_61 | 0.4 | n |  | TRUE
96 | bus_LV_131-30_0_5_node_62 | 0.4 | n |  | TRUE
97 | bus_LV_131-30_0_5_node_63 | 0.4 | n |  | TRUE
98 | bus_LV_131-30_0_5_node_64 | 0.4 | n |  | TRUE
99 | bus_LV_131-30_0_5_node_78 | 0.4 | n |  | TRUE
100 | bus_LV_131-30_0_5_node_79 | 0.4 | n |  | TRUE
101 | bus_LV_131-30_0_5_node_94 | 0.4 | n |  | TRUE
102 | bus_LV_131-30_0_5_node_109 | 0.4 | n |  | TRUE
103 | bus_LV_131-30_0_5_node_147 | 0.4 | n |  | TRUE
104 | bus_LV_131-30_0_5_node_92 | 0.4 | n |  | TRUE
105 | bus_LV_131-30_0_5_node_76 | 0.4 | n |  | TRUE
106 | bus_LV_131-30_0_5_node_81 | 0.4 | n |  | TRUE
107 | bus_LV_131-30_0_5_node_75 | 0.4 | n |  | TRUE
108 | bus_LV_131-30_0_5_node_128 | 0.4 | n |  | TRUE
109 | bus_LV_131-30_0_5_node_73 | 0.4 | n |  | TRUE
110 | bus_LV_131-30_0_5_node_74 | 0.4 | n |  | TRUE
111 | bus_LV_131-30_0_5_node_108 | 0.4 | n |  | TRUE
112 | bus_LV_131-30_0_5_node_113 | 0.4 | n |  | TRUE
113 | bus_LV_131-30_0_5_node_114 | 0.4 | n |  | TRUE
114 | bus_LV_131-30_0_5_node_117 | 0.4 | n |  | TRUE
115 | bus_LV_131-30_0_5_node_144 | 0.4 | n |  | TRUE
116 | bus_LV_131-30_0_5_node_133 | 0.4 | n |  | TRUE
117 | bus_LV_131-30_0_5_node_90 | 0.4 | n |  | TRUE
118 | bus_LV_131-30_0_5_node_91 | 0.4 | n |  | TRUE
119 | bus_LV_131-30_0_5_node_93 | 0.4 | n |  | TRUE
120 | bus_LV_131-30_0_5_node_95 | 0.4 | n |  | TRUE
121 | bus_LV_131-30_0_5_node_97 | 0.4 | n |  | TRUE
122 | bus_LV_131-30_0_5_node_111 | 0.4 | n |  | TRUE
123 | bus_LV_131-30_0_5_node_96 | 0.4 | n |  | TRUE
124 | bus_LV_131-30_0_5_node_148 | 0.4 | n |  | TRUE
125 | bus_LV_131-30_0_5_node_107 | 0.4 | n |  | TRUE
126 | bus_LV_131-30_0_5_node_106 | 0.4 | n |  | TRUE
127 | bus_LV_131-30_0_5_node_101 | 0.4 | n |  | TRUE
128 | bus_LV_131-30_0_5_node_104 | 0.4 | n |  | TRUE
129 | bus_LV_131-30_0_5_node_105 | 0.4 | n |  | TRUE
130 | bus_LV_131-30_0_5_node_145 | 0.4 | n |  | TRUE
131 | bus_LV_131-30_0_5_node_136 | 0.4 | n |  | TRUE
132 | bus_LV_131-30_0_5_node_126 | 0.4 | n |  | TRUE
133 | bus_LV_131-30_0_5_node_110 | 0.4 | n |  | TRUE
134 | bus_LV_131-30_0_5_node_152 | 0.4 | n |  | TRUE
135 | bus_LV_131-30_0_5_node_116 | 0.4 | n |  | TRUE
136 | bus_LV_131-30_0_5_node_154 | 0.4 | n |  | TRUE
137 | bus_LV_131-30_0_5_node_118 | 0.4 | n |  | TRUE
138 | bus_LV_131-30_0_5_node_142 | 0.4 | n |  | TRUE
139 | bus_LV_131-30_0_5_node_153 | 0.4 | n |  | TRUE
140 | bus_LV_131-30_0_5_node_150 | 0.4 | n |  | TRUE
141 | bus_LV_131-30_0_5_node_132 | 0.4 | n |  | TRUE
142 | bus_LV_131-30_0_5_node_143 | 0.4 | n |  | TRUE
143 | bus_LV_131-30_0_5_node_123 | 0.4 | n |  | TRUE
144 | bus_LV_131-30_0_5_node_124 | 0.4 | n |  | TRUE
145 | bus_LV_131-30_0_5_node_125 | 0.4 | n |  | TRUE
146 | bus_LV_131-30_0_5_node_127 | 0.4 | n |  | TRUE
147 | bus_LV_131-30_0_5_node_141 | 0.4 | n |  | TRUE
148 | bus_MV_360_0_node_34 | 20 | n |  | TRUE

## load
| name | bus | p_mw | q_mvar | const_z_percent | const_i_percent | sn_mva | scaling | in_service | type
0 | LV_131-30_0_5_load_0 | 0 | 0.012924 | 0.003239 | 0 | 0 |  | 1 | TRUE | wye
1 | LV_131-30_0_5_load_4 | 3 | 0.0039968 | 0.0010017 | 0 | 0 |  | 1 | TRUE | wye
2 | LV_131-30_0_5_load_39 | 5 | 0.004747 | 0.0011897 | 0 | 0 |  | 1 | TRUE | wye
3 | LV_131-30_0_5_load_131 | 6 | 0.0083423 | 0.0020908 | 0 | 0 |  | 1 | TRUE | wye
4 | LV_131-30_0_5_load_119 | 7 | 0.0015006 | 0.00037608 | 0 | 0 |  | 1 | TRUE | wye
5 | LV_131-30_0_5_load_38 | 10 | 0.004559 | 0.0011426 | 0 | 0 |  | 1 | TRUE | wye
6 | LV_131-30_0_5_load_130 | 11 | 0.0044325 | 0.0011109 | 0 | 0 |  | 1 | TRUE | wye
7 | LV_131-30_0_5_load_6 | 12 | 0.0039469 | 0.0009892 | 0 | 0 |  | 1 | TRUE | wye
8 | LV_131-30_0_5_load_7 | 13 | 0.0078 | 0.0019549 | 0 | 0 |  | 1 | TRUE | wye
9 | LV_131-30_0_5_load_8 | 14 | 0.0030325 | 0.00076002 | 0 | 0 |  | 1 | TRUE | wye
10 | LV_131-30_0_5_load_42 | 19 | 0.0058396 | 0.0014635 | 0 | 0 |  | 1 | TRUE | wye
11 | LV_131-30_0_5_load_65 | 20 | 0.0020757 | 0.00052022 | 0 | 0 |  | 1 | TRUE | wye
12 | LV_131-30_0_5_load_48 | 21 | 0.0029543 | 0.00074042 | 0 | 0 |  | 1 | TRUE | wye
13 | LV_131-30_0_5_load_120 | 22 | 0.0048802 | 0.0012231 | 0 | 0 |  | 1 | TRUE | wye
14 | LV_131-30_0_5_load_67 | 24 | 0.0026794 | 0.00067151 | 0 | 0 |  | 1 | TRUE | wye
15 | LV_131-30_0_5_load_11 | 25 | 0.0086216 | 0.0021608 | 0 | 0 |  | 1 | TRUE | wye
16 | LV_131-30_0_5_load_12 | 26 | 0.0074625 | 0.0018703 | 0 | 0 |  | 1 | TRUE | wye
17 | LV_131-30_0_5_load_13 | 27 | 0.01147 | 0.0028747 | 0 | 0 |  | 1 | TRUE | wye
18 | LV_131-30_0_5_load_21 | 31 | 0.0055101 | 0.001381 | 0 | 0 |  | 1 | TRUE | wye
19 | LV_131-30_0_5_load_88 | 33 | 0.0040531 | 0.0010158 | 0 | 0 |  | 1 | TRUE | wye
20 | LV_131-30_0_5_load_30 | 34 | 0.0050868 | 0.0012749 | 0 | 0 |  | 1 | TRUE | wye
21 | LV_131-30_0_5_load_134 | 37 | 0.0053617 | 0.0013438 | 0 | 0 |  | 1 | TRUE | wye
22 | LV_131-30_0_5_load_77 | 40 | 0.0023439 | 0.00058744 | 0 | 0 |  | 1 | TRUE | wye
23 | LV_131-30_0_5_load_80 | 42 | 0.0047029 | 0.0011787 | 0 | 0 |  | 1 | TRUE | wye
24 | LV_131-30_0_5_load_121 | 43 | 0.0040635 | 0.0010184 | 0 | 0 |  | 1 | TRUE | wye
25 | LV_131-30_0_5_load_138 | 44 | 0.0062118 | 0.0015568 | 0 | 0 |  | 1 | TRUE | wye
26 | LV_131-30_0_5_load_146 | 45 | 0.0064808 | 0.0016242 | 0 | 0 |  | 1 | TRUE | wye
27 | LV_131-30_0_5_load_151 | 50 | 0.015962 | 0.0040004 | 0 | 0 |  | 1 | TRUE | wye
28 | LV_131-30_0_5_load_137 | 53 | 0.009854 | 0.0024696 | 0 | 0 |  | 1 | TRUE | wye
29 | LV_131-30_0_5_load_112 | 54 | 0.011787 | 0.0029542 | 0 | 0 |  | 1 | TRUE | wye
30 | LV_131-30_0_5_load_122 | 56 | 0.0034227 | 0.00085781 | 0 | 0 |  | 1 | TRUE | wye
31 | LV_131-30_0_5_load_69 | 57 | 0.0043694 | 0.0010951 | 0 | 0 |  | 1 | TRUE | wye
32 | LV_131-30_0_5_load_82 | 58 | 0.0044095 | 0.0011051 | 0 | 0 |  | 1 | TRUE | wye
33 | LV_131-30_0_5_load_68 | 59 | 0.0043805 | 0.0010978 | 0 | 0 |  | 1 | TRUE | wye
34 | LV_131-30_0_5_load_29 | 60 | 0.0053732 | 0.0013466 | 0 | 0 |  | 1 | TRUE | wye
35 | LV_131-30_0_5_load_22 | 61 | 0.0067028 | 0.0016799 | 0 | 0 |  | 1 | TRUE | wye
36 | LV_131-30_0_5_load_23 | 62 | 0.011506 | 0.0028836 | 0 | 0 |  | 1 | TRUE | wye
37 | LV_131-30_0_5_load_26 | 64 | 0.0047025 | 0.0011786 | 0 | 0 |  | 1 | TRUE | wye
38 | LV_131-30_0_5_load_27 | 65 | 0.0027705 | 0.00069436 | 0 | 0 |  | 1 | TRUE | wye
39 | LV_131-30_0_5_load_45 | 66 | 0.012829 | 0.0032153 | 0 | 0 |  | 1 | TRUE | wye
40 | LV_131-30_0_5_load_28 | 67 | 0.0062778 | 0.0015734 | 0 | 0 |  | 1 | TRUE | wye
41 | LV_131-30_0_5_load_36 | 68 | 0.0055882 | 0.0014005 | 0 | 0 |  | 1 | TRUE | wye
42 | LV_131-30_0_5_load_46 | 69 | 0.0049878 | 0.0012501 | 0 | 0 |  | 1 | TRUE | wye
43 | LV_131-30_0_5_load_31 | 71 | 0.005149 | 0.0012905 | 0 | 0 |  | 1 | TRUE | wye
44 | LV_131-30_0_5_load_32 | 72 | 0.0040934 | 0.0010259 | 0 | 0 |  | 1 | TRUE | wye
45 | LV_131-30_0_5_load_33 | 73 | 0.0057039 | 0.0014295 | 0 | 0 |  | 1 | TRUE | wye
46 | LV_131-30_0_5_load_34 | 74 | 0.0042627 | 0.0010683 | 0 | 0 |  | 1 | TRUE | wye
47 | LV_131-30_0_5_load_35 | 75 | 0.0036334 | 0.00091062 | 0 | 0 |  | 1 | TRUE | wye
48 | LV_131-30_0_5_load_53 | 76 | 0.0053714 | 0.0013462 | 0 | 0 |  | 1 | TRUE | wye
49 | LV_131-30_0_5_load_52 | 77 | 0.0043126 | 0.0010809 | 0 | 0 |  | 1 | TRUE | wye
50 | LV_131-30_0_5_load_56 | 79 | 0.0040092 | 0.0010048 | 0 | 0 |  | 1 | TRUE | wye
51 | LV_131-30_0_5_load_139 | 82 | 0.0034613 | 0.00086749 | 0 | 0 |  | 1 | TRUE | wye
52 | LV_131-30_0_5_load_102 | 83 | 0.0021513 | 0.00053918 | 0 | 0 |  | 1 | TRUE | wye
53 | LV_131-30_0_5_load_99 | 84 | 0.0087965 | 0.0022046 | 0 | 0 |  | 1 | TRUE | wye
54 | LV_131-30_0_5_load_140 | 85 | 0.0023216 | 0.00058184 | 0 | 0 |  | 1 | TRUE | wye
55 | LV_131-30_0_5_load_49 | 87 | 0.0010542 | 0.00026421 | 0 | 0 |  | 1 | TRUE | wye
56 | LV_131-30_0_5_load_59 | 89 | 0.0015314 | 0.00038381 | 0 | 0 |  | 1 | TRUE | wye
57 | LV_131-30_0_5_load_50 | 90 | 0.001204 | 0.00030176 | 0 | 0 |  | 1 | TRUE | wye
58 | LV_131-30_0_5_load_47 | 91 | 0.011498 | 0.0028816 | 0 | 0 |  | 1 | TRUE | wye
59 | LV_131-30_0_5_load_55 | 93 | 0.0040922 | 0.0010256 | 0 | 0 |  | 1 | TRUE | wye
60 | LV_131-30_0_5_load_60 | 94 | 0.0056552 | 0.0014173 | 0 | 0 |  | 1 | TRUE | wye
61 | LV_131-30_0_5_load_61 | 95 | 0.0022173 | 0.0005557 | 0 | 0 |  | 1 | TRUE | wye
62 | LV_131-30_0_5_load_62 | 96 | 0.0083497 | 0.0020926 | 0 | 0 |  | 1 | TRUE | wye
63 | LV_131-30_0_5_load_78 | 99 | 0.0068416 | 0.0017147 | 0 | 0 |  | 1 | TRUE | wye
64 | LV_131-30_0_5_load_79 | 100 | 0.0020376 | 0.00051067 | 0 | 0 |  | 1 | TRUE | wye
65 | LV_131-30_0_5_load_94 | 101 | 0.013646 | 0.0034201 | 0 | 0 |  | 1 | TRUE | wye
66 | LV_131-30_0_5_load_147 | 103 | 0.010776 | 0.0027007 | 0 | 0 |  | 1 | TRUE | wye
67 | LV_131-30_0_5_load_76 | 105 | 0.003821 | 0.00095763 | 0 | 0 |  | 1 | TRUE | wye
68 | LV_131-30_0_5_load_81 | 106 | 0.0035618 | 0.00089268 | 0 | 0 |  | 1 | TRUE | wye
69 | LV_131-30_0_5_load_75 | 107 | 0.0019214 | 0.00048156 | 0 | 0 |  | 1 | TRUE | wye
70 | LV_131-30_0_5_load_128 | 108 | 0.0034144 | 0.00085572 | 0 | 0 |  | 1 | TRUE | wye
71 | LV_131-30_0_5_load_73 | 109 | 0.0017241 | 0.00043209 | 0 | 0 |  | 1 | TRUE | wye
72 | LV_131-30_0_5_load_74 | 110 | 0.0032948 | 0.00082577 | 0 | 0 |  | 1 | TRUE | wye
73 | LV_131-30_0_5_load_133 | 116 | 0.0023548 | 0.00059017 | 0 | 0 |  | 1 | TRUE | wye
74 | LV_131-30_0_5_load_90 | 117 | 0.0015593 | 0.00039079 | 0 | 0 |  | 1 | TRUE | wye
75 | LV_131-30_0_5_load_91 | 118 | 0.0016862 | 0.00042259 | 0 | 0 |  | 1 | TRUE | wye
76 | LV_131-30_0_5_load_95 | 120 | 0.010618 | 0.002661 | 0 | 0 |  | 1 | TRUE | wye
77 | LV_131-30_0_5_load_97 | 121 | 0.0077246 | 0.001936 | 0 | 0 |  | 1 | TRUE | wye
78 | LV_131-30_0_5_load_111 | 122 | 0.0064247 | 0.0016102 | 0 | 0 |  | 1 | TRUE | wye
79 | LV_131-30_0_5_load_96 | 123 | 0.0017702 | 0.00044365 | 0 | 0 |  | 1 | TRUE | wye
80 | LV_131-30_0_5_load_148 | 124 | 0.0021794 | 0.00054621 | 0 | 0 |  | 1 | TRUE | wye
81 | LV_131-30_0_5_load_107 | 125 | 0.0069511 | 0.0017421 | 0 | 0 |  | 1 | TRUE | wye
82 | LV_131-30_0_5_load_106 | 126 | 0.0035402 | 0.00088727 | 0 | 0 |  | 1 | TRUE | wye
83 | LV_131-30_0_5_load_104 | 128 | 0.0065743 | 0.0016477 | 0 | 0 |  | 1 | TRUE | wye
84 | LV_131-30_0_5_load_105 | 129 | 0.0031718 | 0.00079494 | 0 | 0 |  | 1 | TRUE | wye
85 | LV_131-30_0_5_load_145 | 130 | 0.0023179 | 0.00058093 | 0 | 0 |  | 1 | TRUE | wye
86 | LV_131-30_0_5_load_136 | 131 | 0.0072187 | 0.0018092 | 0 | 0 |  | 1 | TRUE | wye
87 | LV_131-30_0_5_load_126 | 132 | 0.0023542 | 0.00059003 | 0 | 0 |  | 1 | TRUE | wye
88 | LV_131-30_0_5_load_152 | 134 | 0.021736 | 0.0054476 | 0 | 0 |  | 1 | TRUE | wye
89 | LV_131-30_0_5_load_154 | 136 | 0.0089698 | 0.002248 | 0 | 0 |  | 1 | TRUE | wye
90 | LV_131-30_0_5_load_142 | 138 | 0.011944 | 0.0029933 | 0 | 0 |  | 1 | TRUE | wye
91 | LV_131-30_0_5_load_153 | 139 | 0.015172 | 0.0038024 | 0 | 0 |  | 1 | TRUE | wye
92 | LV_131-30_0_5_load_150 | 140 | 0.0023544 | 0.00059006 | 0 | 0 |  | 1 | TRUE | wye
93 | LV_131-30_0_5_load_132 | 141 | 0.0023216 | 0.00058184 | 0 | 0 |  | 1 | TRUE | wye
94 | LV_131-30_0_5_load_123 | 143 | 0.0047768 | 0.0011972 | 0 | 0 |  | 1 | TRUE | wye
95 | LV_131-30_0_5_load_124 | 144 | 0.0023552 | 0.00059028 | 0 | 0 |  | 1 | TRUE | wye
96 | LV_131-30_0_5_load_125 | 145 | 0.0023211 | 0.00058172 | 0 | 0 |  | 1 | TRUE | wye
97 | LV_131-30_0_5_load_127 | 146 | 0.0047447 | 0.0011891 | 0 | 0 |  | 1 | TRUE | wye

## ext_grid
| name | bus | vm_pu | va_degree | slack_weight | in_service
0 |  | 57 | 1 | 0 | 1 | TRUE

## line
| name | std_type | from_bus | to_bus | length_km | r_ohm_per_km | x_ohm_per_km | c_nf_per_km | g_us_per_km | max_i_ka | df | parallel | type | in_service
0 | LV_131-30_0_5_line_0 |  | 0 | 1 | 0.01336 | 0.125 | 0.08 | 261 | 0 | 0.364 | 1 | 1 | cs | TRUE
1 | LV_131-30_0_5_line_1 |  | 1 | 2 | 0.039996 | 0.125 | 0.08 | 261 | 0 | 0.364 | 1 | 1 | cs | TRUE
2 | LV_131-30_0_5_line_2 |  | 2 | 5 | 0.03224 | 0.125 | 0.08 | 261 | 0 | 0.364 | 1 | 1 | cs | TRUE
3 | LV_131-30_0_5_line_3 |  | 2 | 6 | 0.0090434 | 0.125 | 0.08 | 261 | 0 | 0.364 | 1 | 1 | cs | TRUE
4 | LV_131-30_0_5_line_4 |  | 3 | 4 | 0.026848 | 0.125 | 0.08 | 261 | 0 | 0.364 | 1 | 1 | cs | TRUE
5 | LV_131-30_0_5_line_5 |  | 4 | 9 | 0.027219 | 0.125 | 0.08 | 261 | 0 | 0.364 | 1 | 1 | cs | TRUE
6 | LV_131-30_0_5_line_6 |  | 5 | 10 | 0.0063759 | 0.125 | 0.08 | 261 | 0 | 0.364 | 1 | 1 | cs | TRUE
7 | LV_131-30_0_5_line_7 |  | 6 | 11 | 0.0075175 | 0.125 | 0.08 | 261 | 0 | 0.364 | 1 | 1 | cs | TRUE
8 | LV_131-30_0_5_line_8 |  | 7 | 8 | 0.014513 | 0.125 | 0.08 | 261 | 0 | 0.364 | 1 | 1 | cs | TRUE
9 | LV_131-30_0_5_line_9 |  | 8 | 23 | 0.010115 | 0.125 | 0.08 | 261 | 0 | 0.364 | 1 | 1 | cs | TRUE
10 | LV_131-30_0_5_line_10 |  | 8 | 9 | 0.008844 | 0.125 | 0.08 | 261 | 0 | 0.364 | 1 | 1 | cs | TRUE
11 | LV_131-30_0_5_line_11 |  | 9 | 22 | 0.010643 | 0.125 | 0.08 | 261 | 0 | 0.364 | 1 | 1 | cs | TRUE
12 | LV_131-30_0_5_line_12 |  | 11 | 128 | 0.022359 | 0.125 | 0.08 | 261 | 0 | 0.364 | 1 | 1 | cs | TRUE
13 | LV_131-30_0_5_line_13 |  | 12 | 13 | 0.027807 | 0.125 | 0.08 | 261 | 0 | 0.364 | 1 | 1 | cs | TRUE
14 | LV_131-30_0_5_line_14 |  | 12 | 14 | 0.060324 | 0.125 | 0.08 | 261 | 0 | 0.364 | 1 | 1 | cs | TRUE
15 | LV_131-30_0_5_line_15 |  | 14 | 15 | 0.042864 | 0.125 | 0.08 | 261 | 0 | 0.364 | 1 | 1 | cs | TRUE
16 | LV_131-30_0_5_line_16 |  | 15 | 16 | 0.005226 | 0.125 | 0.08 | 261 | 0 | 0.364 | 1 | 1 | cs | TRUE
17 | LV_131-30_0_5_line_17 |  | 16 | 20 | 0.016035 | 0.125 | 0.08 | 261 | 0 | 0.364 | 1 | 1 | cs | TRUE
18 | LV_131-30_0_5_line_18 |  | 16 | 21 | 0.029936 | 0.125 | 0.08 | 261 | 0 | 0.364 | 1 | 1 | cs | TRUE
19 | LV_131-30_0_5_line_19 |  | 17 | 18 | 0.020801 | 0.125 | 0.08 | 261 | 0 | 0.364 | 1 | 1 | cs | TRUE
20 | LV_131-30_0_5_line_20 |  | 17 | 19 | 0.016514 | 0.125 | 0.08 | 261 | 0 | 0.364 | 1 | 1 | cs | TRUE
21 | LV_131-30_0_5_line_21 |  | 18 | 86 | 0.020063 | 0.125 | 0.08 | 261 | 0 | 0.364 | 1 | 1 | cs | TRUE
22 | LV_131-30_0_5_line_22 |  | 18 | 87 | 0.01039 | 0.125 | 0.08 | 261 | 0 | 0.364 | 1 | 1 | cs | TRUE
23 | LV_131-30_0_5_line_23 |  | 21 | 35 | 0.024188 | 0.125 | 0.08 | 261 | 0 | 0.364 | 1 | 1 | cs | TRUE
24 | LV_131-30_0_5_line_24 |  | 22 | 43 | 0.035282 | 0.125 | 0.08 | 261 | 0 | 0.364 | 1 | 1 | cs | TRUE
25 | LV_131-30_0_5_line_25 |  | 23 | 24 | 0.013276 | 0.125 | 0.08 | 261 | 0 | 0.364 | 1 | 1 | cs | TRUE
26 | LV_131-30_0_5_line_26 |  | 24 | 59 | 0.0082824 | 0.125 | 0.08 | 261 | 0 | 0.364 | 1 | 1 | cs | TRUE
27 | LV_131-30_0_5_line_27 |  | 25 | 26 | 0.018514 | 0.125 | 0.08 | 261 | 0 | 0.364 | 1 | 1 | cs | TRUE
28 | LV_131-30_0_5_line_28 |  | 25 | 27 | 0.035668 | 0.125 | 0.08 | 261 | 0 | 0.364 | 1 | 1 | cs | TRUE
29 | LV_131-30_0_5_line_29 |  | 26 | 28 | 0.019595 | 0.125 | 0.08 | 261 | 0 | 0.364 | 1 | 1 | cs | TRUE
30 | LV_131-30_0_5_line_30 |  | 28 | 29 | 0.026028 | 0.125 | 0.08 | 261 | 0 | 0.364 | 1 | 5 | cs | TRUE
31 | LV_131-30_0_5_line_31 |  | 28 | 30 | 0.038189 | 0.125 | 0.08 | 261 | 0 | 0.364 | 1 | 5 | cs | TRUE
32 | LV_131-30_0_5_line_32 |  | 29 | 32 | 0.0313 | 0.125 | 0.08 | 261 | 0 | 0.364 | 1 | 5 | cs | TRUE
33 | LV_131-30_0_5_line_33 |  | 29 | 33 | 0.016462 | 0.125 | 0.08 | 261 | 0 | 0.364 | 1 | 5 | cs | TRUE
34 | LV_131-30_0_5_line_34 |  | 30 | 31 | 0.016958 | 0.125 | 0.08 | 261 | 0 | 0.364 | 1 | 5 | cs | TRUE
35 | LV_131-30_0_5_line_35 |  | 31 | 34 | 0.0035844 | 0.125 | 0.08 | 261 | 0 | 0.364 | 1 | 5 | cs | TRUE
36 | LV_131-30_0_5_line_36 |  | 32 | 105 | 0.016852 | 0.125 | 0.08 | 261 | 0 | 0.364 | 1 | 5 | cs | TRUE
37 | LV_131-30_0_5_line_37 |  | 33 | 75 | 0.0065301 | 0.125 | 0.08 | 261 | 0 | 0.364 | 1 | 5 | cs | TRUE
38 | LV_131-30_0_5_line_38 |  | 34 | 60 | 0.027198 | 0.125 | 0.08 | 261 | 0 | 0.364 | 1 | 2 | cs | TRUE
39 | LV_131-30_0_5_line_39 |  | 35 | 66 | 0.023538 | 0.125 | 0.08 | 261 | 0 | 0.364 | 1 | 1 | cs | TRUE
40 | LV_131-30_0_5_line_40 |  | 36 | 37 | 0.024665 | 0.125 | 0.08 | 261 | 0 | 0.364 | 1 | 5 | cs | TRUE
41 | LV_131-30_0_5_line_41 |  | 36 | 38 | 0.016489 | 0.125 | 0.08 | 261 | 0 | 0.364 | 1 | 5 | cs | TRUE
42 | LV_131-30_0_5_line_42 |  | 37 | 55 | 0.017237 | 0.125 | 0.08 | 261 | 0 | 0.364 | 1 | 5 | cs | TRUE
43 | LV_131-30_0_5_line_43 |  | 38 | 42 | 0.038766 | 0.125 | 0.08 | 261 | 0 | 0.364 | 1 | 5 | cs | TRUE
44 | LV_131-30_0_5_line_44 |  | 38 | 39 | 0.035824 | 0.125 | 0.08 | 261 | 0 | 0.364 | 1 | 5 | cs | TRUE
45 | LV_131-30_0_5_line_45 |  | 39 | 40 | 0.030595 | 0.125 | 0.08 | 261 | 0 | 0.364 | 1 | 5 | cs | TRUE
46 | LV_131-30_0_5_line_46 |  | 39 | 41 | 0.048841 | 0.125 | 0.08 | 261 | 0 | 0.364 | 1 | 5 | cs | TRUE
47 | LV_131-30_0_5_line_47 |  | 40 | 107 | 0.014415 | 0.125 | 0.08 | 261 | 0 | 0.364 | 1 | 5 | cs | TRUE
48 | LV_131-30_0_5_line_48 |  | 41 | 108 | 0.047953 | 0.125 | 0.08 | 261 | 0 | 0.364 | 1 | 5 | cs | TRUE
49 | LV_131-30_0_5_line_49 |  | 42 | 106 | 0.030175 | 0.125 | 0.08 | 261 | 0 | 0.364 | 1 | 5 | cs | TRUE
50 | LV_131-30_0_5_line_50 |  | 43 | 56 | 0.031926 | 0.125 | 0.08 | 261 | 0 | 0.364 | 1 | 1 | cs | TRUE
51 | LV_131-30_0_5_line_51 |  | 44 | 45 | 0.022269 | 0.125 | 0.08 | 261 | 0 | 0.364 | 1 | 5 | cs | TRUE
52 | LV_131-30_0_5_line_52 |  | 44 | 46 | 0.027949 | 0.125 | 0.08 | 261 | 0 | 0.364 | 1 | 5 | cs | TRUE
53 | LV_131-30_0_5_line_53 |  | 45 | 47 | 0.015441 | 0.125 | 0.08 | 261 | 0 | 0.364 | 1 | 5 | cs | TRUE
54 | LV_131-30_0_5_line_54 |  | 46 | 55 | 0.0133 | 0.125 | 0.08 | 261 | 0 | 0.364 | 1 | 5 | cs | TRUE
55 | LV_131-30_0_5_line_55 |  | 47 | 48 | 0.046095 | 0.125 | 0.08 | 261 | 0 | 0.364 | 1 | 5 | cs | TRUE
56 | LV_131-30_0_5_line_56 |  | 48 | 54 | 0.028179 | 0.125 | 0.08 | 261 | 0 | 0.364 | 1 | 5 | cs | TRUE
57 | LV_131-30_0_5_line_57 |  | 48 | 49 | 0.03545 | 0.125 | 0.08 | 261 | 0 | 0.364 | 1 | 1 | cs | TRUE
58 | LV_131-30_0_5_line_58 |  | 49 | 50 | 0.017295 | 0.125 | 0.08 | 261 | 0 | 0.364 | 1 | 1 | cs | TRUE
59 | LV_131-30_0_5_line_59 |  | 51 | 52 | 0.029044 | 0.125 | 0.08 | 261 | 0 | 0.364 | 1 | 1 | cs | TRUE
60 | LV_131-30_0_5_line_60 |  | 51 | 53 | 0.038945 | 0.125 | 0.08 | 261 | 0 | 0.364 | 1 | 1 | cs | TRUE
61 | LV_131-30_0_5_line_61 |  | 52 | 115 | 0.014113 | 0.125 | 0.08 | 261 | 0 | 0.364 | 1 | 1 | cs | TRUE
62 | LV_131-30_0_5_line_62 |  | 52 | 116 | 0.0076442 | 0.125 | 0.08 | 261 | 0 | 0.364 | 1 | 1 | cs | TRUE
63 | LV_131-30_0_5_line_63 |  | 54 | 112 | 0.018189 | 0.125 | 0.08 | 261 | 0 | 0.364 | 1 | 5 | cs | TRUE
64 | LV_131-30_0_5_line_64 |  | 57 | 58 | 0.032136 | 0.125 | 0.08 | 261 | 0 | 0.364 | 1 | 5 | cs | TRUE
65 | LV_131-30_0_5_line_65 |  | 58 | 106 | 0.033464 | 0.125 | 0.08 | 261 | 0 | 0.364 | 1 | 5 | cs | TRUE
66 | LV_131-30_0_5_line_66 |  | 59 | 93 | 0.014552 | 0.125 | 0.08 | 261 | 0 | 0.364 | 1 | 1 | cs | TRUE
67 | LV_131-30_0_5_line_67 |  | 60 | 67 | 0.0044609 | 0.125 | 0.08 | 261 | 0 | 0.364 | 1 | 1 | cs | TRUE
68 | LV_131-30_0_5_line_68 |  | 61 | 62 | 0.01726 | 0.125 | 0.08 | 261 | 0 | 0.364 | 1 | 1 | cs | TRUE
69 | LV_131-30_0_5_line_69 |  | 61 | 63 | 0.021032 | 0.125 | 0.08 | 261 | 0 | 0.364 | 1 | 1 | cs | TRUE
70 | LV_131-30_0_5_line_70 |  | 63 | 64 | 0.030003 | 0.125 | 0.08 | 261 | 0 | 0.364 | 1 | 1 | cs | TRUE
71 | LV_131-30_0_5_line_71 |  | 63 | 65 | 0.0083188 | 0.125 | 0.08 | 261 | 0 | 0.364 | 1 | 1 | cs | TRUE
72 | LV_131-30_0_5_line_72 |  | 64 | 67 | 0.022813 | 0.125 | 0.08 | 261 | 0 | 0.364 | 1 | 1 | cs | TRUE
73 | LV_131-30_0_5_line_73 |  | 65 | 68 | 0.014388 | 0.125 | 0.08 | 261 | 0 | 0.364 | 1 | 1 | cs | TRUE
74 | LV_131-30_0_5_line_74 |  | 66 | 69 | 0.036397 | 0.125 | 0.08 | 261 | 0 | 0.364 | 1 | 1 | cs | TRUE
75 | LV_131-30_0_5_line_75 |  | 68 | 70 | 0.02218 | 0.125 | 0.08 | 261 | 0 | 0.364 | 1 | 1 | cs | TRUE
76 | LV_131-30_0_5_line_76 |  | 69 | 91 | 0.0096275 | 0.125 | 0.08 | 261 | 0 | 0.364 | 1 | 1 | cs | TRUE
77 | LV_131-30_0_5_line_77 |  | 70 | 78 | 0.12755 | 0.125 | 0.08 | 261 | 0 | 0.364 | 1 | 1 | cs | TRUE
78 | LV_131-30_0_5_line_78 |  | 71 | 72 | 0.0030595 | 0.125 | 0.08 | 261 | 0 | 0.364 | 1 | 5 | cs | TRUE
79 | LV_131-30_0_5_line_79 |  | 71 | 73 | 0.0015798 | 0.125 | 0.08 | 261 | 0 | 0.364 | 1 | 5 | cs | TRUE
80 | LV_131-30_0_5_line_80 |  | 72 | 74 | 0.027583 | 0.125 | 0.08 | 261 | 0 | 0.364 | 1 | 2 | cs | TRUE
81 | LV_131-30_0_5_line_81 |  | 73 | 75 | 0.016845 | 0.125 | 0.08 | 261 | 0 | 0.364 | 1 | 5 | cs | TRUE
82 | LV_131-30_0_5_line_82 |  | 74 | 76 | 0.0039946 | 0.125 | 0.08 | 261 | 0 | 0.364 | 1 | 1 | cs | TRUE
83 | LV_131-30_0_5_line_83 |  | 76 | 77 | 0.0012247 | 0.125 | 0.08 | 261 | 0 | 0.364 | 1 | 1 | cs | TRUE
84 | LV_131-30_0_5_line_84 |  | 77 | 92 | 0.010581 | 0.125 | 0.08 | 261 | 0 | 0.364 | 1 | 1 | cs | TRUE
85 | LV_131-30_0_5_line_85 |  | 78 | 79 | 0.019344 | 0.125 | 0.08 | 261 | 0 | 0.364 | 1 | 1 | cs | TRUE
86 | LV_131-30_0_5_line_86 |  | 79 | 88 | 0.072011 | 0.125 | 0.08 | 261 | 0 | 0.364 | 1 | 1 | cs | TRUE
87 | LV_131-30_0_5_line_87 |  | 80 | 81 | 0.030506 | 0.125 | 0.08 | 261 | 0 | 0.364 | 1 | 5 | cs | TRUE
88 | LV_131-30_0_5_line_88 |  | 80 | 82 | 0.014734 | 0.125 | 0.08 | 261 | 0 | 0.364 | 1 | 5 | cs | TRUE
89 | LV_131-30_0_5_line_89 |  | 81 | 83 | 0.014344 | 0.125 | 0.08 | 261 | 0 | 0.364 | 1 | 2 | cs | TRUE
90 | LV_131-30_0_5_line_90 |  | 81 | 84 | 0.0036585 | 0.125 | 0.08 | 261 | 0 | 0.364 | 1 | 5 | cs | TRUE
91 | LV_131-30_0_5_line_91 |  | 82 | 85 | 0.031127 | 0.125 | 0.08 | 261 | 0 | 0.364 | 1 | 5 | cs | TRUE
92 | LV_131-30_0_5_line_92 |  | 83 | 130 | 0.0067221 | 0.125 | 0.08 | 261 | 0 | 0.364 | 1 | 1 | cs | TRUE
93 | LV_131-30_0_5_line_93 |  | 84 | 127 | 0.029375 | 0.125 | 0.08 | 261 | 0 | 0.364 | 1 | 4 | cs | TRUE
94 | LV_131-30_0_5_line_94 |  | 85 | 147 | 0.018534 | 0.125 | 0.08 | 261 | 0 | 0.364 | 1 | 5 | cs | TRUE
95 | LV_131-30_0_5_line_95 |  | 86 | 88 | 0.050057 | 0.125 | 0.08 | 261 | 0 | 0.364 | 1 | 1 | cs | TRUE
96 | LV_131-30_0_5_line_96 |  | 86 | 89 | 0.010623 | 0.125 | 0.08 | 261 | 0 | 0.364 | 1 | 1 | cs | TRUE
97 | LV_131-30_0_5_line_97 |  | 87 | 90 | 0.0014416 | 0.125 | 0.08 | 261 | 0 | 0.364 | 1 | 1 | cs | TRUE
98 | LV_131-30_0_5_line_98 |  | 91 | 92 | 0.020827 | 0.125 | 0.08 | 261 | 0 | 0.364 | 1 | 1 | cs | TRUE
99 | LV_131-30_0_5_line_99 |  | 92 | 93 | 0.025505 | 0.125 | 0.08 | 261 | 0 | 0.364 | 1 | 1 | cs | TRUE
100 | LV_131-30_0_5_line_100 |  | 94 | 95 | 0.02357 | 0.125 | 0.08 | 261 | 0 | 0.364 | 1 | 1 | cs | TRUE
101 | LV_131-30_0_5_line_101 |  | 94 | 96 | 0.0095666 | 0.125 | 0.08 | 261 | 0 | 0.364 | 1 | 1 | cs | TRUE
102 | LV_131-30_0_5_line_102 |  | 95 | 97 | 0.027741 | 0.125 | 0.08 | 261 | 0 | 0.364 | 1 | 1 | cs | TRUE
103 | LV_131-30_0_5_line_103 |  | 96 | 98 | 0.0085278 | 0.125 | 0.08 | 261 | 0 | 0.364 | 1 | 1 | cs | TRUE
104 | LV_131-30_0_5_line_104 |  | 97 | 99 | 0.01726 | 0.125 | 0.08 | 261 | 0 | 0.364 | 1 | 1 | cs | TRUE
105 | LV_131-30_0_5_line_105 |  | 97 | 100 | 0.021312 | 0.125 | 0.08 | 261 | 0 | 0.364 | 1 | 1 | cs | TRUE
106 | LV_131-30_0_5_line_106 |  | 98 | 101 | 0.021586 | 0.125 | 0.08 | 261 | 0 | 0.364 | 1 | 1 | cs | TRUE
107 | LV_131-30_0_5_line_107 |  | 99 | 102 | 0.03205 | 0.125 | 0.08 | 261 | 0 | 0.364 | 1 | 2 | cs | TRUE
108 | LV_131-30_0_5_line_108 |  | 100 | 103 | 0.010925 | 0.125 | 0.08 | 261 | 0 | 0.364 | 1 | 1 | cs | TRUE
109 | LV_131-30_0_5_line_109 |  | 101 | 104 | 0.0073974 | 0.125 | 0.08 | 261 | 0 | 0.364 | 1 | 1 | cs | TRUE
110 | LV_131-30_0_5_line_110 |  | 102 | 111 | 0.036894 | 0.125 | 0.08 | 261 | 0 | 0.364 | 1 | 2 | cs | TRUE
111 | LV_131-30_0_5_line_111 |  | 104 | 120 | 0.028326 | 0.125 | 0.08 | 261 | 0 | 0.364 | 1 | 1 | cs | TRUE
112 | LV_131-30_0_5_line_112 |  | 104 | 117 | 0.023351 | 0.125 | 0.08 | 261 | 0 | 0.364 | 1 | 1 | cs | TRUE
113 | LV_131-30_0_5_line_113 |  | 105 | 110 | 0.0078894 | 0.125 | 0.08 | 261 | 0 | 0.364 | 1 | 5 | cs | TRUE
114 | LV_131-30_0_5_line_114 |  | 107 | 109 | 0.027396 | 0.125 | 0.08 | 261 | 0 | 0.364 | 1 | 5 | cs | TRUE
115 | LV_131-30_0_5_line_115 |  | 108 | 133 | 0.036751 | 0.125 | 0.08 | 261 | 0 | 0.364 | 1 | 5 | cs | TRUE
116 | LV_131-30_0_5_line_116 |  | 109 | 110 | 0.013534 | 0.125 | 0.08 | 261 | 0 | 0.364 | 1 | 5 | cs | TRUE
117 | LV_131-30_0_5_line_117 |  | 111 | 133 | 0.027836 | 0.125 | 0.08 | 261 | 0 | 0.364 | 1 | 5 | cs | TRUE
118 | LV_131-30_0_5_line_118 |  | 111 | 126 | 0.032218 | 0.125 | 0.08 | 261 | 0 | 0.364 | 1 | 1 | cs | TRUE
119 | LV_131-30_0_5_line_119 |  | 112 | 113 | 0.029799 | 0.125 | 0.08 | 261 | 0 | 0.364 | 1 | 1 | cs | TRUE
120 | LV_131-30_0_5_line_120 |  | 112 | 114 | 0.043433 | 0.125 | 0.08 | 261 | 0 | 0.364 | 1 | 5 | cs | TRUE
121 | LV_131-30_0_5_line_121 |  | 113 | 134 | 0.003368 | 0.125 | 0.08 | 261 | 0 | 0.364 | 1 | 1 | cs | TRUE
122 | LV_131-30_0_5_line_122 |  | 114 | 138 | 0.031438 | 0.125 | 0.08 | 261 | 0 | 0.364 | 1 | 5 | cs | TRUE
123 | LV_131-30_0_5_line_123 |  | 114 | 135 | 0.028085 | 0.125 | 0.08 | 261 | 0 | 0.364 | 1 | 1 | cs | TRUE
124 | LV_131-30_0_5_line_124 |  | 115 | 140 | 0.011492 | 0.125 | 0.08 | 261 | 0 | 0.364 | 1 | 1 | cs | TRUE
125 | LV_131-30_0_5_line_125 |  | 116 | 141 | 0.0066476 | 0.125 | 0.08 | 261 | 0 | 0.364 | 1 | 1 | cs | TRUE
126 | LV_131-30_0_5_line_126 |  | 117 | 118 | 0.00077588 | 0.125 | 0.08 | 261 | 0 | 0.364 | 1 | 1 | cs | TRUE
127 | LV_131-30_0_5_line_127 |  | 118 | 119 | 0.02211 | 0.125 | 0.08 | 261 | 0 | 0.364 | 1 | 1 | cs | TRUE
128 | LV_131-30_0_5_line_128 |  | 119 | 121 | 0.022672 | 0.125 | 0.08 | 261 | 0 | 0.364 | 1 | 1 | cs | TRUE
129 | LV_131-30_0_5_line_129 |  | 120 | 122 | 0.0227 | 0.125 | 0.08 | 261 | 0 | 0.364 | 1 | 1 | cs | TRUE
130 | LV_131-30_0_5_line_130 |  | 121 | 123 | 0.013006 | 0.125 | 0.08 | 261 | 0 | 0.364 | 1 | 1 | cs | TRUE
131 | LV_131-30_0_5_line_131 |  | 123 | 124 | 0.1394 | 0.125 | 0.08 | 261 | 0 | 0.364 | 1 | 1 | cs | TRUE
132 | LV_131-30_0_5_line_132 |  | 125 | 126 | 0.031303 | 0.125 | 0.08 | 261 | 0 | 0.364 | 1 | 1 | cs | TRUE
133 | LV_131-30_0_5_line_133 |  | 127 | 128 | 0.037527 | 0.125 | 0.08 | 261 | 0 | 0.364 | 1 | 1 | cs | TRUE
134 | LV_131-30_0_5_line_134 |  | 127 | 129 | 0.018956 | 0.125 | 0.08 | 261 | 0 | 0.364 | 1 | 1 | cs | TRUE
135 | LV_131-30_0_5_line_135 |  | 129 | 131 | 0.015907 | 0.125 | 0.08 | 261 | 0 | 0.364 | 1 | 1 | cs | TRUE
136 | LV_131-30_0_5_line_136 |  | 130 | 132 | 0.0067108 | 0.125 | 0.08 | 261 | 0 | 0.364 | 1 | 1 | cs | TRUE
137 | LV_131-30_0_5_line_137 |  | 132 | 144 | 0.015734 | 0.125 | 0.08 | 261 | 0 | 0.364 | 1 | 1 | cs | TRUE
138 | LV_131-30_0_5_line_138 |  | 135 | 136 | 0.008012 | 0.125 | 0.08 | 261 | 0 | 0.364 | 1 | 1 | cs | TRUE
139 | LV_131-30_0_5_line_139 |  | 135 | 137 | 0.038362 | 0.125 | 0.08 | 261 | 0 | 0.364 | 1 | 1 | cs | TRUE
140 | LV_131-30_0_5_line_140 |  | 137 | 139 | 0.011769 | 0.125 | 0.08 | 261 | 0 | 0.364 | 1 | 1 | cs | TRUE
141 | LV_131-30_0_5_line_141 |  | 138 | 142 | 0.022047 | 0.125 | 0.08 | 261 | 0 | 0.364 | 1 | 5 | cs | TRUE
142 | LV_131-30_0_5_line_142 |  | 141 | 146 | 0.021156 | 0.125 | 0.08 | 261 | 0 | 0.364 | 1 | 1 | cs | TRUE
143 | LV_131-30_0_5_line_143 |  | 142 | 147 | 0.037539 | 0.125 | 0.08 | 261 | 0 | 0.364 | 1 | 5 | cs | TRUE
144 | LV_131-30_0_5_line_144 |  | 143 | 144 | 0.01102 | 0.125 | 0.08 | 261 | 0 | 0.364 | 1 | 1 | cs | TRUE
145 | LV_131-30_0_5_line_145 |  | 143 | 145 | 0.014673 | 0.125 | 0.08 | 261 | 0 | 0.364 | 1 | 1 | cs | TRUE
146 | LV_131-30_0_5_line_146 |  | 145 | 146 | 0.0035596 | 0.125 | 0.08 | 261 | 0 | 0.364 | 1 | 1 | cs | TRUE

## trafo
| name | std_type | hv_bus | lv_bus | sn_mva | vn_hv_kv | vn_lv_kv | vk_percent | vkr_percent | pfe_kw | i0_percent | shift_degree | tap_side | tap_neutral | tap_min | tap_max | tap_step_percent | tap_step_degree | tap_pos | tap_phase_shifter | parallel | df | in_service
0 | LV_131-30_0_5_trafo_69 | 0.63 MVA 20/0.4 kV | 148 | 57 | 0.63 | 20 | 0.4 | 6 | 1.206 | 1.65 | 0.2619 | 150 | hv | 0 | -2 | 2 | 2.5 | 0 | 0 | FALSE | 1 | 1 | TRUE

## line_geodata
| x0 | y0 | x1 | y1 | x2 | y2 | x3 | y3 | x4 | y4 | x5 | y5 | x6 | y6
0 | 2682205.4033 | 1239299.5467 | 2682195.6111 | 1239308.6349
1 | 2682206.423 | 1239339.5115 | 2682206.6134 | 1239329.5848 | 2682205.4033 | 1239299.5467
2 | 2682206.423 | 1239339.5115 | 2682222.1931 | 1239318.2591 | 2682227.9466 | 1239317.7558
3 | 2682206.423 | 1239339.5115 | 2682201.4101 | 1239347.0383
4 | 2682115.8613 | 1239367.345 | 2682118.0436 | 1239364.8735 | 2682119.5145 | 1239363.5262 | 2682121.2151 | 1239361.9819 | 2682127.0327 | 1239358.0818 | 2682134.8256 | 1239349.7281 | 2682135.2993 | 1239349.0452
5 | 2682115.8613 | 1239367.345 | 2682089.317 | 1239360.9846
6 | 2682227.9466 | 1239317.7558 | 2682231.6292 | 1239317.4336 | 2682234.2467 | 1239316.8619
7 | 2682197.243 | 1239353.2952 | 2682201.4101 | 1239347.0383
8 | 2682095.4041 | 1239354.5531 | 2682105.3756 | 1239344.0087
9 | 2682087.5732 | 1239348.1625 | 2682091.8026 | 1239351.3566 | 2682095.4041 | 1239354.5531
10 | 2682089.317 | 1239360.9846 | 2682095.4041 | 1239354.5531
11 | 2682089.317 | 1239360.9846 | 2682081.6757 | 1239368.3936
12 | 2682197.243 | 1239353.2952 | 2682186.2079 | 1239369.8644 | 2682184.5322 | 1239371.6532
13 | 2682159.4473 | 1239184.6701 | 2682154.9994 | 1239157.2213
14 | 2682159.4473 | 1239184.6701 | 2682161.4468 | 1239197.0098 | 2682161.1791 | 1239229.4626 | 2682158.2172 | 1239244.5442
15 | 2682144.2616 | 1239284.968 | 2682156.6057 | 1239252.7492 | 2682158.2172 | 1239244.5442
16 | 2682144.2616 | 1239284.968 | 2682140.3308 | 1239281.5112
17 | 2682140.3308 | 1239281.5112 | 2682133.1003 | 1239295.8232
18 | 2682140.3308 | 1239281.5112 | 2682117.8453 | 1239261.7478
19 | 2682122.6478 | 1238902.0412 | 2682133.0795 | 1238920.0538
20 | 2682133.0795 | 1238920.0538 | 2682127.3595 | 1238935.5458
21 | 2682103.5992 | 1238895.5732 | 2682122.6478 | 1238902.0412
22 | 2682122.6478 | 1238902.0412 | 2682125.9137 | 1238898.8952 | 2682127.3903 | 1238893.2293
23 | 2682099.6773 | 1239245.7792 | 2682117.8453 | 1239261.7478
24 | 2682081.6757 | 1239368.3936 | 2682056.3454 | 1239392.9536
25 | 2682087.5732 | 1239348.1625 | 2682076.975 | 1239340.1677
26 | 2682076.975 | 1239340.1677 | 2682070.3629 | 1239335.1799
27 | 2681944.5482 | 1239307.537 | 2681950.9984 | 1239312.6844 | 2681946.6206 | 1239317.4941 | 2681949.6287 | 1239319.7472
28 | 2681944.5482 | 1239307.537 | 2681936.9333 | 1239301.4601 | 2681933.5744 | 1239284.5128 | 2681939.2332 | 1239277.9728
29 | 2681967.878 | 1239321.6682 | 2681956.3695 | 1239319.2076 | 2681951.8836 | 1239321.4362 | 2681949.6287 | 1239319.7472
30 | 2681961.9157 | 1239347.0039 | 2681967.878 | 1239321.6682
31 | 2681977.3594 | 1239284.7061 | 2681971.8649 | 1239302.9988 | 2681967.878 | 1239321.6682
32 | 2681961.9157 | 1239347.0039 | 2681957.5798 | 1239366.3022 | 2681955.0495 | 1239377.542
33 | 2681961.9157 | 1239347.0039 | 2681978.3356 | 1239348.1869
34 | 2681977.3594 | 1239284.7061 | 2681985.1855 | 1239269.662
35 | 2681986.8397 | 1239266.4821 | 2681985.1855 | 1239269.662
36 | 2681955.0495 | 1239377.542 | 2681951.3539 | 1239393.9842
37 | 2681978.3356 | 1239348.1869 | 2681984.6792 | 1239346.6374
38 | 2681986.8397 | 1239266.4821 | 2681992.2395 | 1239256.1023 | 2682001.0112 | 1239243.3258
39 | 2682099.6773 | 1239245.7792 | 2682085.3092 | 1239264.423
40 | 2681965.2456 | 1239490.8967 | 2681988.7743 | 1239491.0327 | 2681989.6168 | 1239491.7949
41 | 2681965.2456 | 1239490.8967 | 2681958.8081 | 1239485.4818 | 2681953.0471 | 1239479.8205
42 | 2682003.8858 | 1239499.8477 | 2681998.0972 | 1239499.4675 | 2681989.6168 | 1239491.7949
43 | 2681953.0471 | 1239479.8205 | 2681981.1014 | 1239453.0662
44 | 2681925.4321 | 1239483.6533 | 2681929.3438 | 1239487.3988 | 2681935.1666 | 1239491.8712 | 2681939.5124 | 1239485.5378 | 2681944.0613 | 1239485.8564 | 2681953.0471 | 1239479.8205
45 | 2681925.4321 | 1239483.6533 | 2681930.0898 | 1239475.5451 | 2681936.6028 | 1239459.6125 | 2681937.4869 | 1239455.6793
46 | 2681925.4321 | 1239483.6533 | 2681917.3294 | 1239483.2524 | 2681907.5403 | 1239485.0186 | 2681895.8036 | 1239489.2486 | 2681879.0499 | 1239496.9342
47 | 2681940.6479 | 1239441.6155 | 2681937.4869 | 1239455.6793
48 | 2681879.0499 | 1239496.9342 | 2681864.5838 | 1239487.3835 | 2681836.5128 | 1239475.1563
49 | 2681981.1014 | 1239453.0662 | 2682002.938 | 1239432.2416
50 | 2682033.5289 | 1239415.278 | 2682034.8535 | 1239413.7919 | 2682056.3454 | 1239392.9536
51 | 2682016.2494 | 1239463.3924 | 2682031.6465 | 1239479.4803
52 | 2682012.2687 | 1239490.3678 | 2682010.8869 | 1239483.6328 | 2682011.1358 | 1239478.755 | 2682016.2494 | 1239463.3924
53 | 2682043.1916 | 1239489.6388 | 2682037.2679 | 1239485.354 | 2682031.6465 | 1239479.4803
54 | 2682003.8858 | 1239499.8477 | 2682005.661 | 1239495.0799 | 2682009.4307 | 1239491.585 | 2682012.2687 | 1239490.3678
55 | 2682066.5758 | 1239510.0654 | 2682057.8886 | 1239496.1465 | 2682048.8325 | 1239497.4112 | 2682039.0261 | 1239499.3327 | 2682043.1916 | 1239489.6388
56 | 2682066.5758 | 1239510.0654 | 2682069.2773 | 1239508.3348 | 2682074.7762 | 1239517.0726 | 2682076.2868 | 1239516.1373 | 2682079.3824 | 1239520.9057 | 2682080.1761 | 1239520.394 | 2682083.5584 | 1239525.639
57 | 2682036.6763 | 1239529.2437 | 2682066.5758 | 1239510.0654
58 | 2682036.6763 | 1239529.2437 | 2682025.5908 | 1239536.707 | 2682023.5196 | 1239533.3316
59 | 2682086.0967 | 1239493.1787 | 2682106.6006 | 1239491.6277 | 2682115.0581 | 1239490.9887
60 | 2682086.0967 | 1239493.1787 | 2682090.6229 | 1239477.0965 | 2682093.7305 | 1239467.8773 | 2682099.7847 | 1239459.4439 | 2682101.2728 | 1239457.9228
61 | 2682129.1716 | 1239489.9164 | 2682115.0581 | 1239490.9887
62 | 2682115.0581 | 1239490.9887 | 2682115.4939 | 1239487.3699 | 2682118.078 | 1239484.3175
63 | 2682093.4159 | 1239540.925 | 2682083.5584 | 1239525.639
64 | 2682049.8428 | 1239386.3873 | 2682027.1218 | 1239409.1131
65 | 2682027.1218 | 1239409.1131 | 2682025.7163 | 1239410.5189 | 2682002.938 | 1239432.2416
66 | 2682070.3629 | 1239335.1799 | 2682058.7454 | 1239326.4161
67 | 2682001.0112 | 1239243.3258 | 2682003.5361 | 1239239.6482
68 | 2682064.0664 | 1239219.0777 | 2682050.2571 | 1239208.7232
69 | 2682033.4302 | 1239196.1062 | 2682050.2571 | 1239208.7232
70 | 2682033.4302 | 1239196.1062 | 2682016.4485 | 1239220.8408
71 | 2682033.4302 | 1239196.1062 | 2682033.0796 | 1239187.7947
72 | 2682016.4485 | 1239220.8408 | 2682003.5361 | 1239239.6482
73 | 2682032.4734 | 1239173.4191 | 2682033.0796 | 1239187.7947
74 | 2682085.3092 | 1239264.423 | 2682063.0919 | 1239293.2518
75 | 2682031.5388 | 1239151.2593 | 2682032.4734 | 1239173.4191
76 | 2682055.2811 | 1239298.8803 | 2682063.0919 | 1239293.2518 | 2682063.0919 | 1239293.2518
77 | 2682031.5388 | 1239151.2593 | 2682047.5713 | 1239102.8129 | 2682051.2273 | 1239064.8809 | 2682051.138 | 1239026.4746
78 | 2682003.1923 | 1239336.4276 | 2682000.7105 | 1239338.2169
79 | 2681999.429 | 1239339.1408 | 2682000.7105 | 1239338.2169
80 | 2682025.5671 | 1239320.2966 | 2682003.1923 | 1239336.4276
81 | 2681984.6792 | 1239346.6374 | 2681991.2605 | 1239345.0298 | 2681999.429 | 1239339.1408
82 | 2682028.8074 | 1239317.9606 | 2682025.5671 | 1239320.2966
83 | 2682029.8009 | 1239317.2444 | 2682028.8074 | 1239317.9606
84 | 2682038.384 | 1239311.0564 | 2682029.8009 | 1239317.2444
85 | 2682051.138 | 1239026.4746 | 2682054.4893 | 1239019.338 | 2682059.3671 | 1239008.9679
86 | 2682088.8994 | 1238943.3039 | 2682075.7887 | 1238974.0557 | 2682059.3671 | 1239008.9679
87 | 2682212.4229 | 1239433.2947 | 2682187.2565 | 1239415.9451
88 | 2682212.4229 | 1239433.2947 | 2682203.044 | 1239442.5603 | 2682202.016 | 1239443.7205
89 | 2682187.2565 | 1239415.9451 | 2682177.6366 | 1239426.5844
90 | 2682187.2565 | 1239415.9451 | 2682184.1134 | 1239414.0728
91 | 2682202.016 | 1239443.7205 | 2682185.3789 | 1239462.4967 | 2682181.8992 | 1239467.4341
92 | 2682177.6366 | 1239426.5844 | 2682173.1282 | 1239431.5704
93 | 2682158.8768 | 1239399.0403 | 2682184.1134 | 1239414.0728
94 | 2682173.6904 | 1239483.9836 | 2682176.1749 | 1239477.7135 | 2682180.0862 | 1239470.0066 | 2682181.8992 | 1239467.4341
95 | 2682103.5992 | 1238895.5732 | 2682099.6518 | 1238914.0762 | 2682088.8994 | 1238943.3039
96 | 2682103.5992 | 1238895.5732 | 2682106.2711 | 1238885.2914
97 | 2682127.3903 | 1238893.2293 | 2682127.7538 | 1238891.8343
98 | 2682038.384 | 1239311.0564 | 2682055.2811 | 1239298.8803
99 | 2682038.384 | 1239311.0564 | 2682058.7454 | 1239326.4161
100 | 2681870.8516 | 1239366.3968 | 2681872.3204 | 1239377.8122 | 2681872.0568 | 1239389.8697
101 | 2681870.8516 | 1239366.3968 | 2681869.6308 | 1239356.9084
102 | 2681865.5427 | 1239416.2239 | 2681869.8745 | 1239408.7116 | 2681871.8281 | 1239400.3325 | 2681872.0568 | 1239389.8697
103 | 2681868.5426 | 1239348.4503 | 2681869.6308 | 1239356.9084
104 | 2681865.5427 | 1239416.2239 | 2681854.6684 | 1239422.6341 | 2681850.243 | 1239424.0174
105 | 2681865.5427 | 1239416.2239 | 2681886.2991 | 1239421.0579
106 | 2681868.5426 | 1239348.4503 | 2681865.912 | 1239334.0816 | 2681863.9371 | 1239327.3885
107 | 2681818.5956 | 1239427.6628 | 2681842.438 | 1239426.4571 | 2681850.243 | 1239424.0174
108 | 2681882.5646 | 1239431.3248 | 2681886.2991 | 1239421.0579
109 | 2681861.8437 | 1239320.2935 | 2681863.9371 | 1239327.3885
110 | 2681784.924 | 1239441.2197 | 2681798.2337 | 1239432.0743 | 2681818.5956 | 1239427.6628
111 | 2681861.8437 | 1239320.2935 | 2681835.2934 | 1239330.1651
112 | 2681861.8437 | 1239320.2935 | 2681857.3501 | 1239308.8234 | 2681853.8392 | 1239304.5275 | 2681849.3772 | 1239301.3392
113 | 2681951.3539 | 1239393.9842 | 2681949.6238 | 1239401.6816
114 | 2681946.6558 | 1239414.8862 | 2681940.6479 | 1239441.6155
115 | 2681802.8191 | 1239460.4799 | 2681836.5128 | 1239475.1563
116 | 2681946.6558 | 1239414.8862 | 2681949.6238 | 1239401.6816
117 | 2681802.8191 | 1239460.4799 | 2681797.4132 | 1239458.126 | 2681788.8606 | 1239451.9483 | 2681784.924 | 1239441.2197
118 | 2681784.924 | 1239441.2197 | 2681783.2376 | 1239425.83 | 2681783.1418 | 1239409.094
119 | 2682093.4159 | 1239540.925 | 2682068.7675 | 1239557.7741
120 | 2682093.4159 | 1239540.925 | 2682103.3602 | 1239556.3624 | 2682106.3359 | 1239554.4911 | 2682118.3299 | 1239546.9738 | 2682124.5942 | 1239543.0354
121 | 2682068.7675 | 1239557.7741 | 2682066.9842 | 1239554.9141
122 | 2682124.5942 | 1239543.0354 | 2682151.2287 | 1239526.3345
123 | 2682124.5942 | 1239543.0354 | 2682118.3299 | 1239546.9738 | 2682125.9946 | 1239558.7993 | 2682129.762 | 1239564.2108
124 | 2682128.2561 | 1239478.4622 | 2682129.1716 | 1239489.9164
125 | 2682122.3733 | 1239479.244 | 2682118.078 | 1239484.3175
126 | 2681849.3772 | 1239301.3392 | 2681848.7459 | 1239300.8881
127 | 2681827.3079 | 1239302.6717 | 2681837.9799 | 1239299.4275 | 2681843.8106 | 1239299.508 | 2681848.7459 | 1239300.8881 | 2681848.7459 | 1239300.8881
128 | 2681827.3079 | 1239302.6717 | 2681834.8823 | 1239281.3023
129 | 2681835.2934 | 1239330.1651 | 2681831.6527 | 1239331.5187 | 2681813.3414 | 1239335.8473
130 | 2681841.7884 | 1239273.3726 | 2681837.9168 | 1239272.741 | 2681834.8823 | 1239281.3023
131 | 2681841.7884 | 1239273.3726 | 2681809.0875 | 1239137.8576
132 | 2681783.1418 | 1239409.094 | 2681782.9627 | 1239377.7918
133 | 2682158.8768 | 1239399.0403 | 2682184.5322 | 1239371.6532
134 | 2682158.8768 | 1239399.0403 | 2682145.6209 | 1239412.5904
135 | 2682134.4972 | 1239423.961 | 2682145.6209 | 1239412.5904
136 | 2682168.6275 | 1239436.5481 | 2682173.1282 | 1239431.5704
137 | 2682168.6275 | 1239436.5481 | 2682165.3722 | 1239440.1484 | 2682155.3762 | 1239444.4459
138 | 2682135.8152 | 1239561.8595 | 2682130.7334 | 1239565.6142 | 2682129.762 | 1239564.2108
139 | 2682097.8102 | 1239580.3027 | 2682097.6127 | 1239579.2659 | 2682097.7699 | 1239578.2896 | 2682098.1786 | 1239577.7282 | 2682114.4928 | 1239567.3686 | 2682115.2662 | 1239568.3244 | 2682129.762 | 1239564.2108
140 | 2682097.8102 | 1239580.3027 | 2682104.2998 | 1239590.1328
141 | 2682170.7762 | 1239516.3663 | 2682165.8825 | 1239518.0109 | 2682160.6986 | 1239520.3964 | 2682151.2287 | 1239526.3345
142 | 2682132.1028 | 1239461.0588 | 2682127.3047 | 1239466.3182 | 2682124.2213 | 1239477.061 | 2682122.3733 | 1239479.244
143 | 2682170.7762 | 1239516.3663 | 2682169.9588 | 1239501.1108 | 2682167.6687 | 1239485.1455 | 2682173.6904 | 1239483.9836
144 | 2682145.2519 | 1239448.7986 | 2682155.3762 | 1239444.4459
145 | 2682145.2519 | 1239448.7986 | 2682142.0201 | 1239450.188 | 2682134.5019 | 1239458.4291
146 | 2682132.1028 | 1239461.0588 | 2682134.5019 | 1239458.4291

## bus_geodata
| x | y | coords
0 | 2682195.6111 | 1239308.6349
1 | 2682205.4033 | 1239299.5467
2 | 2682206.423 | 1239339.5115
3 | 2682135.2993 | 1239349.0452
4 | 2682115.8613 | 1239367.345
5 | 2682227.9466 | 1239317.7558
6 | 2682201.4101 | 1239347.0383
7 | 2682105.3756 | 1239344.0087
8 | 2682095.4041 | 1239354.5531
9 | 2682089.317 | 1239360.9846
10 | 2682234.2467 | 1239316.8619
11 | 2682197.243 | 1239353.2952
12 | 2682159.4473 | 1239184.6701
13 | 2682154.9994 | 1239157.2213
14 | 2682158.2172 | 1239244.5442
15 | 2682144.2616 | 1239284.968
16 | 2682140.3308 | 1239281.5112
17 | 2682133.0795 | 1238920.0538
18 | 2682122.6478 | 1238902.0412
19 | 2682127.3595 | 1238935.5458
20 | 2682133.1003 | 1239295.8232
21 | 2682117.8453 | 1239261.7478
22 | 2682081.6757 | 1239368.3936
23 | 2682087.5732 | 1239348.1625
24 | 2682076.975 | 1239340.1677
25 | 2681944.5482 | 1239307.537
26 | 2681949.6287 | 1239319.7472
27 | 2681939.2332 | 1239277.9728
28 | 2681967.878 | 1239321.6682
29 | 2681961.9157 | 1239347.0039
30 | 2681977.3594 | 1239284.7061
31 | 2681985.1855 | 1239269.662
32 | 2681955.0495 | 1239377.542
33 | 2681978.3356 | 1239348.1869
34 | 2681986.8397 | 1239266.4821
35 | 2682099.6773 | 1239245.7792
36 | 2681965.2456 | 1239490.8967
37 | 2681989.6168 | 1239491.7949
38 | 2681953.0471 | 1239479.8205
39 | 2681925.4321 | 1239483.6533
40 | 2681937.4869 | 1239455.6793
41 | 2681879.0499 | 1239496.9342
42 | 2681981.1014 | 1239453.0662
43 | 2682056.3454 | 1239392.9536
44 | 2682016.2494 | 1239463.3924
45 | 2682031.6465 | 1239479.4803
46 | 2682012.2687 | 1239490.3678
47 | 2682043.1916 | 1239489.6388
48 | 2682066.5758 | 1239510.0654
49 | 2682036.6763 | 1239529.2437
50 | 2682023.5196 | 1239533.3316
51 | 2682086.0967 | 1239493.1787
52 | 2682115.0581 | 1239490.9887
53 | 2682101.2728 | 1239457.9228
54 | 2682083.5584 | 1239525.639
55 | 2682003.8858 | 1239499.8477
56 | 2682033.5289 | 1239415.278
57 | 2682049.8428 | 1239386.3873
58 | 2682027.1218 | 1239409.1131
59 | 2682070.3629 | 1239335.1799
60 | 2682001.0112 | 1239243.3258
61 | 2682050.2571 | 1239208.7232
62 | 2682064.0664 | 1239219.0777
63 | 2682033.4302 | 1239196.1062
64 | 2682016.4485 | 1239220.8408
65 | 2682033.0796 | 1239187.7947
66 | 2682085.3092 | 1239264.423
67 | 2682003.5361 | 1239239.6482
68 | 2682032.4734 | 1239173.4191
69 | 2682063.0919 | 1239293.2518
70 | 2682031.5388 | 1239151.2593
71 | 2682000.7105 | 1239338.2169
72 | 2682003.1923 | 1239336.4276
73 | 2681999.429 | 1239339.1408
74 | 2682025.5671 | 1239320.2966
75 | 2681984.6792 | 1239346.6374
76 | 2682028.8074 | 1239317.9606
77 | 2682029.8009 | 1239317.2443
78 | 2682051.138 | 1239026.4746
79 | 2682059.3671 | 1239008.9679
80 | 2682212.4229 | 1239433.2947
81 | 2682187.2565 | 1239415.9451
82 | 2682202.016 | 1239443.7205
83 | 2682177.6366 | 1239426.5844
84 | 2682184.1134 | 1239414.0728
85 | 2682181.8992 | 1239467.4341
86 | 2682103.5992 | 1238895.5732
87 | 2682127.3903 | 1238893.2293
88 | 2682088.8994 | 1238943.3039
89 | 2682106.2711 | 1238885.2914
90 | 2682127.7538 | 1238891.8343
91 | 2682055.2811 | 1239298.8803
92 | 2682038.384 | 1239311.0564
93 | 2682058.7454 | 1239326.4161
94 | 2681870.8516 | 1239366.3968
95 | 2681872.0568 | 1239389.8697
96 | 2681869.6308 | 1239356.9084
97 | 2681865.5427 | 1239416.2239
98 | 2681868.5426 | 1239348.4503
99 | 2681850.243 | 1239424.0174
100 | 2681886.2991 | 1239421.0579
101 | 2681863.9371 | 1239327.3885
102 | 2681818.5956 | 1239427.6628
103 | 2681882.5646 | 1239431.3248
104 | 2681861.8437 | 1239320.2935
105 | 2681951.3539 | 1239393.9842
106 | 2682002.938 | 1239432.2416
107 | 2681940.6479 | 1239441.6155
108 | 2681836.5128 | 1239475.1563
109 | 2681946.6558 | 1239414.8862
110 | 2681949.6238 | 1239401.6816
111 | 2681784.924 | 1239441.2197
112 | 2682093.4159 | 1239540.925
113 | 2682068.7675 | 1239557.7741
114 | 2682124.5942 | 1239543.0354
115 | 2682129.1716 | 1239489.9164
116 | 2682118.078 | 1239484.3175
117 | 2681849.3772 | 1239301.3392
118 | 2681848.7459 | 1239300.8881
119 | 2681827.3079 | 1239302.6717
120 | 2681835.2934 | 1239330.1651
121 | 2681834.8823 | 1239281.3023
122 | 2681813.3414 | 1239335.8473
123 | 2681841.7884 | 1239273.3726
124 | 2681809.0875 | 1239137.8576
125 | 2681782.9627 | 1239377.7918
126 | 2681783.1419 | 1239409.094
127 | 2682158.8768 | 1239399.0403
128 | 2682184.5322 | 1239371.6532
129 | 2682145.6209 | 1239412.5904
130 | 2682173.1282 | 1239431.5704
131 | 2682134.4972 | 1239423.961
132 | 2682168.6275 | 1239436.5481
133 | 2681802.8191 | 1239460.4799
134 | 2682066.9842 | 1239554.9141
135 | 2682129.762 | 1239564.2108
136 | 2682135.8152 | 1239561.8595
137 | 2682097.8102 | 1239580.3027
138 | 2682151.2287 | 1239526.3345
139 | 2682104.2998 | 1239590.1328
140 | 2682128.2561 | 1239478.4622
141 | 2682122.3733 | 1239479.244
142 | 2682170.7762 | 1239516.3663
143 | 2682145.2519 | 1239448.7986
144 | 2682155.3762 | 1239444.4459
145 | 2682134.5019 | 1239458.4291
146 | 2682132.1028 | 1239461.0588
147 | 2682173.6904 | 1239483.9836
148 | 2682087.5732 | 1239348.1625

## line_std_types
| c_nf_per_km | r_ohm_per_km | x_ohm_per_km | max_i_ka | type | q_mm2 | alpha | voltage_rating
NAYY 4x50 SE | 210 | 0.642 | 0.083 | 0.142 | cs | 50 | 0.00403 | LV
NAYY 4x120 SE | 264 | 0.225 | 0.08 | 0.242 | cs | 120 | 0.00403 | LV
NAYY 4x150 SE | 261 | 0.208 | 0.08 | 0.27 | cs | 150 | 0.00403 | LV
NA2XS2Y 1x95 RM/25 12/20 kV | 216 | 0.313 | 0.132 | 0.252 | cs | 95 | 0.00403 | MV
NA2XS2Y 1x185 RM/25 12/20 kV | 273 | 0.161 | 0.117 | 0.362 | cs | 185 | 0.00403 | MV
NA2XS2Y 1x240 RM/25 12/20 kV | 304 | 0.122 | 0.112 | 0.421 | cs | 240 | 0.00403 | MV
NA2XS2Y 1x95 RM/25 6/10 kV | 315 | 0.313 | 0.123 | 0.249 | cs | 95 | 0.00403 | MV
NA2XS2Y 1x185 RM/25 6/10 kV | 406 | 0.161 | 0.11 | 0.358 | cs | 185 | 0.00403 | MV
NA2XS2Y 1x240 RM/25 6/10 kV | 456 | 0.122 | 0.105 | 0.416 | cs | 240 | 0.00403 | MV
NA2XS2Y 1x150 RM/25 12/20 kV | 250 | 0.206 | 0.116 | 0.319 | cs | 150 | 0.00403 | MV
NA2XS2Y 1x120 RM/25 12/20 kV | 230 | 0.253 | 0.119 | 0.283 | cs | 120 | 0.00403 | MV
NA2XS2Y 1x70 RM/25 12/20 kV | 190 | 0.443 | 0.132 | 0.22 | cs | 70 | 0.00403 | MV
NA2XS2Y 1x150 RM/25 6/10 kV | 360 | 0.206 | 0.11 | 0.315 | cs | 150 | 0.00403 | MV
NA2XS2Y 1x120 RM/25 6/10 kV | 340 | 0.253 | 0.113 | 0.28 | cs | 120 | 0.00403 | MV
NA2XS2Y 1x70 RM/25 6/10 kV | 280 | 0.443 | 0.123 | 0.217 | cs | 70 | 0.00403 | MV
N2XS(FL)2Y 1x120 RM/35 64/110 kV | 112 | 0.153 | 0.166 | 0.366 | cs | 120 | 0.00393 | HV
N2XS(FL)2Y 1x185 RM/35 64/110 kV | 125 | 0.099 | 0.156 | 0.457 | cs | 185 | 0.00393 | HV
N2XS(FL)2Y 1x240 RM/35 64/110 kV | 135 | 0.075 | 0.149 | 0.526 | cs | 240 | 0.00393 | HV
N2XS(FL)2Y 1x300 RM/35 64/110 kV | 144 | 0.06 | 0.144 | 0.588 | cs | 300 | 0.00393 | HV
15-AL1/3-ST1A 0.4 | 11 | 1.8769 | 0.35 | 0.105 | ol | 16 | 0.00403 | LV
24-AL1/4-ST1A 0.4 | 11.25 | 1.2012 | 0.335 | 0.14 | ol | 24 | 0.00403 | LV
48-AL1/8-ST1A 0.4 | 12.2 | 0.5939 | 0.3 | 0.21 | ol | 48 | 0.00403 | LV
94-AL1/15-ST1A 0.4 | 13.2 | 0.306 | 0.29 | 0.35 | ol | 94 | 0.00403 | LV
34-AL1/6-ST1A 10.0 | 9.7 | 0.8342 | 0.36 | 0.17 | ol | 34 | 0.00403 | MV
48-AL1/8-ST1A 10.0 | 10.1 | 0.5939 | 0.35 | 0.21 | ol | 48 | 0.00403 | MV
70-AL1/11-ST1A 10.0 | 10.4 | 0.4132 | 0.339 | 0.29 | ol | 70 | 0.00403 | MV
94-AL1/15-ST1A 10.0 | 10.75 | 0.306 | 0.33 | 0.35 | ol | 94 | 0.00403 | MV
122-AL1/20-ST1A 10.0 | 11.1 | 0.2376 | 0.323 | 0.41 | ol | 122 | 0.00403 | MV
149-AL1/24-ST1A 10.0 | 11.25 | 0.194 | 0.315 | 0.47 | ol | 149 | 0.00403 | MV
34-AL1/6-ST1A 20.0 | 9.15 | 0.8342 | 0.382 | 0.17 | ol | 34 | 0.00403 | MV
48-AL1/8-ST1A 20.0 | 9.5 | 0.5939 | 0.372 | 0.21 | ol | 48 | 0.00403 | MV
70-AL1/11-ST1A 20.0 | 9.7 | 0.4132 | 0.36 | 0.29 | ol | 70 | 0.00403 | MV
94-AL1/15-ST1A 20.0 | 10 | 0.306 | 0.35 | 0.35 | ol | 94 | 0.00403 | MV
122-AL1/20-ST1A 20.0 | 10.3 | 0.2376 | 0.344 | 0.41 | ol | 122 | 0.00403 | MV
149-AL1/24-ST1A 20.0 | 10.5 | 0.194 | 0.337 | 0.47 | ol | 149 | 0.00403 | MV
184-AL1/30-ST1A 20.0 | 10.75 | 0.1571 | 0.33 | 0.535 | ol | 184 | 0.00403 | MV
243-AL1/39-ST1A 20.0 | 11 | 0.1188 | 0.32 | 0.645 | ol | 243 | 0.00403 | MV
48-AL1/8-ST1A 110.0 | 8 | 0.5939 | 0.46 | 0.21 | ol | 48 | 0.00403 | HV
70-AL1/11-ST1A 110.0 | 8.4 | 0.4132 | 0.45 | 0.29 | ol | 70 | 0.00403 | HV
94-AL1/15-ST1A 110.0 | 8.65 | 0.306 | 0.44 | 0.35 | ol | 94 | 0.00403 | HV
122-AL1/20-ST1A 110.0 | 8.5 | 0.2376 | 0.43 | 0.41 | ol | 122 | 0.00403 | HV
149-AL1/24-ST1A 110.0 | 8.75 | 0.194 | 0.41 | 0.47 | ol | 149 | 0.00403 | HV
184-AL1/30-ST1A 110.0 | 8.8 | 0.1571 | 0.4 | 0.535 | ol | 184 | 0.00403 | HV
243-AL1/39-ST1A 110.0 | 9 | 0.1188 | 0.39 | 0.645 | ol | 243 | 0.00403 | HV
305-AL1/39-ST1A 110.0 | 9.2 | 0.0949 | 0.38 | 0.74 | ol | 305 | 0.00403 | HV
490-AL1/64-ST1A 110.0 | 9.75 | 0.059 | 0.37 | 0.96 | ol | 490 | 0.00403 | HV
679-AL1/86-ST1A 110.0 | 9.95 | 0.042 | 0.36 | 1.15 | ol | 679 | 0.00403 | HV
490-AL1/64-ST1A 220.0 | 10 | 0.059 | 0.285 | 0.96 | ol | 490 | 0.00403 | HV
679-AL1/86-ST1A 220.0 | 11.7 | 0.042 | 0.275 | 1.15 | ol | 679 | 0.00403 | HV
490-AL1/64-ST1A 380.0 | 11 | 0.059 | 0.253 | 0.96 | ol | 490 | 0.00403 | HV
679-AL1/86-ST1A 380.0 | 14.6 | 0.042 | 0.25 | 1.15 | ol | 679 | 0.00403 | HV

## trafo_std_types
| i0_percent | pfe_kw | vkr_percent | sn_mva | vn_lv_kv | vn_hv_kv | vk_percent | shift_degree | vector_group | tap_side | tap_neutral | tap_min | tap_max | tap_step_degree | tap_step_percent | tap_phase_shifter
160 MVA 380/110 kV | 0.06 | 60 | 0.25 | 160 | 110 | 380 | 12.2 | 0 | Yy0 | hv | 0 | -9 | 9 | 0 | 1.5 | FALSE
100 MVA 220/110 kV | 0.06 | 55 | 0.26 | 100 | 110 | 220 | 12 | 0 | Yy0 | hv | 0 | -9 | 9 | 0 | 1.5 | FALSE
63 MVA 110/20 kV | 0.04 | 22 | 0.32 | 63 | 20 | 110 | 18 | 150 | YNd5 | hv | 0 | -9 | 9 | 0 | 1.5 | FALSE
40 MVA 110/20 kV | 0.05 | 18 | 0.34 | 40 | 20 | 110 | 16.2 | 150 | YNd5 | hv | 0 | -9 | 9 | 0 | 1.5 | FALSE
25 MVA 110/20 kV | 0.07 | 14 | 0.41 | 25 | 20 | 110 | 12 | 150 | YNd5 | hv | 0 | -9 | 9 | 0 | 1.5 | FALSE
63 MVA 110/10 kV | 0.04 | 22 | 0.32 | 63 | 10 | 110 | 18 | 150 | YNd5 | hv | 0 | -9 | 9 | 0 | 1.5 | FALSE
40 MVA 110/10 kV | 0.05 | 18 | 0.34 | 40 | 10 | 110 | 16.2 | 150 | YNd5 | hv | 0 | -9 | 9 | 0 | 1.5 | FALSE
25 MVA 110/10 kV | 0.07 | 14 | 0.41 | 25 | 10 | 110 | 12 | 150 | YNd5 | hv | 0 | -9 | 9 | 0 | 1.5 | FALSE
0.25 MVA 20/0.4 kV | 0.32 | 0.8 | 1.44 | 0.25 | 0.4 | 20 | 6 | 150 | Yzn5 | hv | 0 | -2 | 2 | 0 | 2.5 | FALSE
0.4 MVA 20/0.4 kV | 0.3375 | 1.35 | 1.425 | 0.4 | 0.4 | 20 | 6 | 150 | Dyn5 | hv | 0 | -2 | 2 | 0 | 2.5 | FALSE
0.63 MVA 20/0.4 kV | 0.2619 | 1.65 | 1.206 | 0.63 | 0.4 | 20 | 6 | 150 | Dyn5 | hv | 0 | -2 | 2 | 0 | 2.5 | FALSE
0.25 MVA 10/0.4 kV | 0.24 | 0.6 | 1.2 | 0.25 | 0.4 | 10 | 4 | 150 | Dyn5 | hv | 0 | -2 | 2 | 0 | 2.5 | FALSE
0.4 MVA 10/0.4 kV | 0.2375 | 0.95 | 1.325 | 0.4 | 0.4 | 10 | 4 | 150 | Dyn5 | hv | 0 | -2 | 2 | 0 | 2.5 | FALSE
0.63 MVA 10/0.4 kV | 0.1873 | 1.18 | 1.0794 | 0.63 | 0.4 | 10 | 4 | 150 | Dyn5 | hv | 0 | -2 | 2 | 0 | 2.5 | FALSE

## trafo3w_std_types
| sn_hv_mva | sn_mv_mva | sn_lv_mva | vn_hv_kv | vn_mv_kv | vn_lv_kv | vk_hv_percent | vk_mv_percent | vk_lv_percent | vkr_hv_percent | vkr_mv_percent | vkr_lv_percent | pfe_kw | i0_percent | shift_mv_degree | shift_lv_degree | vector_group | tap_side | tap_neutral | tap_min | tap_max | tap_step_percent
63/25/38 MVA 110/20/10 kV | 63 | 25 | 38 | 110 | 20 | 10 | 10.4 | 10.4 | 10.4 | 0.28 | 0.32 | 0.35 | 35 | 0.89 | 0 | 0 | YN0yn0yn0 | hv | 0 | -10 | 10 | 1.2
63/25/38 MVA 110/10/10 kV | 63 | 25 | 38 | 110 | 10 | 10 | 10.4 | 10.4 | 10.4 | 0.28 | 0.32 | 0.35 | 35 | 0.89 | 0 | 0 | YN0yn0yn0 | hv | 0 | -10 | 10 | 1.2

## fuse_std_types
| fuse_type | i_rated_a | t_avg | t_min | t_total | x_avg | x_min | x_total
HV 100A | HV 100A | 100 | 0 | [10.0, 3.64, 0.854, 0.281, 0.1, 0.0531, 0.022, 0.01] | [10.0, 4.267, 1.21, 0.403, 0.1, 0.058, 0.022, 0.01] | 0 | [300.0, 350.0, 450.0, 550.0, 700.0, 850.0, 1200.0, 1752.0] | [600.0, 700.0, 900.0, 1150.0, 1665.0, 2000.0, 3000.0, 4313.0]
HV 10A | HV 10A | 10 | 0 | [10.0, 1675.0, 0.344, 0.156, 0.1, 0.0417, 0.0171, 0.01] | [10.0, 1.3, 0.3, 0.155, 0.1, 0.0555, 0.023, 0.01] | 0 | [30.0, 32.0, 35.0, 37.0, 39.0, 50.0, 70.0, 88.0] | [60.0, 70.0, 80.0, 87.0, 94.0, 110.0, 150.0, 216.0]
HV 125A | HV 125A | 125 | 0 | [10.0, 1.82, 0.344, 0.1, 0.0467, 0.0269, 0.01] | [10.0, 2.478, 0.426, 0.1, 0.0427, 0.0211, 0.01] | 0 | [375.0, 500.0, 700.0, 925.0, 1200.0, 1500.0, 2341.0] | [750.0, 1000.0, 1500.0, 2200.0, 3000.0, 4000.0, 5765.0]
HV 160A | HV 160A | 160 | 0 | [10.0, 4.15, 1.03, 0.198, 0.1, 0.051, 0.0172, 0.01] | [10.0, 2.3, 0.734, 0.274, 0.1, 0.046, 0.0177, 0.01] | 0 | [480.0, 550.0, 700.0, 1000.0, 1260.0, 1600.0, 2500.0, 3227.0] | [960.0, 1300.0, 1700.0, 2200.0, 2996.0, 4000.0, 6000.0, 7946.0]
HV 16A | HV 16A | 16 | 0 | [10.0, 0.352, 0.164, 0.1, 0.0649, 0.0342, 0.01] | [10.0, 2.34, 0.722, 0.181, 0.1, 0.055, 0.0296, 0.01] | 0 | [48.0, 60.0, 65.0, 71.0, 80.0, 100.0, 162.0] | [96.0, 110.0, 125.0, 150.0, 168.0, 200.0, 250.0, 398.0]
HV 200A | HV 200A | 200 | 0 | [10.0, 4.267, 1.21, 0.403, 0.1, 0.058, 0.022, 0.01] | [10.0, 3.73, 1.654, 0.328, 0.1, 0.0531, 0.019, 0.01] | 0 | [600.0, 700.0, 900.0, 1150.0, 1665.0, 2000.0, 3000.0, 4313.0] | [1200.0, 1500.0, 1800.0, 2700.0, 3960.0, 5000.0, 7500.0, 10620.0]
HV 20A | HV 20A | 20 | 0 | [10.0, 1.3, 0.3, 0.155, 0.1, 0.0555, 0.023, 0.01] | [10.0, 1.3, 0.161, 0.1, 0.0611, 0.0399, 0.0141, 0.01] | 0 | [60.0, 70.0, 80.0, 87.0, 94.0, 110.0, 150.0, 216.0] | [120.0, 150.0, 200.0, 223.0, 260.0, 300.0, 450.0, 532.0]
HV 25A | HV 25A | 25 | 0 | [10.0, 2.512, 0.833, 0.299, 0.1, 0.0372, 0.0223, 0.01] | [10.0, 3.125, 0.597, 0.198, 0.1, 0.0378, 0.022, 0.01] | 0 | [75.0, 82.0, 90.0, 100.0, 124.0, 170.0, 200.0, 289.0] | [150.0, 170.0, 210.0, 250.0, 294.0, 400.0, 500.0, 711.0]
HV 31.5A | HV 31.5A | 31.5 | 0 | [10.0, 2.34, 0.722, 0.181, 0.1, 0.055, 0.0296, 0.01] | [10.0, 2.84, 0.368, 0.164, 0.1, 0.0621, 0.0378, 0.0195, 0.01] | 0 | [95.0, 110.0, 125.0, 150.0, 165.0, 200.0, 250.0, 390.0] | [189.0, 220.0, 300.0, 350.0, 393.0, 450.0, 530.0, 700.0, 960.0]
HV 40A | HV 40A | 40 | 0 | [10.0, 1.3, 0.161, 0.1, 0.0611, 0.0399, 0.0141, 0.01] | [10.0, 2.05, 0.369, 0.198, 0.1, 0.051, 0.0298, 0.01] | 0 | [120.0, 150.0, 200.0, 223.0, 260.0, 300.0, 450.0, 532.0] | [240.0, 300.0, 400.0, 450.0, 530.0, 650.0, 800.0, 1311.0]
HV 50A | HV 50A | 50 | 0 | [10.0, 3.215, 0.597, 0.198, 0.1, 0.0378, 0.022, 0.01] | [10.0, 3.64, 0.854, 0.281, 0.1, 0.0531, 0.022, 0.01] | 0 | [150.0, 170.0, 210.0, 250.0, 294.0, 400.0, 500.0, 711.0] | [300.0, 350.0, 450.0, 550.0, 700.0, 850.0, 1200.0, 1752.0]
HV 6.3A | HV 6.3A | 6.3 | 0 | [10.0, 1.39, 0.344, 0.168, 0.1, 0.056, 0.0263, 0.01] | [10.0, 1.711, 0.516, 0.198, 0.1, 0.0634, 0.0303, 0.01] | 0 | [19.0, 19.5, 20.4, 20.8, 22.0, 25.0, 32.0, 48.0] | [38.0, 40.0, 43.0, 48.0, 53.0, 60.0, 75.0, 118.0]
HV 63A | HV 63A | 63 | 0 | [10.0, 2.84, 0.368, 0.164, 0.1, 0.0621, 0.0378, 0.0195, 0.01] | [10.0, 1.82, 0.344, 0.1, 0.0467, 0.0269, 0.01] | 0 | [189.0, 220.0, 300.0, 350.0, 393.0, 450.0, 530.0, 700.0, 961.0] | [378.0, 500.0, 700.0, 934.0, 1200.0, 1500.0, 2366.0]
HV 80A | HV 80A | 80 | 0 | [10.0, 2.05, 0.369, 0.198, 0.1, 0.051, 0.0298, 0.01] | [10.0, 4.15, 1.03, 0.198, 0.1, 0.051, 0.0172, 0.01] | 0 | [240.0, 300.0, 400.0, 450.0, 530.0, 650.0, 800.0, 1311.0] | [480.0, 550.0, 700.0, 1000.0, 1260.0, 1600.0, 2500.0, 3227.0]
Siemens NH-1-100 | Siemens NH-1-100 | 100 | [5400.0, 2000.0, 400.0, 20.0, 1.0, 0.2, 0.012, 0.004] | 0 | 0 | [150.0, 190.0, 250.0, 430.0, 900.0, 1250.0, 2700.0, 3600.0] | 0 | 0
Siemens NH-1-125 | Siemens NH-1-125 | 125 | [4800.0, 120.0, 7.0, 0.1, 0.004] | 0 | 0 | [180.0, 400.0, 740.0, 2000.0, 4250.0] | 0 | 0
Siemens NH-1-16 | Siemens NH-1-16 | 16 | [4000.0, 400.0, 2.0, 0.1, 0.04, 0.01] | 0 | 0 | [26.0, 35.0, 75.0, 150.0, 200.0, 300.0] | 0 | 0
Siemens NH-1-160 | Siemens NH-1-160 | 160 | [4800.0, 120.0, 7.0, 0.1, 0.004] | 0 | 0 | [210.0, 500.0, 900.0, 2300.0, 5000.0] | 0 | 0
Siemens NH-1-25 | Siemens NH-1-25 | 25 | [4000.0, 1000.0, 10.0, 0.2, 0.02, 0.01] | 0 | 0 | [40.0, 50.0, 100.0, 210.0, 400.0, 500.0] | 0 | 0
Siemens NH-1-50 | Siemens NH-1-50 | 50 | [4000.0, 40.0, 4.0, 1.0, 0.02, 0.01] | 0 | 0 | [86.0, 200.0, 300.0, 400.0, 1000.0, 1280.0] | 0 | 0
Siemens NH-1-63 | Siemens NH-1-63 | 63 | [4000.0, 100.0, 10.0, 2.0, 0.04, 0.01] | 0 | 0 | [100.0, 200.0, 300.0, 400.0, 1000.0, 1500.0] | 0 | 0
Siemens NH-1-80 | Siemens NH-1-80 | 80 | [4800.0, 120.0, 7.0, 0.1, 0.01] | 0 | 0 | [150.58, 250.0, 450.0, 1150.0, 2470.0] | 0 | 0
Siemens NH-2-1000 | Siemens NH-2-1000 | 1000 | [4800.0, 120.0, 7.0, 0.1, 0.004] | 0 | 0 | [1900.0, 3500.0, 8400.0, 24000.0, 52000.0] | 0 | 0
Siemens NH-2-200 | Siemens NH-2-200 | 200 | [4800.0, 120.0, 7.0, 0.1, 0.004] | 0 | 0 | [280.0, 650.0, 1200.0, 3000.0, 7000.0] | 0 | 0
Siemens NH-2-224 | Siemens NH-2-224 | 224 | [4800.0, 120.0, 7.0, 0.2, 0.04, 0.004] | 0 | 0 | [400.0, 750.0, 1453.0, 3025.0, 4315.0, 7600.0] | 0 | 0
Siemens NH-2-250 | Siemens NH-2-250 | 250 | [4800.0, 120.0, 7.0, 0.1, 0.004] | 0 | 0 | [450.0, 800.0, 1650.0, 4000.0, 8500.0] | 0 | 0
Siemens NH-2-315 | Siemens NH-2-315 | 315 | [4800.0, 120.0, 7.0, 0.1, 0.004] | 0 | 0 | [550.0, 920.0, 1900.0, 5000.0, 11000.0] | 0 | 0
Siemens NH-2-355 | Siemens NH-2-355 | 355 | [4800.0, 120.0, 6.0, 0.1, 0.004] | 0 | 0 | [650.0, 1116.27, 2350.0, 5840.0, 12790.0] | 0 | 0
Siemens NH-2-400 | Siemens NH-2-400 | 400 | [4800.0, 120.0, 7.0, 0.1, 0.004] | 0 | 0 | [720.0, 1350.0, 2800.0, 6500.0, 15000.0] | 0 | 0
Siemens NH-2-425 | Siemens NH-2-425 | 425 | [4800.0, 120.0, 7.0, 0.1, 0.004] | 0 | 0 | [850.0, 1500.0, 3050.0, 7500.0, 16500.0] | 0 | 0
Siemens NH-2-630 | Siemens NH-2-630 | 630 | [4800.0, 120.0, 7.0, 0.1, 0.004] | 0 | 0 | [1200.0, 2000.0, 4800.0, 12000.0, 26000.0] | 0 | 0

## res_bus
| vm_pu | va_degree | p_mw | q_mvar
0 | 0.97001 | -0.57863 | 0.012924 | 0.003239
1 | 0.97017 | -0.57543 | 0 | 0
2 | 0.97065 | -0.56586 | 0 | 0
3 | 0.97365 | -0.50684 | 0.0039968 | 0.0010017
4 | 0.97375 | -0.50487 | 0 | 0
5 | 0.97037 | -0.57141 | 0.004747 | 0.0011897
6 | 0.97084 | -0.56214 | 0.0083423 | 0.0020908
7 | 0.97397 | -0.50061 | 0.0015006 | 0.00037608
8 | 0.97399 | -0.50021 | 0 | 0
9 | 0.97385 | -0.50287 | 0 | 0
10 | 0.97034 | -0.57195 | 0.004559 | 0.0011426
11 | 0.97105 | -0.55789 | 0.0044325 | 0.0011109
12 | 0.97048 | -0.56941 | 0.0039469 | 0.0009892
13 | 0.97028 | -0.57342 | 0.0078 | 0.0019549
14 | 0.97114 | -0.5563 | 0.0030325 | 0.00076002
15 | 0.97174 | -0.5446 | 0 | 0
16 | 0.97181 | -0.54317 | 0 | 0
17 | 0.9707 | -0.56511 | 0 | 0
18 | 0.97082 | -0.56286 | 0 | 0
19 | 0.97061 | -0.5669 | 0.0058396 | 0.0014635
20 | 0.97178 | -0.54378 | 0.0020757 | 0.00052022
21 | 0.97228 | -0.53386 | 0.0029543 | 0.00074042
22 | 0.97373 | -0.50529 | 0.0048802 | 0.0012231
23 | 0.97416 | -0.49689 | 0 | 0
24 | 0.97438 | -0.49253 | 0.0026794 | 0.00067151
25 | 0.97754 | -0.43048 | 0.0086216 | 0.0021608
26 | 0.97788 | -0.4237 | 0.0074625 | 0.0018703
27 | 0.97716 | -0.43794 | 0.01147 | 0.0028747
28 | 0.97839 | -0.41386 | 0 | 0
29 | 0.97884 | -0.40488 | 0 | 0
30 | 0.97791 | -0.42321 | 0 | 0
31 | 0.9777 | -0.42736 | 0.0055101 | 0.001381
32 | 0.98006 | -0.38106 | 0 | 0
33 | 0.97849 | -0.41176 | 0.0040531 | 0.0010158
34 | 0.97766 | -0.42816 | 0.0050868 | 0.0012749
35 | 0.97273 | -0.52503 | 0 | 0
36 | 0.98603 | -0.26536 | 0 | 0
37 | 0.98507 | -0.28379 | 0.0053617 | 0.0013438
38 | 0.98667 | -0.25306 | 0 | 0
39 | 0.98455 | -0.29395 | 0 | 0
40 | 0.98328 | -0.31847 | 0.0023439 | 0.00058744
41 | 0.98368 | -0.31072 | 0 | 0
42 | 0.99046 | -0.18029 | 0.0047029 | 0.0011787
43 | 0.97349 | -0.51015 | 0.0040635 | 0.0010184
44 | 0.98287 | -0.32649 | 0.0062118 | 0.0015568
45 | 0.98205 | -0.3423 | 0.0064808 | 0.0016242
46 | 0.98392 | -0.30606 | 0 | 0
47 | 0.98151 | -0.35292 | 0 | 0
48 | 0.97987 | -0.38468 | 0 | 0
49 | 0.97935 | -0.39495 | 0 | 0
50 | 0.97909 | -0.39997 | 0.015962 | 0.0040004
51 | 0.97102 | -0.55854 | 0 | 0
52 | 0.97129 | -0.55325 | 0 | 0
53 | 0.97066 | -0.56564 | 0.009854 | 0.0024696
54 | 0.97896 | -0.40251 | 0.011787 | 0.0029542
55 | 0.98442 | -0.29635 | 0 | 0
56 | 0.97338 | -0.51216 | 0.0034227 | 0.00085781
57 | 1 | 0 | -0.55259 | -0.14276
58 | 0.99678 | -0.060567 | 0.0044095 | 0.0011051
59 | 0.97454 | -0.48941 | 0.0043805 | 0.0010978
60 | 0.97694 | -0.4422 | 0.0053732 | 0.0013466
61 | 0.97429 | -0.49426 | 0.0067028 | 0.0016799
62 | 0.97411 | -0.49791 | 0.011506 | 0.0028836
63 | 0.97465 | -0.48723 | 0 | 0
64 | 0.97577 | -0.46512 | 0.0047025 | 0.0011786
65 | 0.97448 | -0.49059 | 0.0027705 | 0.00069436
66 | 0.97316 | -0.51644 | 0.012829 | 0.0032153
67 | 0.97673 | -0.44638 | 0.0062778 | 0.0015734
68 | 0.97422 | -0.49568 | 0.0055882 | 0.0014005
69 | 0.97427 | -0.4946 | 0.0049878 | 0.0012501
70 | 0.97394 | -0.50124 | 0 | 0
71 | 0.97799 | -0.42154 | 0.005149 | 0.0012905
72 | 0.97794 | -0.42262 | 0.0040934 | 0.0010259
73 | 0.97802 | -0.42096 | 0.0057039 | 0.0014295
74 | 0.97675 | -0.44579 | 0.0042627 | 0.0010683
75 | 0.97836 | -0.41439 | 0.0036334 | 0.00091062
76 | 0.97643 | -0.45221 | 0.0053714 | 0.0013462
77 | 0.97633 | -0.45405 | 0.0043126 | 0.0010809
78 | 0.97231 | -0.53328 | 0 | 0
79 | 0.97207 | -0.53814 | 0.0040092 | 0.0010048
80 | 0.9742 | -0.49577 | 0 | 0
81 | 0.97364 | -0.50684 | 0 | 0
82 | 0.97447 | -0.49043 | 0.0034613 | 0.00086749
83 | 0.97339 | -0.51184 | 0.0021513 | 0.00053918
84 | 0.9736 | -0.50765 | 0.0087965 | 0.0022046
85 | 0.97507 | -0.47877 | 0.0023216 | 0.00058184
86 | 0.97097 | -0.55986 | 0 | 0
87 | 0.9708 | -0.5633 | 0.0010542 | 0.00026421
88 | 0.97142 | -0.55095 | 0 | 0
89 | 0.97095 | -0.56016 | 0.0015314 | 0.00038381
90 | 0.97079 | -0.56333 | 0.001204 | 0.00030176
91 | 0.97461 | -0.48794 | 0.011498 | 0.0028816
92 | 0.97556 | -0.46919 | 0 | 0
93 | 0.97487 | -0.48275 | 0.0040922 | 0.0010256
94 | 0.975 | -0.48014 | 0.0056552 | 0.0014173
95 | 0.97631 | -0.45441 | 0.0022173 | 0.0005557
96 | 0.97452 | -0.48961 | 0.0083497 | 0.0020926
97 | 0.97791 | -0.42309 | 0 | 0
98 | 0.97416 | -0.49675 | 0 | 0
99 | 0.97911 | -0.39963 | 0.0068416 | 0.0017147
100 | 0.97766 | -0.42807 | 0.0020376 | 0.00051067
101 | 0.97324 | -0.51485 | 0.013646 | 0.0034201
102 | 0.98033 | -0.37592 | 0 | 0
103 | 0.97755 | -0.43021 | 0.010776 | 0.0027007
104 | 0.97302 | -0.51921 | 0 | 0
105 | 0.98072 | -0.36825 | 0.003821 | 0.00095763
106 | 0.99345 | -0.12353 | 0.0035618 | 0.00089268
107 | 0.98269 | -0.32992 | 0.0019214 | 0.00048156
108 | 0.98283 | -0.32722 | 0.0034144 | 0.00085572
109 | 0.98158 | -0.35154 | 0.0017241 | 0.00043209
110 | 0.98103 | -0.36215 | 0.0032948 | 0.00082577
111 | 0.98173 | -0.34869 | 0 | 0
112 | 0.97841 | -0.41325 | 0 | 0
113 | 0.97781 | -0.42505 | 0 | 0
114 | 0.97727 | -0.43551 | 0 | 0
115 | 0.97126 | -0.55387 | 0 | 0
116 | 0.97138 | -0.55153 | 0.0023548 | 0.00059017
117 | 0.9727 | -0.52563 | 0.0015593 | 0.00039079
118 | 0.97269 | -0.52582 | 0.0016862 | 0.00042259
119 | 0.97245 | -0.53057 | 0 | 0
120 | 0.97257 | -0.5281 | 0.010618 | 0.002661
121 | 0.9722 | -0.53546 | 0.0077246 | 0.001936
122 | 0.97243 | -0.53079 | 0.0064247 | 0.0016102
123 | 0.97215 | -0.53641 | 0.0017702 | 0.00044365
124 | 0.97187 | -0.54202 | 0.0021794 | 0.00054621
125 | 0.98121 | -0.35874 | 0.0069511 | 0.0017421
126 | 0.98141 | -0.3548 | 0.0035402 | 0.00088727
127 | 0.97324 | -0.51468 | 0 | 0
128 | 0.97178 | -0.54343 | 0.0065743 | 0.0016477
129 | 0.97306 | -0.5183 | 0.0031718 | 0.00079494
130 | 0.97316 | -0.51626 | 0.0023179 | 0.00058093
131 | 0.97295 | -0.52042 | 0.0072187 | 0.0018092
132 | 0.97295 | -0.52039 | 0.0023542 | 0.00059003
133 | 0.9822 | -0.33943 | 0 | 0
134 | 0.97774 | -0.42639 | 0.021736 | 0.0054476
135 | 0.97664 | -0.4479 | 0 | 0
136 | 0.97658 | -0.44921 | 0.0089698 | 0.002248
137 | 0.9761 | -0.45854 | 0 | 0
138 | 0.97659 | -0.44889 | 0.011944 | 0.0029933
139 | 0.97594 | -0.46181 | 0.015172 | 0.0038024
140 | 0.97123 | -0.55437 | 0.0023544 | 0.00059006
141 | 0.97147 | -0.54974 | 0.0023216 | 0.00058184
142 | 0.97616 | -0.45731 | 0 | 0
143 | 0.9722 | -0.53524 | 0.0047768 | 0.0011972
144 | 0.9725 | -0.5294 | 0.0023552 | 0.00059028
145 | 0.97187 | -0.54172 | 0.0023211 | 0.00058172
146 | 0.9718 | -0.54314 | 0.0047447 | 0.0011891
147 | 0.97543 | -0.47167 | 0 | 0
148 | 0.99998 | 149.9956 | 0 | 0

## res_line
| p_from_mw | q_from_mvar | p_to_mw | q_to_mvar | pl_mw | ql_mvar | i_from_ka | i_to_ka | i_ka | vm_from_pu | va_from_degree | vm_to_pu | va_to_degree | loading_percent
0 | -0.012924 | -0.003239 | 0.012926 | 0.0032401 | 1.9691e-06 | 1.0953e-06 | 0.019825 | 0.019825 | 0.019825 | 0.97001 | -0.57863 | 0.97017 | -0.57543 | 5.4465
1 | -0.012926 | -0.0032401 | 0.012932 | 0.0032434 | 5.895e-06 | 3.2787e-06 | 0.019825 | 0.019825 | 0.019825 | 0.97017 | -0.57543 | 0.97065 | -0.56586 | 5.4465
2 | 0.0093086 | 0.0023335 | -0.0093061 | -0.0023323 | 2.4621e-06 | 1.1773e-06 | 0.01427 | 0.014271 | 0.014271 | 0.97065 | -0.56586 | 0.97037 | -0.57141 | 3.9205
3 | -0.02224 | -0.0055769 | 0.022244 | 0.0055793 | 3.9424e-06 | 2.4113e-06 | 0.034096 | 0.034095 | 0.034096 | 0.97065 | -0.56586 | 0.97084 | -0.56214 | 9.3669
4 | -0.0039968 | -0.0010017 | 0.0039972 | 0.0010016 | 3.7564e-07 | -9.3537e-08 | 0.0061083 | 0.0061081 | 0.0061083 | 0.97365 | -0.50684 | 0.97375 | -0.50487 | 1.6781
5 | -0.0039972 | -0.0010016 | 0.0039976 | 0.0010015 | 3.8081e-07 | -9.4908e-08 | 0.0061081 | 0.006108 | 0.0061081 | 0.97375 | -0.50487 | 0.97385 | -0.50287 | 1.6781
6 | 0.0045591 | 0.0011426 | -0.004559 | -0.0011426 | 1.1686e-07 | -3.9688e-09 | 0.0069912 | 0.0069912 | 0.0069912 | 0.97037 | -0.57141 | 0.97034 | -0.57195 | 1.9207
7 | -0.030586 | -0.00767 | 0.030593 | 0.0076739 | 6.196e-06 | 3.8725e-06 | 0.046882 | 0.046882 | 0.046882 | 0.97084 | -0.56214 | 0.97105 | -0.55789 | 12.8796
8 | -0.0015006 | -0.00037608 | 0.0015006 | 0.00037592 | 2.8603e-08 | -1.6231e-07 | 0.0022926 | 0.0022925 | 0.0022926 | 0.97397 | -0.50061 | 0.97399 | -0.50021 | 0.62983
9 | -0.01787 | -0.0044792 | 0.017873 | 0.0044809 | 2.8274e-06 | 1.6836e-06 | 0.027302 | 0.027301 | 0.027302 | 0.97399 | -0.50021 | 0.97416 | -0.49689 | 7.5004
10 | 0.01637 | 0.0041033 | -0.016368 | -0.0041021 | 2.0743e-06 | 1.2175e-06 | 0.025009 | 0.025009 | 0.025009 | 0.97399 | -0.50021 | 0.97385 | -0.50287 | 6.8706
11 | 0.01237 | 0.0031006 | -0.012369 | -0.0030998 | 1.4259e-06 | 7.8016e-07 | 0.018901 | 0.018901 | 0.018901 | 0.97385 | -0.50287 | 0.97373 | -0.50529 | 5.1926
12 | -0.035025 | -0.0087848 | 0.035049 | 0.0088 | 2.4155e-05 | 1.5182e-05 | 0.053674 | 0.053674 | 0.053674 | 0.97105 | -0.55789 | 0.97178 | -0.54343 | 14.7456
13 | 0.0078015 | 0.0019555 | -0.0078 | -0.0019549 | 1.4921e-06 | 6.1141e-07 | 0.011962 | 0.011962 | 0.011962 | 0.97048 | -0.56941 | 0.97028 | -0.57342 | 3.2863
14 | -0.011748 | -0.0029447 | 0.011756 | 0.0029486 | 7.3404e-06 | 3.952e-06 | 0.018014 | 0.018013 | 0.018014 | 0.97048 | -0.56941 | 0.97114 | -0.5563 | 4.9488
15 | -0.014788 | -0.0037086 | 0.014797 | 0.0037134 | 8.2535e-06 | 4.7516e-06 | 0.02266 | 0.02266 | 0.02266 | 0.97114 | -0.5563 | 0.97174 | -0.5446 | 6.2252
16 | -0.014797 | -0.0037134 | 0.014798 | 0.003714 | 1.0063e-06 | 5.7926e-07 | 0.02266 | 0.02266 | 0.02266 | 0.97174 | -0.5446 | 0.97181 | -0.54317 | 6.2252
17 | 0.0020758 | 0.00052006 | -0.0020757 | -0.00052022 | 6.0743e-08 | -1.5979e-07 | 0.0031783 | 0.0031784 | 0.0031784 | 0.97181 | -0.54317 | 0.97178 | -0.54378 | 0.87318
18 | -0.016873 | -0.004234 | 0.016881 | 0.0042385 | 7.4946e-06 | 4.4254e-06 | 0.025838 | 0.025838 | 0.025838 | 0.97181 | -0.54317 | 0.97228 | -0.53386 | 7.0984
19 | -0.00584 | -0.0014636 | 0.0058407 | 0.0014638 | 6.2515e-07 | 1.4293e-07 | 0.0089524 | 0.0089523 | 0.0089524 | 0.9707 | -0.56511 | 0.97082 | -0.56286 | 2.4594
20 | 0.00584 | 0.0014636 | -0.0058396 | -0.0014635 | 4.9633e-07 | 1.1352e-07 | 0.0089524 | 0.0089524 | 0.0089524 | 0.9707 | -0.56511 | 0.97061 | -0.5669 | 2.4595
21 | -0.008099 | -0.0020296 | 0.0081001 | 0.0020301 | 1.1594e-06 | 4.9388e-07 | 0.012414 | 0.012413 | 0.012414 | 0.97082 | -0.56286 | 0.97097 | -0.55986 | 3.4103
22 | 0.0022583 | 0.00056585 | -0.0022582 | -0.00056595 | 4.668e-08 | -9.859e-08 | 0.0034613 | 0.0034614 | 0.0034614 | 0.97082 | -0.56286 | 0.9708 | -0.5633 | 0.95093
23 | -0.019835 | -0.0049789 | 0.019843 | 0.0049839 | 8.3602e-06 | 5.0504e-06 | 0.030359 | 0.030359 | 0.030359 | 0.97228 | -0.53386 | 0.97273 | -0.52503 | 8.3404
24 | 0.0074883 | 0.0018767 | -0.0074866 | -0.001876 | 1.7326e-06 | 6.7008e-07 | 0.011443 | 0.011443 | 0.011443 | 0.97373 | -0.50529 | 0.97349 | -0.51015 | 3.1438
25 | -0.017873 | -0.0044809 | 0.017877 | 0.0044831 | 3.7107e-06 | 2.2095e-06 | 0.027301 | 0.027301 | 0.027301 | 0.97416 | -0.49689 | 0.97438 | -0.49253 | 7.5004
26 | -0.020556 | -0.0051547 | 0.020559 | 0.0051565 | 3.061e-06 | 1.8558e-06 | 0.031393 | 0.031393 | 0.031393 | 0.97438 | -0.49253 | 0.97454 | -0.48941 | 8.6245
27 | -0.020096 | -0.0050376 | 0.020102 | 0.0050416 | 6.497e-06 | 3.9259e-06 | 0.030591 | 0.03059 | 0.030591 | 0.97754 | -0.43048 | 0.97788 | -0.4237 | 8.404
28 | 0.011474 | 0.0028769 | -0.01147 | -0.0028747 | 4.0807e-06 | 2.1646e-06 | 0.017467 | 0.017467 | 0.017467 | 0.97754 | -0.43048 | 0.97716 | -0.43794 | 4.7986
29 | -0.027565 | -0.0069119 | 0.027578 | 0.0069199 | 1.2929e-05 | 8.0284e-06 | 0.041946 | 0.041946 | 0.041946 | 0.97788 | -0.4237 | 0.97839 | -0.41386 | 11.5236
30 | -0.094967 | -0.02389 | 0.095008 | 0.023914 | 4.0741e-05 | 2.4439e-05 | 0.14447 | 0.14447 | 0.14447 | 0.97839 | -0.41386 | 0.97884 | -0.40488 | 7.9377
31 | 0.067389 | 0.01697 | -0.067359 | -0.016953 | 3.0104e-05 | 1.687e-05 | 0.10252 | 0.10252 | 0.10252 | 0.97839 | -0.41386 | 0.97791 | -0.42321 | 5.633
32 | -0.21019 | -0.052951 | 0.21043 | 0.053102 | 0.00023982 | 0.00015152 | 0.31962 | 0.31962 | 0.31962 | 0.97884 | -0.40488 | 0.98006 | -0.38106 | 17.5617
33 | 0.11518 | 0.029037 | -0.11514 | -0.029014 | 3.788e-05 | 2.3209e-05 | 0.17516 | 0.17516 | 0.17516 | 0.97884 | -0.40488 | 0.97849 | -0.41176 | 9.624
34 | 0.067359 | 0.016953 | -0.067346 | -0.016945 | 1.3368e-05 | 7.492e-06 | 0.10252 | 0.10252 | 0.10252 | 0.97791 | -0.42321 | 0.9777 | -0.42736 | 5.6331
35 | 0.061836 | 0.015564 | -0.061833 | -0.015563 | 2.3822e-06 | 1.2999e-06 | 0.094136 | 0.094136 | 0.094136 | 0.9777 | -0.42736 | 0.97766 | -0.42816 | 5.1723
36 | -0.21043 | -0.053102 | 0.21056 | 0.053184 | 0.00012912 | 8.1575e-05 | 0.31962 | 0.31962 | 0.31962 | 0.98006 | -0.38106 | 0.98072 | -0.36825 | 17.5617
37 | 0.11109 | 0.027998 | -0.11108 | -0.027989 | 1.3987e-05 | 8.5416e-06 | 0.16899 | 0.16899 | 0.16899 | 0.97849 | -0.41176 | 0.97836 | -0.41439 | 9.2854
38 | 0.056746 | 0.014288 | -0.056708 | -0.014265 | 3.8063e-05 | 2.3679e-05 | 0.086393 | 0.086394 | 0.086394 | 0.97766 | -0.42816 | 0.97694 | -0.4422 | 11.8673
39 | -0.019843 | -0.0049839 | 0.019852 | 0.0049888 | 8.1353e-06 | 4.9143e-06 | 0.030359 | 0.030359 | 0.030359 | 0.97273 | -0.52503 | 0.97316 | -0.51644 | 8.3404
40 | 0.21021 | 0.053476 | -0.21002 | -0.053358 | 0.00018649 | 0.00011778 | 0.31751 | 0.31751 | 0.31751 | 0.98603 | -0.26536 | 0.98507 | -0.28379 | 17.4457
41 | -0.21021 | -0.053476 | 0.21033 | 0.053555 | 0.00012467 | 7.8739e-05 | 0.31751 | 0.31751 | 0.31751 | 0.98603 | -0.26536 | 0.98667 | -0.25306 | 17.4457
42 | 0.20466 | 0.052014 | -0.20454 | -0.051936 | 0.00012377 | 7.8114e-05 | 0.30941 | 0.30941 | 0.30941 | 0.98507 | -0.28379 | 0.98442 | -0.29635 | 17.0007
43 | -0.53162 | -0.13533 | 0.53349 | 0.13653 | 0.0018724 | 0.0011959 | 0.8025 | 0.8025 | 0.8025 | 0.98667 | -0.25306 | 0.99046 | -0.18029 | 44.0935
44 | 0.32129 | 0.081779 | -0.32066 | -0.081376 | 0.00063198 | 0.00040218 | 0.48499 | 0.48499 | 0.48499 | 0.98667 | -0.25306 | 0.98455 | -0.29395 | 26.6479
45 | 0.22445 | 0.056967 | -0.22419 | -0.056799 | 0.00026445 | 0.00016731 | 0.33948 | 0.33949 | 0.33949 | 0.98455 | -0.29395 | 0.98328 | -0.31847 | 18.653
46 | 0.096204 | 0.02441 | -0.096127 | -0.024363 | 7.7556e-05 | 4.6533e-05 | 0.14551 | 0.14551 | 0.14551 | 0.98455 | -0.29395 | 0.98368 | -0.31072 | 7.995
47 | 0.22184 | 0.056212 | -0.22172 | -0.056135 | 0.00012201 | 7.7171e-05 | 0.33594 | 0.33594 | 0.33594 | 0.98328 | -0.31847 | 0.98269 | -0.32992 | 18.4582
48 | 0.096127 | 0.024363 | -0.09605 | -0.024317 | 7.6147e-05 | 4.5693e-05 | 0.14551 | 0.14551 | 0.14551 | 0.98368 | -0.31072 | 0.98283 | -0.32722 | 7.995
49 | -0.5382 | -0.13771 | 0.53968 | 0.13866 | 0.0014832 | 0.00094731 | 0.80957 | 0.80957 | 0.80957 | 0.99046 | -0.18029 | 0.99345 | -0.12353 | 44.4817
50 | 0.003423 | 0.00085762 | -0.0034227 | -0.00085781 | 3.2776e-07 | -1.8713e-07 | 0.0052321 | 0.0052323 | 0.0052323 | 0.97349 | -0.51015 | 0.97338 | -0.51216 | 1.4374
51 | 0.19803 | 0.050193 | -0.19788 | -0.050098 | 0.00015032 | 9.4796e-05 | 0.30001 | 0.30001 | 0.30001 | 0.98287 | -0.32649 | 0.98205 | -0.3423 | 16.4841
52 | -0.20424 | -0.051749 | 0.20444 | 0.051876 | 0.00020068 | 0.00012666 | 0.30941 | 0.30941 | 0.30941 | 0.98287 | -0.32649 | 0.98392 | -0.30606 | 17.0008
53 | 0.1914 | 0.048473 | -0.1913 | -0.048412 | 9.7523e-05 | 6.1439e-05 | 0.29019 | 0.29019 | 0.29019 | 0.98205 | -0.3423 | 0.98151 | -0.35292 | 15.9445
54 | -0.20444 | -0.051876 | 0.20454 | 0.051936 | 9.5497e-05 | 6.0273e-05 | 0.30941 | 0.30941 | 0.30941 | 0.98392 | -0.30606 | 0.98442 | -0.29635 | 17.0007
55 | 0.1913 | 0.048412 | -0.19101 | -0.048229 | 0.00029113 | 0.00018341 | 0.29019 | 0.29019 | 0.29019 | 0.98151 | -0.35292 | 0.97987 | -0.38468 | 15.9446
56 | 0.17504 | 0.044221 | -0.17489 | -0.044128 | 0.00014947 | 9.3885e-05 | 0.26593 | 0.26593 | 0.26593 | 0.97987 | -0.38468 | 0.97896 | -0.40251 | 14.6118
57 | 0.015973 | 0.0040071 | -0.015965 | -0.0040026 | 7.8228e-06 | 4.5603e-06 | 0.024258 | 0.024258 | 0.024258 | 0.97987 | -0.38468 | 0.97935 | -0.39495 | 6.6644
58 | 0.015965 | 0.0040026 | -0.015962 | -0.0040004 | 3.8166e-06 | 2.225e-06 | 0.024258 | 0.024258 | 0.024258 | 0.97935 | -0.39495 | 0.97909 | -0.39997 | 6.6644
59 | -0.0098573 | -0.0024713 | 0.0098598 | 0.0024725 | 2.4853e-06 | 1.2312e-06 | 0.015106 | 0.015106 | 0.015106 | 0.97102 | -0.55854 | 0.97129 | -0.55325 | 4.15
60 | 0.0098573 | 0.0024713 | -0.009854 | -0.0024696 | 3.3326e-06 | 1.6513e-06 | 0.015106 | 0.015106 | 0.015106 | 0.97102 | -0.55854 | 0.97066 | -0.56564 | 4.15
61 | 0.0023545 | 0.00058982 | -0.0023544 | -0.00058995 | 6.8857e-08 | -1.306e-07 | 0.003607 | 0.003607 | 0.003607 | 0.97129 | -0.55325 | 0.97126 | -0.55387 | 0.99095
62 | -0.012214 | -0.0030623 | 0.012215 | 0.0030629 | 1.0038e-06 | 5.478e-07 | 0.018713 | 0.018713 | 0.018713 | 0.97129 | -0.55325 | 0.97138 | -0.55153 | 5.1409
63 | 0.1631 | 0.041173 | -0.16302 | -0.041121 | 8.3913e-05 | 5.2562e-05 | 0.24802 | 0.24802 | 0.24802 | 0.97896 | -0.40251 | 0.97841 | -0.41325 | 13.6274
64 | 0.55094 | 0.14276 | -0.54932 | -0.14172 | 0.0016265 | 0.0010388 | 0.82148 | 0.82148 | 0.82148 | 1 | 0 | 0.99678 | -0.060567 | 45.1364
65 | 0.54491 | 0.14061 | -0.54324 | -0.13955 | 0.0016666 | 0.0010645 | 0.8149 | 0.8149 | 0.8149 | 0.99678 | -0.060567 | 0.99345 | -0.12353 | 44.7747
66 | -0.02494 | -0.0062544 | 0.024948 | 0.0062592 | 7.914e-06 | 4.8836e-06 | 0.038082 | 0.038082 | 0.038082 | 0.97454 | -0.48941 | 0.97487 | -0.48275 | 10.462
67 | 0.051335 | 0.012918 | -0.051325 | -0.012911 | 1.0232e-05 | 6.4928e-06 | 0.07821 | 0.07821 | 0.07821 | 0.97694 | -0.4422 | 0.97673 | -0.44638 | 21.4861
68 | 0.011508 | 0.0028846 | -0.011506 | -0.0028836 | 1.9994e-06 | 1.0647e-06 | 0.017576 | 0.017576 | 0.017576 | 0.97429 | -0.49426 | 0.97411 | -0.49791 | 4.8285
69 | -0.01821 | -0.0045645 | 0.018217 | 0.0045682 | 6.1008e-06 | 3.6425e-06 | 0.027813 | 0.027812 | 0.027813 | 0.97429 | -0.49426 | 0.97465 | -0.48723 | 7.6408
70 | -0.040262 | -0.010107 | 0.040304 | 0.010134 | 4.2519e-05 | 2.6838e-05 | 0.061475 | 0.061475 | 0.061475 | 0.97465 | -0.48723 | 0.97577 | -0.46512 | 16.8886
71 | 0.022045 | 0.005539 | -0.022042 | -0.0055368 | 3.5349e-06 | 2.1587e-06 | 0.033662 | 0.033662 | 0.033662 | 0.97465 | -0.48723 | 0.97448 | -0.49059 | 9.2479
72 | -0.045007 | -0.011313 | 0.045047 | 0.011338 | 4.0313e-05 | 2.5515e-05 | 0.068646 | 0.068646 | 0.068646 | 0.97577 | -0.46512 | 0.97673 | -0.44638 | 18.8587
73 | 0.019271 | 0.0048425 | -0.019267 | -0.0048397 | 4.6738e-06 | 2.812e-06 | 0.029432 | 0.029432 | 0.029432 | 0.97448 | -0.49059 | 0.97422 | -0.49568 | 8.0856
74 | -0.032681 | -0.0082041 | 0.032715 | 0.0082255 | 3.4088e-05 | 2.1363e-05 | 0.049975 | 0.049975 | 0.049975 | 0.97316 | -0.51644 | 0.97427 | -0.4946 | 13.7295
75 | 0.013678 | 0.0034391 | -0.013675 | -0.0034371 | 3.6318e-06 | 2.0483e-06 | 0.020896 | 0.020896 | 0.020896 | 0.97422 | -0.49568 | 0.97394 | -0.50124 | 5.7408
76 | -0.037703 | -0.0094755 | 0.037715 | 0.0094831 | 1.1975e-05 | 7.5442e-06 | 0.057593 | 0.057593 | 0.057593 | 0.97427 | -0.4946 | 0.97461 | -0.48794 | 15.8223
77 | 0.013675 | 0.0034371 | -0.013654 | -0.0034253 | 2.0886e-05 | 1.1783e-05 | 0.020896 | 0.020897 | 0.020897 | 0.97394 | -0.50124 | 0.97231 | -0.53328 | 5.7409
78 | 0.096554 | 0.024336 | -0.096549 | -0.024333 | 4.9556e-06 | 2.9796e-06 | 0.14696 | 0.14696 | 0.14696 | 0.97799 | -0.42154 | 0.97794 | -0.42262 | 8.0745
79 | -0.1017 | -0.025627 | 0.10171 | 0.025629 | 2.8389e-06 | 1.7178e-06 | 0.15479 | 0.15479 | 0.15479 | 0.97799 | -0.42154 | 0.97802 | -0.42096 | 8.505
80 | 0.092455 | 0.023307 | -0.092353 | -0.023243 | 0.00010243 | 6.4861e-05 | 0.14073 | 0.14073 | 0.14073 | 0.97794 | -0.42262 | 0.97675 | -0.44579 | 19.3307
81 | -0.10741 | -0.027058 | 0.10744 | 0.027079 | 3.3759e-05 | 2.0549e-05 | 0.16347 | 0.16347 | 0.16347 | 0.97802 | -0.42096 | 0.97836 | -0.41439 | 8.9818
82 | 0.08809 | 0.022174 | -0.088063 | -0.022157 | 2.6992e-05 | 1.7225e-05 | 0.13423 | 0.13423 | 0.13423 | 0.97675 | -0.44579 | 0.97643 | -0.45221 | 36.8774
83 | 0.082692 | 0.020811 | -0.082684 | -0.020806 | 7.2967e-06 | 4.6546e-06 | 0.12605 | 0.12605 | 0.12605 | 0.97643 | -0.45221 | 0.97633 | -0.45405 | 34.6286
84 | 0.078372 | 0.019725 | -0.078315 | -0.019689 | 5.664e-05 | 3.6117e-05 | 0.11948 | 0.11948 | 0.11948 | 0.97633 | -0.45405 | 0.97556 | -0.46919 | 32.8229
85 | 0.013654 | 0.0034253 | -0.013651 | -0.0034235 | 3.1678e-06 | 1.7875e-06 | 0.020897 | 0.020897 | 0.020897 | 0.97231 | -0.53328 | 0.97207 | -0.53814 | 5.741
86 | 0.0096415 | 0.0024187 | -0.0096357 | -0.0024158 | 5.8831e-06 | 2.8731e-06 | 0.01476 | 0.01476 | 0.01476 | 0.97207 | -0.53814 | 0.97142 | -0.55095 | 4.055
87 | 0.098916 | 0.024877 | -0.098863 | -0.024845 | 5.2248e-05 | 3.1541e-05 | 0.15112 | 0.15112 | 0.15112 | 0.9742 | -0.49577 | 0.97364 | -0.50684 | 8.3032
88 | -0.098916 | -0.024877 | 0.098941 | 0.024892 | 2.5235e-05 | 1.5233e-05 | 0.15112 | 0.15112 | 0.15112 | 0.9742 | -0.49577 | 0.97447 | -0.49043 | 8.3031
89 | 0.037973 | 0.0095403 | -0.037964 | -0.0095349 | 9.0606e-06 | 5.4421e-06 | 0.058043 | 0.058043 | 0.058043 | 0.97364 | -0.50684 | 0.97339 | -0.51184 | 7.9729
90 | 0.06089 | 0.015305 | -0.060888 | -0.015303 | 2.377e-06 | 1.2938e-06 | 0.093075 | 0.093075 | 0.093075 | 0.97364 | -0.50684 | 0.9736 | -0.50765 | 5.114
91 | -0.1024 | -0.025759 | 0.10246 | 0.025794 | 5.7106e-05 | 3.4608e-05 | 0.1564 | 0.1564 | 0.1564 | 0.97447 | -0.49043 | 0.97507 | -0.47877 | 8.5935
92 | 0.035813 | 0.0089957 | -0.035805 | -0.008991 | 7.5573e-06 | 4.7531e-06 | 0.054754 | 0.054754 | 0.054754 | 0.97339 | -0.51184 | 0.97316 | -0.51626 | 15.0424
93 | 0.052091 | 0.013099 | -0.052074 | -0.013089 | 1.7462e-05 | 9.7153e-06 | 0.07963 | 0.079631 | 0.079631 | 0.9736 | -0.50765 | 0.97324 | -0.51468 | 5.4692
94 | -0.10478 | -0.026376 | 0.10482 | 0.026397 | 3.5561e-05 | 2.1602e-05 | 0.15994 | 0.15994 | 0.15994 | 0.97507 | -0.47877 | 0.97543 | -0.47167 | 8.7881
95 | -0.0096316 | -0.0024138 | 0.0096357 | 0.0024158 | 4.0896e-06 | 1.998e-06 | 0.01476 | 0.01476 | 0.01476 | 0.97097 | -0.55986 | 0.97142 | -0.55095 | 4.0551
96 | 0.0015314 | 0.00038369 | -0.0015314 | -0.00038381 | 2.1943e-08 | -1.1735e-07 | 0.0023469 | 0.002347 | 0.002347 | 0.97097 | -0.55986 | 0.97095 | -0.56016 | 0.64477
97 | 0.001204 | 0.00030174 | -0.001204 | -0.00030176 | 1.8412e-09 | -1.6646e-08 | 0.0018455 | 0.0018455 | 0.0018455 | 0.9708 | -0.5633 | 0.97079 | -0.56333 | 0.507
98 | -0.049212 | -0.012365 | 0.049256 | 0.012393 | 4.4105e-05 | 2.7968e-05 | 0.075148 | 0.075148 | 0.075148 | 0.97461 | -0.48794 | 0.97556 | -0.46919 | 20.645
99 | 0.029059 | 0.0072966 | -0.02904 | -0.0072848 | 1.8794e-05 | 1.171e-05 | 0.044328 | 0.044328 | 0.044328 | 0.97556 | -0.46919 | 0.97487 | -0.48275 | 12.178
100 | -0.059718 | -0.015004 | 0.059791 | 0.01505 | 7.3439e-05 | 4.6707e-05 | 0.091153 | 0.091153 | 0.091153 | 0.975 | -0.48014 | 0.97631 | -0.45441 | 25.042
101 | 0.054063 | 0.013586 | -0.054038 | -0.013571 | 2.443e-05 | 1.5516e-05 | 0.082522 | 0.082522 | 0.082522 | 0.975 | -0.48014 | 0.97452 | -0.48961 | 22.6709
102 | -0.062009 | -0.015606 | 0.062102 | 0.015665 | 9.2963e-05 | 5.9149e-05 | 0.094532 | 0.094532 | 0.094532 | 0.97631 | -0.45441 | 0.97791 | -0.42309 | 25.9704
103 | 0.045689 | 0.011478 | -0.045673 | -0.011468 | 1.5568e-05 | 9.8575e-06 | 0.069773 | 0.069773 | 0.069773 | 0.97452 | -0.48961 | 0.97416 | -0.49675 | 19.1684
104 | -0.074919 | -0.018879 | 0.075003 | 0.018932 | 8.4168e-05 | 5.3651e-05 | 0.11404 | 0.11404 | 0.11404 | 0.97791 | -0.42309 | 0.97911 | -0.39963 | 31.3285
105 | 0.012817 | 0.0032136 | -0.012814 | -0.0032119 | 3.0402e-06 | 1.6784e-06 | 0.019504 | 0.019504 | 0.019504 | 0.97791 | -0.42309 | 0.97766 | -0.42807 | 5.3582
106 | 0.045673 | 0.011468 | -0.045634 | -0.011443 | 3.9407e-05 | 2.4952e-05 | 0.069773 | 0.069773 | 0.069773 | 0.97416 | -0.49675 | 0.97324 | -0.51485 | 19.1684
107 | -0.081845 | -0.020647 | 0.081938 | 0.020706 | 9.3048e-05 | 5.8743e-05 | 0.12443 | 0.12443 | 0.12443 | 0.97911 | -0.39963 | 0.98033 | -0.37592 | 17.0925
108 | 0.010777 | 0.0027012 | -0.010776 | -0.0027007 | 1.1023e-06 | 5.6847e-07 | 0.016403 | 0.016403 | 0.016403 | 0.97766 | -0.42807 | 0.97755 | -0.43021 | 4.5063
109 | 0.031987 | 0.0080232 | -0.031981 | -0.0080191 | 6.6356e-06 | 4.1549e-06 | 0.048909 | 0.048909 | 0.048909 | 0.97324 | -0.51485 | 0.97302 | -0.51921 | 13.4365
110 | -0.081938 | -0.020706 | 0.082045 | 0.020773 | 0.00010711 | 6.7618e-05 | 0.12443 | 0.12443 | 0.12443 | 0.98033 | -0.37592 | 0.98173 | -0.34869 | 17.0925
111 | 0.01705 | 0.0042757 | -0.017043 | -0.0042714 | 7.2224e-06 | 4.2707e-06 | 0.026075 | 0.026076 | 0.026076 | 0.97302 | -0.51921 | 0.97257 | -0.5281 | 7.1636
112 | 0.01493 | 0.0037434 | -0.014926 | -0.0037408 | 4.5654e-06 | 2.6319e-06 | 0.022833 | 0.022833 | 0.022833 | 0.97302 | -0.51921 | 0.9727 | -0.52563 | 6.2729
113 | -0.21438 | -0.054142 | 0.21444 | 0.054181 | 6.266e-05 | 3.9605e-05 | 0.32542 | 0.32542 | 0.32542 | 0.98072 | -0.36825 | 0.98103 | -0.36215 | 17.8802
114 | 0.2198 | 0.055653 | -0.21957 | -0.055509 | 0.00022789 | 0.00014411 | 0.33303 | 0.33303 | 0.33303 | 0.98269 | -0.32992 | 0.98158 | -0.35154 | 18.2983
115 | 0.092636 | 0.023462 | -0.092582 | -0.023429 | 5.4288e-05 | 3.2417e-05 | 0.14034 | 0.14034 | 0.14034 | 0.98283 | -0.32722 | 0.9822 | -0.33943 | 7.711
116 | 0.21785 | 0.055077 | -0.21774 | -0.055007 | 0.00011082 | 7.0069e-05 | 0.33042 | 0.33042 | 0.33042 | 0.98158 | -0.35154 | 0.98103 | -0.36215 | 18.1548
117 | -0.092541 | -0.023405 | 0.092582 | 0.023429 | 4.1119e-05 | 2.4555e-05 | 0.14034 | 0.14034 | 0.14034 | 0.98173 | -0.34869 | 0.9822 | -0.33943 | 7.7111
118 | 0.010496 | 0.0026314 | -0.010493 | -0.0026298 | 3.0578e-06 | 1.5498e-06 | 0.015909 | 0.015909 | 0.015909 | 0.98173 | -0.34869 | 0.98141 | -0.3548 | 4.3706
119 | 0.02175 | 0.0054559 | -0.021738 | -0.0054484 | 1.2228e-05 | 7.4521e-06 | 0.03308 | 0.03308 | 0.03308 | 0.97841 | -0.41325 | 0.97781 | -0.42505 | 9.0879
120 | 0.14127 | 0.035665 | -0.14112 | -0.035571 | 0.00015049 | 9.359e-05 | 0.21494 | 0.21494 | 0.21494 | 0.97841 | -0.41325 | 0.97727 | -0.43551 | 11.8098
121 | 0.021738 | 0.0054484 | -0.021736 | -0.0054476 | 1.3821e-06 | 8.4229e-07 | 0.03308 | 0.03308 | 0.03308 | 0.97781 | -0.42505 | 0.97774 | -0.42639 | 9.0879
122 | 0.11695 | 0.029506 | -0.11687 | -0.02946 | 7.4823e-05 | 4.5918e-05 | 0.17814 | 0.17814 | 0.17814 | 0.97727 | -0.43551 | 0.97659 | -0.44889 | 9.7879
123 | 0.024166 | 0.0060653 | -0.024152 | -0.0060565 | 1.4263e-05 | 8.7764e-06 | 0.0368 | 0.0368 | 0.0368 | 0.97727 | -0.43551 | 0.97664 | -0.4479 | 10.1098
124 | 0.0023544 | 0.00058995 | -0.0023544 | -0.00059006 | 5.6071e-08 | -1.0634e-07 | 0.003607 | 0.0036071 | 0.0036071 | 0.97126 | -0.55387 | 0.97123 | -0.55437 | 0.99096
125 | -0.01457 | -0.0036531 | 0.014571 | 0.0036538 | 1.2419e-06 | 7.1251e-07 | 0.02232 | 0.02232 | 0.02232 | 0.97138 | -0.55153 | 0.97147 | -0.54974 | 6.1319
126 | 0.013367 | 0.00335 | -0.013366 | -0.0033499 | 1.2165e-07 | 6.8228e-08 | 0.020448 | 0.020448 | 0.020448 | 0.9727 | -0.52563 | 0.97269 | -0.52582 | 5.6176
127 | 0.01168 | 0.0029273 | -0.011678 | -0.0029259 | 2.6473e-06 | 1.4199e-06 | 0.017869 | 0.017869 | 0.017869 | 0.97269 | -0.52582 | 0.97245 | -0.53057 | 4.909
128 | 0.011678 | 0.0029259 | -0.011675 | -0.0029244 | 2.7146e-06 | 1.4561e-06 | 0.017869 | 0.017869 | 0.017869 | 0.97245 | -0.53057 | 0.9722 | -0.53546 | 4.909
129 | 0.0064255 | 0.0016104 | -0.0064247 | -0.0016102 | 8.2273e-07 | 2.4489e-07 | 0.0098309 | 0.0098311 | 0.0098311 | 0.97257 | -0.5281 | 0.97243 | -0.53079 | 2.7008
130 | 0.0039503 | 0.00098845 | -0.0039502 | -0.0009885 | 1.7827e-07 | -4.7175e-08 | 0.0060457 | 0.0060457 | 0.0060457 | 0.9722 | -0.53546 | 0.97215 | -0.53641 | 1.6609
131 | 0.00218 | 0.00054485 | -0.0021794 | -0.00054621 | 5.8197e-07 | -1.3555e-06 | 0.0033362 | 0.0033368 | 0.0033368 | 0.97215 | -0.53641 | 0.97187 | -0.54202 | 0.91671
132 | -0.0069511 | -0.0017421 | 0.0069524 | 0.0017425 | 1.3044e-06 | 4.3933e-07 | 0.010541 | 0.010541 | 0.010541 | 0.98121 | -0.35874 | 0.98141 | -0.3548 | 2.896
133 | 0.041681 | 0.010484 | -0.041624 | -0.010448 | 5.7175e-05 | 3.6126e-05 | 0.06374 | 0.063741 | 0.063741 | 0.97324 | -0.51468 | 0.97178 | -0.54343 | 17.5112
134 | 0.010393 | 0.0026053 | -0.010391 | -0.0026044 | 1.7949e-06 | 9.1324e-07 | 0.01589 | 0.015891 | 0.015891 | 0.97324 | -0.51468 | 0.97306 | -0.5183 | 4.3655
135 | 0.0072194 | 0.0018094 | -0.0072187 | -0.0018092 | 7.2705e-07 | 2.6774e-07 | 0.01104 | 0.01104 | 0.01104 | 0.97306 | -0.5183 | 0.97295 | -0.52042 | 3.033
136 | 0.033487 | 0.00841 | -0.033481 | -0.0084059 | 6.5995e-06 | 4.1403e-06 | 0.05121 | 0.05121 | 0.05121 | 0.97316 | -0.51626 | 0.97295 | -0.52039 | 14.0687
137 | 0.031126 | 0.0078159 | -0.031113 | -0.0078075 | 1.3374e-05 | 8.3641e-06 | 0.047609 | 0.04761 | 0.04761 | 0.97295 | -0.52039 | 0.9725 | -0.5294 | 13.0795
138 | 0.0089703 | 0.0022483 | -0.0089698 | -0.002248 | 5.6123e-07 | 2.5893e-07 | 0.013667 | 0.013667 | 0.013667 | 0.97664 | -0.4479 | 0.97658 | -0.44921 | 3.7548
139 | 0.015182 | 0.0038082 | -0.015174 | -0.0038038 | 7.6979e-06 | 4.4469e-06 | 0.023132 | 0.023133 | 0.023133 | 0.97664 | -0.4479 | 0.9761 | -0.45854 | 6.3551
140 | 0.015174 | 0.0038038 | -0.015172 | -0.0038024 | 2.3617e-06 | 1.3644e-06 | 0.023133 | 0.023133 | 0.023133 | 0.9761 | -0.45854 | 0.97594 | -0.46181 | 6.3551
141 | 0.10493 | 0.026467 | -0.10489 | -0.026441 | 4.2299e-05 | 2.5693e-05 | 0.15994 | 0.15994 | 0.15994 | 0.97659 | -0.44889 | 0.97616 | -0.45731 | 8.7881
142 | -0.016893 | -0.0042356 | 0.016898 | 0.0042388 | 5.3119e-06 | 3.1376e-06 | 0.025876 | 0.025876 | 0.025876 | 0.97147 | -0.54974 | 0.9718 | -0.54314 | 7.1088
143 | 0.10489 | 0.026441 | -0.10482 | -0.026397 | 7.2023e-05 | 4.375e-05 | 0.15994 | 0.15994 | 0.15994 | 0.97616 | -0.45731 | 0.97543 | -0.47167 | 8.7881
144 | -0.02875 | -0.0072123 | 0.028758 | 0.0072172 | 8.0029e-06 | 4.9851e-06 | 0.044006 | 0.044006 | 0.044006 | 0.9722 | -0.53524 | 0.9725 | -0.5294 | 12.0895
145 | 0.023973 | 0.0060151 | -0.023965 | -0.0060105 | 7.409e-06 | 4.5599e-06 | 0.036695 | 0.036695 | 0.036695 | 0.9722 | -0.53524 | 0.97187 | -0.54172 | 10.0809
146 | 0.021644 | 0.0054288 | -0.021643 | -0.0054279 | 1.4661e-06 | 8.9418e-07 | 0.033141 | 0.033141 | 0.033141 | 0.97187 | -0.54172 | 0.9718 | -0.54314 | 9.1046

## res_trafo
| p_hv_mw | q_hv_mvar | p_lv_mw | q_lv_mvar | pl_mw | ql_mvar | i_hv_ka | i_lv_ka | vm_hv_pu | va_hv_degree | vm_lv_pu | va_lv_degree | loading_percent
0 | -1.2729e-15 | -1.3162e-15 | 0.00165 | 1.2699e-07 | 0.00165 | 1.2699e-07 | 5.2857e-17 | 0.0023815 | 0.99998 | 149.9956 | 1 | 0 | 0.2619

## res_ext_grid
| p_mw | q_mvar
0 | 0.55696 | 0.14385

## res_load
| p_mw | q_mvar
0 | 0.012924 | 0.003239
1 | 0.0039968 | 0.0010017
2 | 0.004747 | 0.0011897
3 | 0.0083423 | 0.0020908
4 | 0.0015006 | 0.00037608
5 | 0.004559 | 0.0011426
6 | 0.0044325 | 0.0011109
7 | 0.0039469 | 0.0009892
8 | 0.0078 | 0.0019549
9 | 0.0030325 | 0.00076002
10 | 0.0058396 | 0.0014635
11 | 0.0020757 | 0.00052022
12 | 0.0029543 | 0.00074042
13 | 0.0048802 | 0.0012231
14 | 0.0026794 | 0.00067151
15 | 0.0086216 | 0.0021608
16 | 0.0074625 | 0.0018703
17 | 0.01147 | 0.0028747
18 | 0.0055101 | 0.001381
19 | 0.0040531 | 0.0010158
20 | 0.0050868 | 0.0012749
21 | 0.0053617 | 0.0013438
22 | 0.0023439 | 0.00058744
23 | 0.0047029 | 0.0011787
24 | 0.0040635 | 0.0010184
25 | 0.0062118 | 0.0015568
26 | 0.0064808 | 0.0016242
27 | 0.015962 | 0.0040004
28 | 0.009854 | 0.0024696
29 | 0.011787 | 0.0029542
30 | 0.0034227 | 0.00085781
31 | 0.0043694 | 0.0010951
32 | 0.0044095 | 0.0011051
33 | 0.0043805 | 0.0010978
34 | 0.0053732 | 0.0013466
35 | 0.0067028 | 0.0016799
36 | 0.011506 | 0.0028836
37 | 0.0047025 | 0.0011786
38 | 0.0027705 | 0.00069436
39 | 0.012829 | 0.0032153
40 | 0.0062778 | 0.0015734
41 | 0.0055882 | 0.0014005
42 | 0.0049878 | 0.0012501
43 | 0.005149 | 0.0012905
44 | 0.0040934 | 0.0010259
45 | 0.0057039 | 0.0014295
46 | 0.0042627 | 0.0010683
47 | 0.0036334 | 0.00091062
48 | 0.0053714 | 0.0013462
49 | 0.0043126 | 0.0010809
50 | 0.0040092 | 0.0010048
51 | 0.0034613 | 0.00086749
52 | 0.0021513 | 0.00053918
53 | 0.0087965 | 0.0022046
54 | 0.0023216 | 0.00058184
55 | 0.0010542 | 0.00026421
56 | 0.0015314 | 0.00038381
57 | 0.001204 | 0.00030176
58 | 0.011498 | 0.0028816
59 | 0.0040922 | 0.0010256
60 | 0.0056552 | 0.0014173
61 | 0.0022173 | 0.0005557
62 | 0.0083497 | 0.0020926
63 | 0.0068416 | 0.0017147
64 | 0.0020376 | 0.00051067
65 | 0.013646 | 0.0034201
66 | 0.010776 | 0.0027007
67 | 0.003821 | 0.00095763
68 | 0.0035618 | 0.00089268
69 | 0.0019214 | 0.00048156
70 | 0.0034144 | 0.00085572
71 | 0.0017241 | 0.00043209
72 | 0.0032948 | 0.00082577
73 | 0.0023548 | 0.00059017
74 | 0.0015593 | 0.00039079
75 | 0.0016862 | 0.00042259
76 | 0.010618 | 0.002661
77 | 0.0077246 | 0.001936
78 | 0.0064247 | 0.0016102
79 | 0.0017702 | 0.00044365
80 | 0.0021794 | 0.00054621
81 | 0.0069511 | 0.0017421
82 | 0.0035402 | 0.00088727
83 | 0.0065743 | 0.0016477
84 | 0.0031718 | 0.00079494
85 | 0.0023179 | 0.00058093
86 | 0.0072187 | 0.0018092
87 | 0.0023542 | 0.00059003
88 | 0.021736 | 0.0054476
89 | 0.0089698 | 0.002248
90 | 0.011944 | 0.0029933
91 | 0.015172 | 0.0038024
92 | 0.0023544 | 0.00059006
93 | 0.0023216 | 0.00058184
94 | 0.0047768 | 0.0011972
95 | 0.0023552 | 0.00059028
96 | 0.0023211 | 0.00058172
97 | 0.0047447 | 0.0011891

## dtypes
| element | column | dtype
0 | bus | name | object
1 | bus | vn_kv | float64
2 | bus | type | object
3 | bus | zone | object
4 | bus | in_service | bool
5 | load | name | object
6 | load | bus | uint32
7 | load | p_mw | float64
8 | load | q_mvar | float64
9 | load | const_z_percent | float64
10 | load | const_i_percent | float64
11 | load | sn_mva | float64
12 | load | scaling | float64
13 | load | in_service | bool
14 | load | type | object
15 | ext_grid | name | object
16 | ext_grid | bus | uint32
17 | ext_grid | vm_pu | float64
18 | ext_grid | va_degree | float64
19 | ext_grid | slack_weight | float64
20 | ext_grid | in_service | bool
21 | line | name | object
22 | line | std_type | object
23 | line | from_bus | uint32
24 | line | to_bus | uint32
25 | line | length_km | float64
26 | line | r_ohm_per_km | float64
27 | line | x_ohm_per_km | float64
28 | line | c_nf_per_km | float64
29 | line | g_us_per_km | float64
30 | line | max_i_ka | float64
31 | line | df | float64
32 | line | parallel | uint32
33 | line | type | object
34 | line | in_service | bool
35 | trafo | name | object
36 | trafo | std_type | object
37 | trafo | hv_bus | uint32
38 | trafo | lv_bus | uint32
39 | trafo | sn_mva | float64
40 | trafo | vn_hv_kv | float64
41 | trafo | vn_lv_kv | float64
42 | trafo | vk_percent | float64
43 | trafo | vkr_percent | float64
44 | trafo | pfe_kw | float64
45 | trafo | i0_percent | float64
46 | trafo | shift_degree | float64
47 | trafo | tap_side | object
48 | trafo | tap_neutral | int32
49 | trafo | tap_min | int32
50 | trafo | tap_max | int32
51 | trafo | tap_step_percent | float64
52 | trafo | tap_step_degree | float64
53 | trafo | tap_pos | int32
54 | trafo | tap_phase_shifter | bool
55 | trafo | parallel | uint32
56 | trafo | df | float64
57 | trafo | in_service | bool
58 | line_geodata | coords | object
59 | bus_geodata | x | float64
60 | bus_geodata | y | float64
61 | bus_geodata | coords | object
62 | res_bus | vm_pu | float64
63 | res_bus | va_degree | float64
64 | res_bus | p_mw | float64
65 | res_bus | q_mvar | float64
66 | res_line | p_from_mw | float64
67 | res_line | q_from_mvar | float64
68 | res_line | p_to_mw | float64
69 | res_line | q_to_mvar | float64
70 | res_line | pl_mw | float64
71 | res_line | ql_mvar | float64
72 | res_line | i_from_ka | float64
73 | res_line | i_to_ka | float64
74 | res_line | i_ka | float64
75 | res_line | vm_from_pu | float64
76 | res_line | va_from_degree | float64
77 | res_line | vm_to_pu | float64
78 | res_line | va_to_degree | float64
79 | res_line | loading_percent | float64
80 | res_trafo | p_hv_mw | float64
81 | res_trafo | q_hv_mvar | float64
82 | res_trafo | p_lv_mw | float64
83 | res_trafo | q_lv_mvar | float64
84 | res_trafo | pl_mw | float64
85 | res_trafo | ql_mvar | float64
86 | res_trafo | i_hv_ka | float64
87 | res_trafo | i_lv_ka | float64
88 | res_trafo | vm_hv_pu | float64
89 | res_trafo | va_hv_degree | float64
90 | res_trafo | vm_lv_pu | float64
91 | res_trafo | va_lv_degree | float64
92 | res_trafo | loading_percent | float64
93 | res_ext_grid | p_mw | float64
94 | res_ext_grid | q_mvar | float64
95 | res_load | p_mw | float64
96 | res_load | q_mvar | float64

## parameters
| version | format_version | converged | OPF_converged | name | f_hz | sn_mva
0 | 2.14.6 | 2.14.0 | TRUE | FALSE |  | 50 | 1