## bus
| name | vn_kv | type | zone | in_service
0 | bus_LV_131-4_0_6_node_0 | 0.4 | n |  | TRUE
1 | bus_LV_131-4_0_6_node_1 | 0.4 | n |  | TRUE
2 | bus_LV_131-4_0_6_node_2 | 0.4 | n |  | TRUE
3 | bus_LV_131-4_0_6_node_3 | 0.4 | n |  | TRUE
4 | bus_LV_131-4_0_6_node_4 | 0.4 | n |  | TRUE
5 | bus_LV_131-4_0_6_node_5 | 0.4 | n |  | TRUE
6 | bus_LV_131-4_0_6_node_160 | 0.4 | n |  | TRUE
7 | bus_LV_131-4_0_6_node_6 | 0.4 | n |  | TRUE
8 | bus_LV_131-4_0_6_node_159 | 0.4 | n |  | TRUE
9 | bus_LV_131-4_0_6_node_142 | 0.4 | n |  | TRUE
10 | bus_LV_131-4_0_6_node_163 | 0.4 | n |  | TRUE
11 | bus_LV_131-4_0_6_node_161 | 0.4 | n |  | TRUE
12 | bus_LV_131-4_0_6_node_129 | 0.4 | n |  | TRUE
13 | bus_LV_131-4_0_6_node_162 | 0.4 | n |  | TRUE
14 | bus_LV_131-4_0_6_node_151 | 0.4 | n |  | TRUE
15 | bus_LV_131-4_0_6_node_158 | 0.4 | n |  | TRUE
16 | bus_LV_131-4_0_6_node_8 | 0.4 | n |  | TRUE
17 | bus_LV_131-4_0_6_node_138 | 0.4 | n |  | TRUE
18 | bus_LV_131-4_0_6_node_12 | 0.4 | n |  | TRUE
19 | bus_LV_131-4_0_6_node_136 | 0.4 | n |  | TRUE
20 | bus_LV_131-4_0_6_node_9 | 0.4 | n |  | TRUE
21 | bus_LV_131-4_0_6_node_94 | 0.4 | n |  | TRUE
22 | bus_LV_131-4_0_6_node_10 | 0.4 | n |  | TRUE
23 | bus_LV_131-4_0_6_node_93 | 0.4 | n |  | TRUE
24 | bus_LV_131-4_0_6_node_11 | 0.4 | n |  | TRUE
25 | bus_LV_131-4_0_6_node_144 | 0.4 | n |  | TRUE
26 | bus_LV_131-4_0_6_node_14 | 0.4 | n |  | TRUE
27 | bus_LV_131-4_0_6_node_102 | 0.4 | n |  | TRUE
28 | bus_LV_131-4_0_6_node_106 | 0.4 | n |  | TRUE
29 | bus_LV_131-4_0_6_node_13 | 0.4 | n |  | TRUE
30 | bus_LV_131-4_0_6_node_18 | 0.4 | n |  | TRUE
31 | bus_LV_131-4_0_6_node_122 | 0.4 | n |  | TRUE
32 | bus_LV_131-4_0_6_node_95 | 0.4 | n |  | TRUE
33 | bus_LV_131-4_0_6_node_15 | 0.4 | n |  | TRUE
34 | bus_LV_131-4_0_6_node_84 | 0.4 | n |  | TRUE
35 | bus_LV_131-4_0_6_node_92 | 0.4 | n |  | TRUE
36 | bus_LV_131-4_0_6_node_17 | 0.4 | n |  | TRUE
37 | bus_LV_131-4_0_6_node_73 | 0.4 | n |  | TRUE
38 | bus_LV_131-4_0_6_node_71 | 0.4 | n |  | TRUE
39 | bus_LV_131-4_0_6_node_146 | 0.4 | n |  | TRUE
40 | bus_LV_131-4_0_6_node_49 | 0.4 | n |  | TRUE
41 | bus_LV_131-4_0_6_node_51 | 0.4 | n |  | TRUE
42 | bus_LV_131-4_0_6_node_52 | 0.4 | n |  | TRUE
43 | bus_LV_131-4_0_6_node_47 | 0.4 | n |  | TRUE
44 | bus_LV_131-4_0_6_node_99 | 0.4 | n |  | TRUE
45 | bus_LV_131-4_0_6_node_91 | 0.4 | n |  | TRUE
46 | bus_LV_131-4_0_6_node_100 | 0.4 | n |  | TRUE
47 | bus_LV_131-4_0_6_node_117 | 0.4 | n |  | TRUE
48 | bus_LV_131-4_0_6_node_130 | 0.4 | n |  | TRUE
49 | bus_LV_131-4_0_6_node_125 | 0.4 | n |  | TRUE
50 | bus_LV_131-4_0_6_node_116 | 0.4 | n |  | TRUE
51 | bus_LV_131-4_0_6_node_108 | 0.4 | n |  | TRUE
52 | bus_LV_131-4_0_6_node_114 | 0.4 | n |  | TRUE
53 | bus_LV_131-4_0_6_node_118 | 0.4 | n |  | TRUE
54 | bus_LV_131-4_0_6_node_121 | 0.4 | n |  | TRUE
55 | bus_LV_131-4_0_6_node_120 | 0.4 | n |  | TRUE
56 | bus_LV_131-4_0_6_node_119 | 0.4 | n |  | TRUE
57 | bus_LV_131-4_0_6_node_112 | 0.4 | n |  | TRUE
58 | bus_LV_131-4_0_6_node_123 | 0.4 | n |  | TRUE
59 | bus_LV_131-4_0_6_node_107 | 0.4 | n |  | TRUE
60 | bus_LV_131-4_0_6_node_89 | 0.4 | n |  | TRUE
61 | bus_LV_131-4_0_6_node_124 | 0.4 | n |  | TRUE
62 | bus_LV_131-4_0_6_node_72 | 0.4 | n |  | TRUE
63 | bus_LV_131-4_0_6_node_75 | 0.4 | n |  | TRUE
64 | bus_LV_131-4_0_6_node_70 | 0.4 | n |  | TRUE
65 | bus_LV_131-4_0_6_node_115 | 0.4 | n |  | TRUE
66 | bus_LV_131-4_0_6_node_21 | 0.4 | n |  | TRUE
67 | bus_LV_131-4_0_6_node_22 | 0.4 | n |  | TRUE
68 | bus_LV_131-4_0_6_node_23 | 0.4 | n |  | TRUE
69 | bus_LV_131-4_0_6_node_24 | 0.4 | n |  | TRUE
70 | bus_LV_131-4_0_6_node_26 | 0.4 | n |  | TRUE
71 | bus_LV_131-4_0_6_node_28 | 0.4 | n |  | TRUE
72 | bus_LV_131-4_0_6_node_29 | 0.4 | n |  | TRUE
73 | bus_LV_131-4_0_6_node_56 | 0.4 | n |  | TRUE
74 | bus_LV_131-4_0_6_node_65 | 0.4 | n |  | TRUE
75 | bus_LV_131-4_0_6_node_67 | 0.4 | n |  | TRUE
76 | bus_LV_131-4_0_6_node_66 | 0.4 | n |  | TRUE
77 | bus_LV_131-4_0_6_node_68 | 0.4 | n |  | TRUE
78 | bus_LV_131-4_0_6_node_55 | 0.4 | n |  | TRUE
79 | bus_LV_131-4_0_6_node_64 | 0.4 | n |  | TRUE
80 | bus_LV_131-4_0_6_node_30 | 0.4 | n |  | TRUE
81 | bus_LV_131-4_0_6_node_31 | 0.4 | n |  | TRUE
82 | bus_LV_131-4_0_6_node_32 | 0.4 | n |  | TRUE
83 | bus_LV_131-4_0_6_node_34 | 0.4 | n |  | TRUE
84 | bus_LV_131-4_0_6_node_33 | 0.4 | n |  | TRUE
85 | bus_LV_131-4_0_6_node_46 | 0.4 | n |  | TRUE
86 | bus_LV_131-4_0_6_node_42 | 0.4 | n |  | TRUE
87 | bus_LV_131-4_0_6_node_50 | 0.4 | n |  | TRUE
88 | bus_LV_131-4_0_6_node_77 | 0.4 | n |  | TRUE
89 | bus_LV_131-4_0_6_node_43 | 0.4 | n |  | TRUE
90 | bus_LV_131-4_0_6_node_48 | 0.4 | n |  | TRUE
91 | bus_LV_131-4_0_6_node_35 | 0.4 | n |  | TRUE
92 | bus_LV_131-4_0_6_node_36 | 0.4 | n |  | TRUE
93 | bus_LV_131-4_0_6_node_37 | 0.4 | n |  | TRUE
94 | bus_LV_131-4_0_6_node_38 | 0.4 | n |  | TRUE
95 | bus_LV_131-4_0_6_node_39 | 0.4 | n |  | TRUE
96 | bus_LV_131-4_0_6_node_40 | 0.4 | n |  | TRUE
97 | bus_LV_131-4_0_6_node_41 | 0.4 | n |  | TRUE
98 | bus_LV_131-4_0_6_node_131 | 0.4 | n |  | TRUE
99 | bus_LV_131-4_0_6_node_139 | 0.4 | n |  | TRUE
100 | bus_LV_131-4_0_6_node_59 | 0.4 | n |  | TRUE
101 | bus_LV_131-4_0_6_node_82 | 0.4 | n |  | TRUE
102 | bus_LV_131-4_0_6_node_140 | 0.4 | n |  | TRUE
103 | bus_LV_131-4_0_6_node_58 | 0.4 | n |  | TRUE
104 | bus_LV_131-4_0_6_node_44 | 0.4 | n |  | TRUE
105 | bus_LV_131-4_0_6_node_45 | 0.4 | n |  | TRUE
106 | bus_LV_131-4_0_6_node_54 | 0.4 | n |  | TRUE
107 | bus_LV_131-4_0_6_node_57 | 0.4 | n |  | TRUE
108 | bus_LV_131-4_0_6_node_76 | 0.4 | n |  | TRUE
109 | bus_LV_131-4_0_6_node_69 | 0.4 | n |  | TRUE
110 | bus_LV_131-4_0_6_node_60 | 0.4 | n |  | TRUE
111 | bus_LV_131-4_0_6_node_61 | 0.4 | n |  | TRUE
112 | bus_LV_131-4_0_6_node_62 | 0.4 | n |  | TRUE
113 | bus_LV_131-4_0_6_node_63 | 0.4 | n |  | TRUE
114 | bus_LV_131-4_0_6_node_74 | 0.4 | n |  | TRUE
115 | bus_LV_131-4_0_6_node_78 | 0.4 | n |  | TRUE
116 | bus_LV_131-4_0_6_node_79 | 0.4 | n |  | TRUE
117 | bus_LV_131-4_0_6_node_80 | 0.4 | n |  | TRUE
118 | bus_LV_131-4_0_6_node_81 | 0.4 | n |  | TRUE
119 | bus_LV_131-4_0_6_node_83 | 0.4 | n |  | TRUE
120 | bus_LV_131-4_0_6_node_85 | 0.4 | n |  | TRUE
121 | bus_LV_131-4_0_6_node_98 | 0.4 | n |  | TRUE
122 | bus_LV_131-4_0_6_node_149 | 0.4 | n |  | TRUE
123 | bus_LV_131-4_0_6_node_97 | 0.4 | n |  | TRUE
124 | bus_LV_131-4_0_6_node_86 | 0.4 | n |  | TRUE
125 | bus_LV_131-4_0_6_node_87 | 0.4 | n |  | TRUE
126 | bus_LV_131-4_0_6_node_88 | 0.4 | n |  | TRUE
127 | bus_LV_131-4_0_6_node_90 | 0.4 | n |  | TRUE
128 | bus_LV_131-4_0_6_node_96 | 0.4 | n |  | TRUE
129 | bus_LV_131-4_0_6_node_109 | 0.4 | n |  | TRUE
130 | bus_LV_131-4_0_6_node_101 | 0.4 | n |  | TRUE
131 | bus_LV_131-4_0_6_node_103 | 0.4 | n |  | TRUE
132 | bus_LV_131-4_0_6_node_104 | 0.4 | n |  | TRUE
133 | bus_LV_131-4_0_6_node_105 | 0.4 | n |  | TRUE
134 | bus_LV_131-4_0_6_node_132 | 0.4 | n |  | TRUE
135 | bus_LV_131-4_0_6_node_135 | 0.4 | n |  | TRUE
136 | bus_LV_131-4_0_6_node_133 | 0.4 | n |  | TRUE
137 | bus_LV_131-4_0_6_node_110 | 0.4 | n |  | TRUE
138 | bus_LV_131-4_0_6_node_111 | 0.4 | n |  | TRUE
139 | bus_LV_131-4_0_6_node_113 | 0.4 | n |  | TRUE
140 | bus_LV_131-4_0_6_node_148 | 0.4 | n |  | TRUE
141 | bus_LV_131-4_0_6_node_147 | 0.4 | n |  | TRUE
142 | bus_LV_131-4_0_6_node_126 | 0.4 | n |  | TRUE
143 | bus_LV_131-4_0_6_node_127 | 0.4 | n |  | TRUE
144 | bus_LV_131-4_0_6_node_128 | 0.4 | n |  | TRUE
145 | bus_LV_131-4_0_6_node_155 | 0.4 | n |  | TRUE
146 | bus_LV_131-4_0_6_node_154 | 0.4 | n |  | TRUE
147 | bus_LV_131-4_0_6_node_150 | 0.4 | n |  | TRUE
148 | bus_LV_131-4_0_6_node_134 | 0.4 | n |  | TRUE
149 | bus_LV_131-4_0_6_node_145 | 0.4 | n |  | TRUE
150 | bus_LV_131-4_0_6_node_152 | 0.4 | n |  | TRUE
151 | bus_LV_131-4_0_6_node_153 | 0.4 | n |  | TRUE
152 | bus_LV_131-4_0_6_node_156 | 0.4 | n |  | TRUE
153 | bus_LV_131-4_0_6_node_157 | 0.4 | n |  | TRUE
154 | bus_MV_360_0_node_155 | 20 | n |  | TRUE

## load
| name | bus | p_mw | q_mvar | const_z_percent | const_i_percent | sn_mva | scaling | in_service | type
0 | LV_131-4_0_6_load_0 | 0 | 0.016225 | 0.0040663 | 0 | 0 |  | 1 | TRUE | wye
1 | LV_131-4_0_6_load_1 | 1 | 0.0012252 | 0.00030706 | 0 | 0 |  | 1 | TRUE | wye
2 | LV_131-4_0_6_load_3 | 3 | 0.013234 | 0.0033168 | 0 | 0 |  | 1 | TRUE | wye
3 | LV_131-4_0_6_load_4 | 4 | 0.014375 | 0.0036027 | 0 | 0 |  | 1 | TRUE | wye
4 | LV_131-4_0_6_load_159 | 8 | 0.0017037 | 0.00042699 | 0 | 0 |  | 1 | TRUE | wye
5 | LV_131-4_0_6_load_142 | 9 | 0.0033998 | 0.00085207 | 0 | 0 |  | 1 | TRUE | wye
6 | LV_131-4_0_6_load_163 | 10 | 0.0019299 | 0.00048369 | 0 | 0 |  | 1 | TRUE | wye
7 | LV_131-4_0_6_load_161 | 11 | 0.0018574 | 0.00046551 | 0 | 0 |  | 1 | TRUE | wye
8 | LV_131-4_0_6_load_151 | 14 | 0.0017045 | 0.00042719 | 0 | 0 |  | 1 | TRUE | wye
9 | LV_131-4_0_6_load_158 | 15 | 0.0017037 | 0.00042698 | 0 | 0 |  | 1 | TRUE | wye
10 | LV_131-4_0_6_load_138 | 17 | 0.0025603 | 0.00064166 | 0 | 0 |  | 1 | TRUE | wye
11 | LV_131-4_0_6_load_136 | 19 | 0.0019152 | 0.00047998 | 0 | 0 |  | 1 | TRUE | wye
12 | LV_131-4_0_6_load_94 | 21 | 0.0032151 | 0.00080579 | 0 | 0 |  | 1 | TRUE | wye
13 | LV_131-4_0_6_load_93 | 23 | 0.0040796 | 0.0010224 | 0 | 0 |  | 1 | TRUE | wye
14 | LV_131-4_0_6_load_144 | 25 | 0.0032842 | 0.0008231 | 0 | 0 |  | 1 | TRUE | wye
15 | LV_131-4_0_6_load_102 | 27 | 0.0021063 | 0.00052788 | 0 | 0 |  | 1 | TRUE | wye
16 | LV_131-4_0_6_load_106 | 28 | 0.0021675 | 0.00054322 | 0 | 0 |  | 1 | TRUE | wye
17 | LV_131-4_0_6_load_122 | 31 | 0.019612 | 0.0049152 | 0 | 0 |  | 1 | TRUE | wye
18 | LV_131-4_0_6_load_95 | 32 | 0.0071312 | 0.0017872 | 0 | 0 |  | 1 | TRUE | wye
19 | LV_131-4_0_6_load_84 | 34 | 0.0032384 | 0.00081162 | 0 | 0 |  | 1 | TRUE | wye
20 | LV_131-4_0_6_load_92 | 35 | 0.0070114 | 0.0017572 | 0 | 0 |  | 1 | TRUE | wye
21 | LV_131-4_0_6_load_73 | 37 | 0.0060415 | 0.0015141 | 0 | 0 |  | 1 | TRUE | wye
22 | LV_131-4_0_6_load_71 | 38 | 0.0029692 | 0.00074415 | 0 | 0 |  | 1 | TRUE | wye
23 | LV_131-4_0_6_load_146 | 39 | 0.001341 | 0.00033609 | 0 | 0 |  | 1 | TRUE | wye
24 | LV_131-4_0_6_load_51 | 41 | 0.0046813 | 0.0011732 | 0 | 0 |  | 1 | TRUE | wye
25 | LV_131-4_0_6_load_52 | 42 | 0.0040352 | 0.0010113 | 0 | 0 |  | 1 | TRUE | wye
26 | LV_131-4_0_6_load_47 | 43 | 0.0086302 | 0.0021629 | 0 | 0 |  | 1 | TRUE | wye
27 | LV_131-4_0_6_load_99 | 44 | 0.0031301 | 0.00078448 | 0 | 0 |  | 1 | TRUE | wye
28 | LV_131-4_0_6_load_100 | 46 | 0.0032152 | 0.00080579 | 0 | 0 |  | 1 | TRUE | wye
29 | LV_131-4_0_6_load_130 | 48 | 0.010726 | 0.0026881 | 0 | 0 |  | 1 | TRUE | wye
30 | LV_131-4_0_6_load_125 | 49 | 0.019632 | 0.0049203 | 0 | 0 |  | 1 | TRUE | wye
31 | LV_131-4_0_6_load_114 | 52 | 0.0071332 | 0.0017878 | 0 | 0 |  | 1 | TRUE | wye
32 | LV_131-4_0_6_load_121 | 54 | 0.037553 | 0.0094116 | 0 | 0 |  | 1 | TRUE | wye
33 | LV_131-4_0_6_load_120 | 55 | 0.0047518 | 0.0011909 | 0 | 0 |  | 1 | TRUE | wye
34 | LV_131-4_0_6_load_112 | 57 | 0.019635 | 0.004921 | 0 | 0 |  | 1 | TRUE | wye
35 | LV_131-4_0_6_load_89 | 60 | 0.0032375 | 0.0008114 | 0 | 0 |  | 1 | TRUE | wye
36 | LV_131-4_0_6_load_124 | 61 | 0.019397 | 0.0048613 | 0 | 0 |  | 1 | TRUE | wye
37 | LV_131-4_0_6_load_72 | 62 | 0.0041896 | 0.00105 | 0 | 0 |  | 1 | TRUE | wye
38 | LV_131-4_0_6_load_75 | 63 | 0.0029692 | 0.00074416 | 0 | 0 |  | 1 | TRUE | wye
39 | LV_131-4_0_6_load_70 | 64 | 0.00468 | 0.0011729 | 0 | 0 |  | 1 | TRUE | wye
40 | LV_131-4_0_6_load_115 | 65 | 0.0071321 | 0.0017875 | 0 | 0 |  | 1 | TRUE | wye
41 | LV_131-4_0_6_load_21 | 66 | 0.0018498 | 0.00046362 | 0 | 0 |  | 1 | TRUE | wye
42 | LV_131-4_0_6_load_22 | 67 | 0.0022922 | 0.00057447 | 0 | 0 |  | 1 | TRUE | wye
43 | LV_131-4_0_6_load_23 | 68 | 0.0018633 | 0.00046698 | 0 | 0 |  | 1 | TRUE | wye
44 | LV_131-4_0_6_load_24 | 69 | 0.0047183 | 0.0011825 | 0 | 0 |  | 1 | TRUE | wye
45 | LV_131-4_0_6_load_28 | 71 | 0.0033562 | 0.00084113 | 0 | 0 |  | 1 | TRUE | wye
46 | LV_131-4_0_6_load_65 | 74 | 0.0035212 | 0.0008825 | 0 | 0 |  | 1 | TRUE | wye
47 | LV_131-4_0_6_load_67 | 75 | 0.0038234 | 0.00095824 | 0 | 0 |  | 1 | TRUE | wye
48 | LV_131-4_0_6_load_68 | 77 | 0.0020766 | 0.00052045 | 0 | 0 |  | 1 | TRUE | wye
49 | LV_131-4_0_6_load_55 | 78 | 0.0027676 | 0.00069363 | 0 | 0 |  | 1 | TRUE | wye
50 | LV_131-4_0_6_load_64 | 79 | 0.0031293 | 0.00078428 | 0 | 0 |  | 1 | TRUE | wye
51 | LV_131-4_0_6_load_30 | 80 | 0.0031454 | 0.00078832 | 0 | 0 |  | 1 | TRUE | wye
52 | LV_131-4_0_6_load_31 | 81 | 0.0029696 | 0.00074424 | 0 | 0 |  | 1 | TRUE | wye
53 | LV_131-4_0_6_load_32 | 82 | 0.0029698 | 0.00074431 | 0 | 0 |  | 1 | TRUE | wye
54 | LV_131-4_0_6_load_34 | 83 | 0.0029281 | 0.00073386 | 0 | 0 |  | 1 | TRUE | wye
55 | LV_131-4_0_6_load_46 | 85 | 0.0018249 | 0.00045736 | 0 | 0 |  | 1 | TRUE | wye
56 | LV_131-4_0_6_load_42 | 86 | 0.0049494 | 0.0012404 | 0 | 0 |  | 1 | TRUE | wye
57 | LV_131-4_0_6_load_50 | 87 | 0.0028957 | 0.00072572 | 0 | 0 |  | 1 | TRUE | wye
58 | LV_131-4_0_6_load_77 | 88 | 0.0016397 | 0.00041094 | 0 | 0 |  | 1 | TRUE | wye
59 | LV_131-4_0_6_load_48 | 90 | 0.0047406 | 0.0011881 | 0 | 0 |  | 1 | TRUE | wye
60 | LV_131-4_0_6_load_35 | 91 | 0.0030146 | 0.00075553 | 0 | 0 |  | 1 | TRUE | wye
61 | LV_131-4_0_6_load_36 | 92 | 0.001904 | 0.00047719 | 0 | 0 |  | 1 | TRUE | wye
62 | LV_131-4_0_6_load_38 | 94 | 0.0024125 | 0.00060463 | 0 | 0 |  | 1 | TRUE | wye
63 | LV_131-4_0_6_load_39 | 95 | 0.0016103 | 0.00040359 | 0 | 0 |  | 1 | TRUE | wye
64 | LV_131-4_0_6_load_40 | 96 | 0.0021928 | 0.00054957 | 0 | 0 |  | 1 | TRUE | wye
65 | LV_131-4_0_6_load_41 | 97 | 0.0027428 | 0.00068741 | 0 | 0 |  | 1 | TRUE | wye
66 | LV_131-4_0_6_load_131 | 98 | 0.0042203 | 0.0010577 | 0 | 0 |  | 1 | TRUE | wye
67 | LV_131-4_0_6_load_139 | 99 | 0.0022283 | 0.00055846 | 0 | 0 |  | 1 | TRUE | wye
68 | LV_131-4_0_6_load_59 | 100 | 0.0016295 | 0.0004084 | 0 | 0 |  | 1 | TRUE | wye
69 | LV_131-4_0_6_load_82 | 101 | 0.0020693 | 0.00051861 | 0 | 0 |  | 1 | TRUE | wye
70 | LV_131-4_0_6_load_140 | 102 | 0.0028256 | 0.00070816 | 0 | 0 |  | 1 | TRUE | wye
71 | LV_131-4_0_6_load_58 | 103 | 0.0010717 | 0.00026859 | 0 | 0 |  | 1 | TRUE | wye
72 | LV_131-4_0_6_load_44 | 104 | 0.0029432 | 0.00073763 | 0 | 0 |  | 1 | TRUE | wye
73 | LV_131-4_0_6_load_45 | 105 | 0.0027866 | 0.00069839 | 0 | 0 |  | 1 | TRUE | wye
74 | LV_131-4_0_6_load_54 | 106 | 0.0017426 | 0.00043673 | 0 | 0 |  | 1 | TRUE | wye
75 | LV_131-4_0_6_load_57 | 107 | 0.0013956 | 0.00034977 | 0 | 0 |  | 1 | TRUE | wye
76 | LV_131-4_0_6_load_76 | 108 | 0.0041889 | 0.0010498 | 0 | 0 |  | 1 | TRUE | wye
77 | LV_131-4_0_6_load_69 | 109 | 0.0048922 | 0.0012261 | 0 | 0 |  | 1 | TRUE | wye
78 | LV_131-4_0_6_load_60 | 110 | 0.0038949 | 0.00097615 | 0 | 0 |  | 1 | TRUE | wye
79 | LV_131-4_0_6_load_61 | 111 | 0.0030449 | 0.00076311 | 0 | 0 |  | 1 | TRUE | wye
80 | LV_131-4_0_6_load_62 | 112 | 0.0029765 | 0.00074597 | 0 | 0 |  | 1 | TRUE | wye
81 | LV_131-4_0_6_load_63 | 113 | 0.0029888 | 0.00074906 | 0 | 0 |  | 1 | TRUE | wye
82 | LV_131-4_0_6_load_74 | 114 | 0.0029689 | 0.00074409 | 0 | 0 |  | 1 | TRUE | wye
83 | LV_131-4_0_6_load_78 | 115 | 0.0030286 | 0.00075903 | 0 | 0 |  | 1 | TRUE | wye
84 | LV_131-4_0_6_load_79 | 116 | 0.0056746 | 0.0014222 | 0 | 0 |  | 1 | TRUE | wye
85 | LV_131-4_0_6_load_81 | 118 | 0.0041216 | 0.001033 | 0 | 0 |  | 1 | TRUE | wye
86 | LV_131-4_0_6_load_83 | 119 | 0.0078745 | 0.0019735 | 0 | 0 |  | 1 | TRUE | wye
87 | LV_131-4_0_6_load_85 | 120 | 0.0044926 | 0.0011259 | 0 | 0 |  | 1 | TRUE | wye
88 | LV_131-4_0_6_load_98 | 121 | 0.0054182 | 0.0013579 | 0 | 0 |  | 1 | TRUE | wye
89 | LV_131-4_0_6_load_149 | 122 | 0.0021889 | 0.0005486 | 0 | 0 |  | 1 | TRUE | wye
90 | LV_131-4_0_6_load_97 | 123 | 0.0025926 | 0.00064976 | 0 | 0 |  | 1 | TRUE | wye
91 | LV_131-4_0_6_load_86 | 124 | 0.0043656 | 0.0010941 | 0 | 0 |  | 1 | TRUE | wye
92 | LV_131-4_0_6_load_87 | 125 | 0.0034002 | 0.00085216 | 0 | 0 |  | 1 | TRUE | wye
93 | LV_131-4_0_6_load_90 | 127 | 0.0032026 | 0.00080264 | 0 | 0 |  | 1 | TRUE | wye
94 | LV_131-4_0_6_load_96 | 128 | 0.0033064 | 0.00082867 | 0 | 0 |  | 1 | TRUE | wye
95 | LV_131-4_0_6_load_101 | 130 | 0.0032148 | 0.00080572 | 0 | 0 |  | 1 | TRUE | wye
96 | LV_131-4_0_6_load_103 | 131 | 0.0052953 | 0.0013271 | 0 | 0 |  | 1 | TRUE | wye
97 | LV_131-4_0_6_load_104 | 132 | 0.0029449 | 0.00073806 | 0 | 0 |  | 1 | TRUE | wye
98 | LV_131-4_0_6_load_105 | 133 | 0.002165 | 0.00054261 | 0 | 0 |  | 1 | TRUE | wye
99 | LV_131-4_0_6_load_132 | 134 | 0.008421 | 0.0021105 | 0 | 0 |  | 1 | TRUE | wye
100 | LV_131-4_0_6_load_135 | 135 | 0.011312 | 0.002835 | 0 | 0 |  | 1 | TRUE | wye
101 | LV_131-4_0_6_load_110 | 137 | 0.0046271 | 0.0011597 | 0 | 0 |  | 1 | TRUE | wye
102 | LV_131-4_0_6_load_113 | 139 | 0.0030858 | 0.00077338 | 0 | 0 |  | 1 | TRUE | wye
103 | LV_131-4_0_6_load_148 | 140 | 0.0032128 | 0.00080519 | 0 | 0 |  | 1 | TRUE | wye
104 | LV_131-4_0_6_load_147 | 141 | 0.0030853 | 0.00077324 | 0 | 0 |  | 1 | TRUE | wye
105 | LV_131-4_0_6_load_127 | 143 | 0.0032133 | 0.00080532 | 0 | 0 |  | 1 | TRUE | wye
106 | LV_131-4_0_6_load_155 | 145 | 0.0036064 | 0.00090385 | 0 | 0 |  | 1 | TRUE | wye
107 | LV_131-4_0_6_load_154 | 146 | 0.0028733 | 0.00072012 | 0 | 0 |  | 1 | TRUE | wye
108 | LV_131-4_0_6_load_150 | 147 | 0.0016357 | 0.00040995 | 0 | 0 |  | 1 | TRUE | wye
109 | LV_131-4_0_6_load_134 | 148 | 0.010928 | 0.0027387 | 0 | 0 |  | 1 | TRUE | wye
110 | LV_131-4_0_6_load_145 | 149 | 0.0022817 | 0.00057186 | 0 | 0 |  | 1 | TRUE | wye
111 | LV_131-4_0_6_load_152 | 150 | 0.0017037 | 0.00042699 | 0 | 0 |  | 1 | TRUE | wye
112 | LV_131-4_0_6_load_153 | 151 | 0.0016362 | 0.00041007 | 0 | 0 |  | 1 | TRUE | wye
113 | LV_131-4_0_6_load_156 | 152 | 0.002874 | 0.0007203 | 0 | 0 |  | 1 | TRUE | wye
114 | LV_131-4_0_6_load_157 | 153 | 0.0016361 | 0.00041005 | 0 | 0 |  | 1 | TRUE | wye

## ext_grid
| name | bus | vm_pu | va_degree | slack_weight | in_service
0 |  | 36 | 1 | 0 | 1 | TRUE

## line
| name | std_type | from_bus | to_bus | length_km | r_ohm_per_km | x_ohm_per_km | c_nf_per_km | g_us_per_km | max_i_ka | df | parallel | type | in_service
0 | LV_131-4_0_6_line_0 |  | 0 | 1 | 0.016884 | 0.125 | 0.08 | 261 | 0 | 0.364 | 1 | 1 | cs | TRUE
1 | LV_131-4_0_6_line_1 |  | 0 | 2 | 0.063472 | 0.125 | 0.08 | 261 | 0 | 0.364 | 1 | 1 | cs | TRUE
2 | LV_131-4_0_6_line_2 |  | 1 | 3 | 0.05085 | 0.125 | 0.08 | 261 | 0 | 0.364 | 1 | 1 | cs | TRUE
3 | LV_131-4_0_6_line_3 |  | 2 | 4 | 0.043394 | 0.125 | 0.08 | 261 | 0 | 0.364 | 1 | 1 | cs | TRUE
4 | LV_131-4_0_6_line_4 |  | 2 | 5 | 0.059992 | 0.125 | 0.08 | 261 | 0 | 0.364 | 1 | 1 | cs | TRUE
5 | LV_131-4_0_6_line_5 |  | 5 | 6 | 0.004473 | 0.125 | 0.08 | 261 | 0 | 0.364 | 1 | 1 | cs | TRUE
6 | LV_131-4_0_6_line_6 |  | 5 | 7 | 0.11827 | 0.125 | 0.08 | 261 | 0 | 0.364 | 1 | 1 | cs | TRUE
7 | LV_131-4_0_6_line_7 |  | 5 | 8 | 0.023497 | 0.125 | 0.08 | 261 | 0 | 0.364 | 1 | 1 | cs | TRUE
8 | LV_131-4_0_6_line_8 |  | 6 | 10 | 0.019412 | 0.125 | 0.08 | 261 | 0 | 0.364 | 1 | 1 | cs | TRUE
9 | LV_131-4_0_6_line_9 |  | 6 | 11 | 0.034537 | 0.125 | 0.08 | 261 | 0 | 0.364 | 1 | 1 | cs | TRUE
10 | LV_131-4_0_6_line_10 |  | 7 | 9 | 0.031905 | 0.125 | 0.08 | 261 | 0 | 0.364 | 1 | 1 | cs | TRUE
11 | LV_131-4_0_6_line_11 |  | 8 | 15 | 0.022484 | 0.125 | 0.08 | 261 | 0 | 0.364 | 1 | 1 | cs | TRUE
12 | LV_131-4_0_6_line_12 |  | 10 | 13 | 0.0073704 | 0.125 | 0.08 | 261 | 0 | 0.364 | 1 | 1 | cs | TRUE
13 | LV_131-4_0_6_line_13 |  | 12 | 13 | 0.004254 | 0.125 | 0.08 | 261 | 0 | 0.364 | 1 | 1 | cs | TRUE
14 | LV_131-4_0_6_line_14 |  | 12 | 14 | 0.020416 | 0.125 | 0.08 | 261 | 0 | 0.364 | 1 | 1 | cs | TRUE
15 | LV_131-4_0_6_line_15 |  | 13 | 144 | 0.020027 | 0.125 | 0.08 | 261 | 0 | 0.364 | 1 | 1 | cs | TRUE
16 | LV_131-4_0_6_line_16 |  | 14 | 147 | 0.013756 | 0.125 | 0.08 | 261 | 0 | 0.364 | 1 | 1 | cs | TRUE
17 | LV_131-4_0_6_line_17 |  | 15 | 153 | 0.012624 | 0.125 | 0.08 | 261 | 0 | 0.364 | 1 | 1 | cs | TRUE
18 | LV_131-4_0_6_line_18 |  | 16 | 17 | 0.0077185 | 0.125 | 0.08 | 261 | 0 | 0.364 | 1 | 1 | cs | TRUE
19 | LV_131-4_0_6_line_19 |  | 16 | 18 | 0.034121 | 0.125 | 0.08 | 261 | 0 | 0.364 | 1 | 1 | cs | TRUE
20 | LV_131-4_0_6_line_20 |  | 16 | 19 | 0.025784 | 0.125 | 0.08 | 261 | 0 | 0.364 | 1 | 1 | cs | TRUE
21 | LV_131-4_0_6_line_21 |  | 17 | 39 | 0.02442 | 0.125 | 0.08 | 261 | 0 | 0.364 | 1 | 1 | cs | TRUE
22 | LV_131-4_0_6_line_22 |  | 18 | 27 | 0.021833 | 0.125 | 0.08 | 261 | 0 | 0.364 | 1 | 1 | cs | TRUE
23 | LV_131-4_0_6_line_23 |  | 18 | 28 | 0.026859 | 0.125 | 0.08 | 261 | 0 | 0.364 | 1 | 1 | cs | TRUE
24 | LV_131-4_0_6_line_24 |  | 20 | 21 | 0.034826 | 0.125 | 0.08 | 261 | 0 | 0.364 | 1 | 1 | cs | TRUE
25 | LV_131-4_0_6_line_25 |  | 20 | 22 | 0.0088654 | 0.125 | 0.08 | 261 | 0 | 0.364 | 1 | 1 | cs | TRUE
26 | LV_131-4_0_6_line_26 |  | 20 | 23 | 0.0010975 | 0.125 | 0.08 | 261 | 0 | 0.364 | 1 | 1 | cs | TRUE
27 | LV_131-4_0_6_line_27 |  | 21 | 28 | 0.02774 | 0.125 | 0.08 | 261 | 0 | 0.364 | 1 | 1 | cs | TRUE
28 | LV_131-4_0_6_line_28 |  | 22 | 24 | 0.01191 | 0.125 | 0.08 | 261 | 0 | 0.364 | 1 | 1 | cs | TRUE
29 | LV_131-4_0_6_line_29 |  | 22 | 25 | 0.0028318 | 0.125 | 0.08 | 261 | 0 | 0.364 | 1 | 1 | cs | TRUE
30 | LV_131-4_0_6_line_30 |  | 24 | 26 | 0.031911 | 0.125 | 0.08 | 261 | 0 | 0.364 | 1 | 1 | cs | TRUE
31 | LV_131-4_0_6_line_31 |  | 26 | 32 | 0.020338 | 0.125 | 0.08 | 261 | 0 | 0.364 | 1 | 3 | cs | TRUE
32 | LV_131-4_0_6_line_32 |  | 26 | 33 | 0.019269 | 0.125 | 0.08 | 261 | 0 | 0.364 | 1 | 3 | cs | TRUE
33 | LV_131-4_0_6_line_33 |  | 27 | 46 | 0.038286 | 0.125 | 0.08 | 261 | 0 | 0.364 | 1 | 1 | cs | TRUE
34 | LV_131-4_0_6_line_34 |  | 29 | 30 | 0.042666 | 0.125 | 0.08 | 261 | 0 | 0.364 | 1 | 1 | cs | TRUE
35 | LV_131-4_0_6_line_35 |  | 29 | 31 | 0.023734 | 0.125 | 0.08 | 261 | 0 | 0.364 | 1 | 1 | cs | TRUE
36 | LV_131-4_0_6_line_36 |  | 30 | 37 | 0.0093045 | 0.125 | 0.08 | 261 | 0 | 0.364 | 1 | 2 | cs | TRUE
37 | LV_131-4_0_6_line_37 |  | 30 | 38 | 0.032694 | 0.125 | 0.08 | 261 | 0 | 0.364 | 1 | 1 | cs | TRUE
38 | LV_131-4_0_6_line_38 |  | 31 | 58 | 0.028817 | 0.125 | 0.08 | 261 | 0 | 0.364 | 1 | 1 | cs | TRUE
39 | LV_131-4_0_6_line_39 |  | 32 | 59 | 0.013148 | 0.125 | 0.08 | 261 | 0 | 0.364 | 1 | 3 | cs | TRUE
40 | LV_131-4_0_6_line_40 |  | 33 | 34 | 0.01698 | 0.125 | 0.08 | 261 | 0 | 0.364 | 1 | 3 | cs | TRUE
41 | LV_131-4_0_6_line_41 |  | 33 | 35 | 0.016062 | 0.125 | 0.08 | 261 | 0 | 0.364 | 1 | 3 | cs | TRUE
42 | LV_131-4_0_6_line_42 |  | 34 | 36 | 0.04151 | 0.125 | 0.08 | 261 | 0 | 0.364 | 1 | 3 | cs | TRUE
43 | LV_131-4_0_6_line_43 |  | 35 | 60 | 0.0073975 | 0.125 | 0.08 | 261 | 0 | 0.364 | 1 | 3 | cs | TRUE
44 | LV_131-4_0_6_line_44 |  | 36 | 37 | 0.0030041 | 0.125 | 0.08 | 261 | 0 | 0.364 | 1 | 3 | cs | TRUE
45 | LV_131-4_0_6_line_45 |  | 38 | 64 | 0.031198 | 0.125 | 0.08 | 261 | 0 | 0.364 | 1 | 1 | cs | TRUE
46 | LV_131-4_0_6_line_46 |  | 39 | 149 | 0.018928 | 0.125 | 0.08 | 261 | 0 | 0.364 | 1 | 1 | cs | TRUE
47 | LV_131-4_0_6_line_47 |  | 40 | 41 | 0.046489 | 0.125 | 0.08 | 261 | 0 | 0.364 | 1 | 1 | cs | TRUE
48 | LV_131-4_0_6_line_48 |  | 40 | 42 | 0.034523 | 0.125 | 0.08 | 261 | 0 | 0.364 | 1 | 1 | cs | TRUE
49 | LV_131-4_0_6_line_49 |  | 40 | 43 | 0.029757 | 0.125 | 0.08 | 261 | 0 | 0.364 | 1 | 1 | cs | TRUE
50 | LV_131-4_0_6_line_50 |  | 41 | 109 | 0.022497 | 0.125 | 0.08 | 261 | 0 | 0.364 | 1 | 1 | cs | TRUE
51 | LV_131-4_0_6_line_51 |  | 43 | 90 | 0.012103 | 0.125 | 0.08 | 261 | 0 | 0.364 | 1 | 1 | cs | TRUE
52 | LV_131-4_0_6_line_52 |  | 44 | 45 | 0.014067 | 0.125 | 0.08 | 261 | 0 | 0.364 | 1 | 1 | cs | TRUE
53 | LV_131-4_0_6_line_53 |  | 45 | 128 | 0.015969 | 0.125 | 0.08 | 261 | 0 | 0.364 | 1 | 3 | cs | TRUE
54 | LV_131-4_0_6_line_54 |  | 45 | 126 | 0.037713 | 0.125 | 0.08 | 261 | 0 | 0.364 | 1 | 3 | cs | TRUE
55 | LV_131-4_0_6_line_55 |  | 46 | 130 | 0.030685 | 0.125 | 0.08 | 261 | 0 | 0.364 | 1 | 1 | cs | TRUE
56 | LV_131-4_0_6_line_56 |  | 47 | 48 | 0.021553 | 0.125 | 0.08 | 261 | 0 | 0.364 | 1 | 1 | cs | TRUE
57 | LV_131-4_0_6_line_57 |  | 47 | 49 | 0.0017707 | 0.125 | 0.08 | 261 | 0 | 0.364 | 1 | 1 | cs | TRUE
58 | LV_131-4_0_6_line_58 |  | 48 | 136 | 0.02068 | 0.125 | 0.08 | 261 | 0 | 0.364 | 1 | 1 | cs | TRUE
59 | LV_131-4_0_6_line_59 |  | 49 | 142 | 0.016508 | 0.125 | 0.08 | 261 | 0 | 0.364 | 1 | 1 | cs | TRUE
60 | LV_131-4_0_6_line_60 |  | 50 | 51 | 0.001969 | 0.125 | 0.08 | 261 | 0 | 0.364 | 1 | 1 | cs | TRUE
61 | LV_131-4_0_6_line_61 |  | 50 | 52 | 0.016953 | 0.125 | 0.08 | 261 | 0 | 0.364 | 1 | 1 | cs | TRUE
62 | LV_131-4_0_6_line_62 |  | 51 | 134 | 0.025235 | 0.125 | 0.08 | 261 | 0 | 0.364 | 1 | 2 | cs | TRUE
63 | LV_131-4_0_6_line_63 |  | 51 | 59 | 0.027037 | 0.125 | 0.08 | 261 | 0 | 0.364 | 1 | 3 | cs | TRUE
64 | LV_131-4_0_6_line_64 |  | 52 | 65 | 0.0043117 | 0.125 | 0.08 | 261 | 0 | 0.364 | 1 | 1 | cs | TRUE
65 | LV_131-4_0_6_line_65 |  | 53 | 54 | 0.015264 | 0.125 | 0.08 | 261 | 0 | 0.364 | 1 | 1 | cs | TRUE
66 | LV_131-4_0_6_line_66 |  | 53 | 55 | 0.02514 | 0.125 | 0.08 | 261 | 0 | 0.364 | 1 | 1 | cs | TRUE
67 | LV_131-4_0_6_line_67 |  | 54 | 58 | 0.040678 | 0.125 | 0.08 | 261 | 0 | 0.364 | 1 | 1 | cs | TRUE
68 | LV_131-4_0_6_line_68 |  | 55 | 56 | 0.02691 | 0.125 | 0.08 | 261 | 0 | 0.364 | 1 | 1 | cs | TRUE
69 | LV_131-4_0_6_line_69 |  | 56 | 57 | 0.0026574 | 0.125 | 0.08 | 261 | 0 | 0.364 | 1 | 1 | cs | TRUE
70 | LV_131-4_0_6_line_70 |  | 58 | 61 | 0.024598 | 0.125 | 0.08 | 261 | 0 | 0.364 | 1 | 1 | cs | TRUE
71 | LV_131-4_0_6_line_71 |  | 59 | 129 | 0.004645 | 0.125 | 0.08 | 261 | 0 | 0.364 | 1 | 1 | cs | TRUE
72 | LV_131-4_0_6_line_72 |  | 60 | 125 | 0.025108 | 0.125 | 0.08 | 261 | 0 | 0.364 | 1 | 3 | cs | TRUE
73 | LV_131-4_0_6_line_73 |  | 62 | 63 | 0.0032072 | 0.125 | 0.08 | 261 | 0 | 0.364 | 1 | 1 | cs | TRUE
74 | LV_131-4_0_6_line_74 |  | 63 | 114 | 0.02 | 0.125 | 0.08 | 261 | 0 | 0.364 | 1 | 1 | cs | TRUE
75 | LV_131-4_0_6_line_75 |  | 64 | 109 | 0.026228 | 0.125 | 0.08 | 261 | 0 | 0.364 | 1 | 1 | cs | TRUE
76 | LV_131-4_0_6_line_76 |  | 66 | 67 | 0.017001 | 0.125 | 0.08 | 261 | 0 | 0.364 | 1 | 1 | cs | TRUE
77 | LV_131-4_0_6_line_77 |  | 66 | 68 | 0.009972 | 0.125 | 0.08 | 261 | 0 | 0.364 | 1 | 1 | cs | TRUE
78 | LV_131-4_0_6_line_78 |  | 67 | 69 | 0.01087 | 0.125 | 0.08 | 261 | 0 | 0.364 | 1 | 1 | cs | TRUE
79 | LV_131-4_0_6_line_79 |  | 69 | 70 | 0.024958 | 0.125 | 0.08 | 261 | 0 | 0.364 | 1 | 1 | cs | TRUE
80 | LV_131-4_0_6_line_80 |  | 70 | 71 | 0.0057836 | 0.125 | 0.08 | 261 | 0 | 0.364 | 1 | 1 | cs | TRUE
81 | LV_131-4_0_6_line_81 |  | 71 | 75 | 0.034604 | 0.125 | 0.08 | 261 | 0 | 0.364 | 1 | 1 | cs | TRUE
82 | LV_131-4_0_6_line_82 |  | 72 | 73 | 0.01767 | 0.125 | 0.08 | 261 | 0 | 0.364 | 1 | 1 | cs | TRUE
83 | LV_131-4_0_6_line_83 |  | 72 | 74 | 0.029912 | 0.125 | 0.08 | 261 | 0 | 0.364 | 1 | 1 | cs | TRUE
84 | LV_131-4_0_6_line_84 |  | 73 | 77 | 0.015342 | 0.125 | 0.08 | 261 | 0 | 0.364 | 1 | 1 | cs | TRUE
85 | LV_131-4_0_6_line_85 |  | 73 | 78 | 0.032725 | 0.125 | 0.08 | 261 | 0 | 0.364 | 1 | 1 | cs | TRUE
86 | LV_131-4_0_6_line_86 |  | 74 | 79 | 0.038299 | 0.125 | 0.08 | 261 | 0 | 0.364 | 1 | 1 | cs | TRUE
87 | LV_131-4_0_6_line_87 |  | 75 | 76 | 0.024139 | 0.125 | 0.08 | 261 | 0 | 0.364 | 1 | 1 | cs | TRUE
88 | LV_131-4_0_6_line_88 |  | 76 | 79 | 0.010976 | 0.125 | 0.08 | 261 | 0 | 0.364 | 1 | 1 | cs | TRUE
89 | LV_131-4_0_6_line_89 |  | 76 | 113 | 0.022559 | 0.125 | 0.08 | 261 | 0 | 0.364 | 1 | 1 | cs | TRUE
90 | LV_131-4_0_6_line_90 |  | 78 | 106 | 0.0057254 | 0.125 | 0.08 | 261 | 0 | 0.364 | 1 | 1 | cs | TRUE
91 | LV_131-4_0_6_line_91 |  | 80 | 81 | 0.00011529 | 0.125 | 0.08 | 261 | 0 | 0.364 | 1 | 1 | cs | TRUE
92 | LV_131-4_0_6_line_92 |  | 80 | 82 | 0.00047154 | 0.125 | 0.08 | 261 | 0 | 0.364 | 1 | 1 | cs | TRUE
93 | LV_131-4_0_6_line_93 |  | 82 | 83 | 0.017238 | 0.125 | 0.08 | 261 | 0 | 0.364 | 1 | 1 | cs | TRUE
94 | LV_131-4_0_6_line_94 |  | 83 | 87 | 0.011467 | 0.125 | 0.08 | 261 | 0 | 0.364 | 1 | 1 | cs | TRUE
95 | LV_131-4_0_6_line_95 |  | 84 | 85 | 0.0041204 | 0.125 | 0.08 | 261 | 0 | 0.364 | 1 | 1 | cs | TRUE
96 | LV_131-4_0_6_line_96 |  | 84 | 86 | 0.029531 | 0.125 | 0.08 | 261 | 0 | 0.364 | 1 | 1 | cs | TRUE
97 | LV_131-4_0_6_line_97 |  | 85 | 88 | 0.0045694 | 0.125 | 0.08 | 261 | 0 | 0.364 | 1 | 1 | cs | TRUE
98 | LV_131-4_0_6_line_98 |  | 86 | 89 | 0.0087034 | 0.125 | 0.08 | 261 | 0 | 0.364 | 1 | 1 | cs | TRUE
99 | LV_131-4_0_6_line_99 |  | 87 | 90 | 0.018948 | 0.125 | 0.08 | 261 | 0 | 0.364 | 1 | 1 | cs | TRUE
100 | LV_131-4_0_6_line_100 |  | 88 | 108 | 0.033837 | 0.125 | 0.08 | 261 | 0 | 0.364 | 1 | 1 | cs | TRUE
101 | LV_131-4_0_6_line_101 |  | 89 | 104 | 0.028456 | 0.125 | 0.08 | 261 | 0 | 0.364 | 1 | 1 | cs | TRUE
102 | LV_131-4_0_6_line_102 |  | 89 | 105 | 0.013205 | 0.125 | 0.08 | 261 | 0 | 0.364 | 1 | 1 | cs | TRUE
103 | LV_131-4_0_6_line_103 |  | 91 | 92 | 0.00098641 | 0.125 | 0.08 | 261 | 0 | 0.364 | 1 | 1 | cs | TRUE
104 | LV_131-4_0_6_line_104 |  | 91 | 93 | 0.025229 | 0.125 | 0.08 | 261 | 0 | 0.364 | 1 | 1 | cs | TRUE
105 | LV_131-4_0_6_line_105 |  | 92 | 94 | 0.029676 | 0.125 | 0.08 | 261 | 0 | 0.364 | 1 | 1 | cs | TRUE
106 | LV_131-4_0_6_line_106 |  | 93 | 95 | 0.04235 | 0.125 | 0.08 | 261 | 0 | 0.364 | 1 | 3 | cs | TRUE
107 | LV_131-4_0_6_line_107 |  | 93 | 96 | 0.015908 | 0.125 | 0.08 | 261 | 0 | 0.364 | 1 | 1 | cs | TRUE
108 | LV_131-4_0_6_line_108 |  | 93 | 97 | 0.015933 | 0.125 | 0.08 | 261 | 0 | 0.364 | 1 | 3 | cs | TRUE
109 | LV_131-4_0_6_line_109 |  | 95 | 98 | 0.0099443 | 0.125 | 0.08 | 261 | 0 | 0.364 | 1 | 3 | cs | TRUE
110 | LV_131-4_0_6_line_110 |  | 96 | 99 | 0.034838 | 0.125 | 0.08 | 261 | 0 | 0.364 | 1 | 1 | cs | TRUE
111 | LV_131-4_0_6_line_111 |  | 97 | 100 | 0.022536 | 0.125 | 0.08 | 261 | 0 | 0.364 | 1 | 3 | cs | TRUE
112 | LV_131-4_0_6_line_112 |  | 98 | 101 | 0.028101 | 0.125 | 0.08 | 261 | 0 | 0.364 | 1 | 3 | cs | TRUE
113 | LV_131-4_0_6_line_113 |  | 99 | 102 | 0.0018821 | 0.125 | 0.08 | 261 | 0 | 0.364 | 1 | 1 | cs | TRUE
114 | LV_131-4_0_6_line_114 |  | 100 | 103 | 0.0067515 | 0.125 | 0.08 | 261 | 0 | 0.364 | 1 | 2 | cs | TRUE
115 | LV_131-4_0_6_line_115 |  | 101 | 117 | 0.017907 | 0.125 | 0.08 | 261 | 0 | 0.364 | 1 | 3 | cs | TRUE
116 | LV_131-4_0_6_line_116 |  | 103 | 107 | 0.0045682 | 0.125 | 0.08 | 261 | 0 | 0.364 | 1 | 2 | cs | TRUE
117 | LV_131-4_0_6_line_117 |  | 104 | 106 | 0.017598 | 0.125 | 0.08 | 261 | 0 | 0.364 | 1 | 1 | cs | TRUE
118 | LV_131-4_0_6_line_118 |  | 105 | 107 | 0.016129 | 0.125 | 0.08 | 261 | 0 | 0.364 | 1 | 1 | cs | TRUE
119 | LV_131-4_0_6_line_119 |  | 108 | 114 | 0.0094531 | 0.125 | 0.08 | 261 | 0 | 0.364 | 1 | 1 | cs | TRUE
120 | LV_131-4_0_6_line_120 |  | 110 | 111 | 0.023627 | 0.125 | 0.08 | 261 | 0 | 0.364 | 1 | 1 | cs | TRUE
121 | LV_131-4_0_6_line_121 |  | 110 | 112 | 0.0051582 | 0.125 | 0.08 | 261 | 0 | 0.364 | 1 | 1 | cs | TRUE
122 | LV_131-4_0_6_line_122 |  | 111 | 113 | 0.014868 | 0.125 | 0.08 | 261 | 0 | 0.364 | 1 | 1 | cs | TRUE
123 | LV_131-4_0_6_line_123 |  | 115 | 116 | 0.01218 | 0.125 | 0.08 | 261 | 0 | 0.364 | 1 | 1 | cs | TRUE
124 | LV_131-4_0_6_line_124 |  | 115 | 117 | 0.01858 | 0.125 | 0.08 | 261 | 0 | 0.364 | 1 | 1 | cs | TRUE
125 | LV_131-4_0_6_line_125 |  | 116 | 118 | 0.01754 | 0.125 | 0.08 | 261 | 0 | 0.364 | 1 | 1 | cs | TRUE
126 | LV_131-4_0_6_line_126 |  | 117 | 119 | 0.0034817 | 0.125 | 0.08 | 261 | 0 | 0.364 | 1 | 3 | cs | TRUE
127 | LV_131-4_0_6_line_127 |  | 118 | 120 | 0.0038471 | 0.125 | 0.08 | 261 | 0 | 0.364 | 1 | 1 | cs | TRUE
128 | LV_131-4_0_6_line_128 |  | 119 | 121 | 0.026517 | 0.125 | 0.08 | 261 | 0 | 0.364 | 1 | 3 | cs | TRUE
129 | LV_131-4_0_6_line_129 |  | 120 | 122 | 0.00068411 | 0.125 | 0.08 | 261 | 0 | 0.364 | 1 | 1 | cs | TRUE
130 | LV_131-4_0_6_line_130 |  | 121 | 123 | 0.019993 | 0.125 | 0.08 | 261 | 0 | 0.364 | 1 | 3 | cs | TRUE
131 | LV_131-4_0_6_line_131 |  | 123 | 128 | 0.0059134 | 0.125 | 0.08 | 261 | 0 | 0.364 | 1 | 3 | cs | TRUE
132 | LV_131-4_0_6_line_132 |  | 124 | 125 | 0.0073929 | 0.125 | 0.08 | 261 | 0 | 0.364 | 1 | 3 | cs | TRUE
133 | LV_131-4_0_6_line_133 |  | 124 | 126 | 0.014733 | 0.125 | 0.08 | 261 | 0 | 0.364 | 1 | 3 | cs | TRUE
134 | LV_131-4_0_6_line_134 |  | 126 | 127 | 0.01338 | 0.125 | 0.08 | 261 | 0 | 0.364 | 1 | 1 | cs | TRUE
135 | LV_131-4_0_6_line_135 |  | 129 | 135 | 0.012805 | 0.125 | 0.08 | 261 | 0 | 0.364 | 1 | 1 | cs | TRUE
136 | LV_131-4_0_6_line_136 |  | 130 | 131 | 0.029794 | 0.125 | 0.08 | 261 | 0 | 0.364 | 1 | 1 | cs | TRUE
137 | LV_131-4_0_6_line_137 |  | 131 | 132 | 0.03802 | 0.125 | 0.08 | 261 | 0 | 0.364 | 1 | 1 | cs | TRUE
138 | LV_131-4_0_6_line_138 |  | 132 | 133 | 0.03491 | 0.125 | 0.08 | 261 | 0 | 0.364 | 1 | 1 | cs | TRUE
139 | LV_131-4_0_6_line_139 |  | 134 | 136 | 0.018404 | 0.125 | 0.08 | 261 | 0 | 0.364 | 1 | 2 | cs | TRUE
140 | LV_131-4_0_6_line_140 |  | 136 | 148 | 0.0090225 | 0.125 | 0.08 | 261 | 0 | 0.364 | 1 | 1 | cs | TRUE
141 | LV_131-4_0_6_line_141 |  | 137 | 138 | 0.0097152 | 0.125 | 0.08 | 261 | 0 | 0.364 | 1 | 1 | cs | TRUE
142 | LV_131-4_0_6_line_142 |  | 138 | 139 | 0.019295 | 0.125 | 0.08 | 261 | 0 | 0.364 | 1 | 1 | cs | TRUE
143 | LV_131-4_0_6_line_143 |  | 139 | 140 | 0.016057 | 0.125 | 0.08 | 261 | 0 | 0.364 | 1 | 1 | cs | TRUE
144 | LV_131-4_0_6_line_144 |  | 140 | 141 | 0.023106 | 0.125 | 0.08 | 261 | 0 | 0.364 | 1 | 1 | cs | TRUE
145 | LV_131-4_0_6_line_145 |  | 141 | 143 | 0.012655 | 0.125 | 0.08 | 261 | 0 | 0.364 | 1 | 1 | cs | TRUE
146 | LV_131-4_0_6_line_146 |  | 142 | 143 | 0.02531 | 0.125 | 0.08 | 261 | 0 | 0.364 | 1 | 1 | cs | TRUE
147 | LV_131-4_0_6_line_147 |  | 142 | 144 | 0.026884 | 0.125 | 0.08 | 261 | 0 | 0.364 | 1 | 1 | cs | TRUE
148 | LV_131-4_0_6_line_148 |  | 144 | 145 | 0.014415 | 0.125 | 0.08 | 261 | 0 | 0.364 | 1 | 1 | cs | TRUE
149 | LV_131-4_0_6_line_149 |  | 145 | 146 | 0.026 | 0.125 | 0.08 | 261 | 0 | 0.364 | 1 | 1 | cs | TRUE
150 | LV_131-4_0_6_line_150 |  | 146 | 152 | 0.019403 | 0.125 | 0.08 | 261 | 0 | 0.364 | 1 | 1 | cs | TRUE
151 | LV_131-4_0_6_line_151 |  | 147 | 150 | 0.023404 | 0.125 | 0.08 | 261 | 0 | 0.364 | 1 | 1 | cs | TRUE
152 | LV_131-4_0_6_line_152 |  | 150 | 151 | 0.012647 | 0.125 | 0.08 | 261 | 0 | 0.364 | 1 | 1 | cs | TRUE

## trafo
| name | std_type | hv_bus | lv_bus | sn_mva | vn_hv_kv | vn_lv_kv | vk_percent | vkr_percent | pfe_kw | i0_percent | shift_degree | tap_side | tap_neutral | tap_min | tap_max | tap_step_percent | tap_step_degree | tap_pos | tap_phase_shifter | parallel | df | in_service
0 | LV_131-4_0_6_trafo_17 | 0.63 MVA 20/0.4 kV | 154 | 36 | 0.63 | 20 | 0.4 | 6 | 1.206 | 1.65 | 0.2619 | 150 | hv | 0 | -2 | 2 | 2.5 | 0 | 0 | FALSE | 1 | 1 | TRUE

## line_geodata
| x0 | y0 | x1 | y1 | x2 | y2 | x3 | y3 | x4 | y4 | x5 | y5
0 | 2682932.9666 | 1240791.9323 | 2682917.2999 | 1240798.2266
1 | 2682991.8629 | 1240768.2698 | 2682932.9666 | 1240791.9323
2 | 2682871.4618 | 1240820.2314 | 2682915.6402 | 1240798.8935 | 2682917.2999 | 1240798.2266
3 | 2682991.8629 | 1240768.2698 | 2682983.4084 | 1240739.0751 | 2682976.3118 | 1240728.1834
4 | 2682991.8629 | 1240768.2698 | 2683023.3392 | 1240756.1679 | 2683027.6058 | 1240758.2179 | 2683031.9765 | 1240779.3052
5 | 2683031.9765 | 1240779.3052 | 2683027.4951 | 1240779.098
6 | 2683031.9765 | 1240779.3052 | 2683027.6058 | 1240758.2179 | 2683095.7912 | 1240734.0656 | 2683120.1585 | 1240732.8391
7 | 2683031.9765 | 1240779.3052 | 2683046.5751 | 1240779.5763 | 2683055.0758 | 1240776.9531
8 | 2683027.4951 | 1240779.098 | 2683026.7781 | 1240785.4814 | 2683023.7983 | 1240798.1232
9 | 2683027.4951 | 1240779.098 | 2683026.8888 | 1240773.252 | 2683024.2127 | 1240766.165 | 2683018.0718 | 1240764.0332 | 2683013.576 | 1240765.3935 | 2683004.4081 | 1240769.0959
10 | 2683120.1585 | 1240732.8391 | 2683148.0793 | 1240748.2781
11 | 2683076.5601 | 1240770.3234 | 2683055.0758 | 1240776.9531
12 | 2683022.1073 | 1240805.297 | 2683023.7983 | 1240798.1232
13 | 2683026.309 | 1240806.0341 | 2683022.1073 | 1240805.297
14 | 2683026.309 | 1240806.0341 | 2683039.2256 | 1240807.071 | 2683046.6007 | 1240805.9652
15 | 2683017.5166 | 1240824.7912 | 2683022.1073 | 1240805.297
16 | 2683046.6007 | 1240805.9652 | 2683055.6394 | 1240804.6099 | 2683060.0975 | 1240803.4122
17 | 2683076.5601 | 1240770.3234 | 2683088.6224 | 1240766.6012
18 | 2682786.9157 | 1240881.512 | 2682794.6138 | 1240882.074
19 | 2682786.9157 | 1240881.512 | 2682786.269 | 1240874.2089 | 2682794.2667 | 1240874.4094 | 2682794.7565 | 1240868.5787 | 2682807.0251 | 1240872.6861
20 | 2682786.9157 | 1240881.512 | 2682773.4773 | 1240886.9953 | 2682763.8194 | 1240892.8028
21 | 2682794.6138 | 1240882.074 | 2682799.909 | 1240882.4606 | 2682812.5133 | 1240886.8951 | 2682817.4291 | 1240889.8769
22 | 2682807.0251 | 1240872.6861 | 2682803.8457 | 1240866.971 | 2682804.0681 | 1240863.4938 | 2682814.1264 | 1240857.3076
23 | 2682807.0251 | 1240872.6861 | 2682818.427 | 1240879.2943 | 2682829.326 | 1240887.5626
24 | 2682882.9126 | 1240919.5342 | 2682858.7607 | 1240907.5663 | 2682852.1459 | 1240903.3002
25 | 2682878.7727 | 1240927.3709 | 2682880.7332 | 1240923.4399 | 2682882.9126 | 1240919.5342
26 | 2682882.9126 | 1240919.5342 | 2682883.9426 | 1240919.9132
27 | 2682852.1459 | 1240903.3002 | 2682838.301 | 1240894.3713 | 2682829.326 | 1240887.5626
28 | 2682878.7727 | 1240927.3709 | 2682889.7864 | 1240931.9836
29 | 2682878.7727 | 1240927.3709 | 2682876.2331 | 1240926.118
30 | 2682915.5783 | 1240931.5545 | 2682912.5056 | 1240936.0704 | 2682891.4557 | 1240928.3265 | 2682889.7864 | 1240931.9836
31 | 2682915.5783 | 1240931.5545 | 2682927.9603 | 1240922.1318 | 2682929.3605 | 1240917.5635
32 | 2682915.5783 | 1240931.5545 | 2682912.5056 | 1240936.0704 | 2682922.0028 | 1240939.3498 | 2682920.6456 | 1240942.8556
33 | 2682847.4878 | 1240838.5488 | 2682823.9376 | 1240851.2733 | 2682814.1264 | 1240857.3076
34 | 2682983.2417 | 1240973.7413 | 2682986.7532 | 1240965.9737 | 2682991.2558 | 1240961.4111 | 2682998.2129 | 1240954.37 | 2683000.5397 | 1240936.6898
35 | 2683000.5397 | 1240936.6898 | 2683009.5234 | 1240937.7606 | 2683010.3584 | 1240940.7744 | 2683021.5486 | 1240937.8764
36 | 2682983.2417 | 1240973.7413 | 2682977.4485 | 1240970.558 | 2682975.0535 | 1240969.3237
37 | 2682983.2417 | 1240973.7413 | 2682991.257 | 1240978.6235 | 2682997.6804 | 1240980.0032 | 2683005.6437 | 1240985.8965 | 2683010.8918 | 1240990.2707
38 | 2683036.8836 | 1240953.3322 | 2683031.214 | 1240935.3733 | 2683021.5486 | 1240937.8764
39 | 2682933.2134 | 1240904.9929 | 2682929.3605 | 1240917.5635
40 | 2682920.6456 | 1240942.8556 | 2682936.9027 | 1240947.7567
41 | 2682920.6456 | 1240942.8556 | 2682914.8473 | 1240957.8341
42 | 2682973.4252 | 1240966.7991 | 2682968.8427 | 1240963.0212 | 2682961.5659 | 1240958.3162 | 2682950.6811 | 1240952.6044 | 2682941.105 | 1240949.0236 | 2682936.9027 | 1240947.7567
43 | 2682914.8473 | 1240957.8341 | 2682914.652 | 1240958.3386 | 2682912.2554 | 1240964.7627
44 | 2682973.4252 | 1240966.7991 | 2682975.0535 | 1240969.3237
45 | 2683030.1089 | 1241014.7044 | 2683028.9995 | 1241012.5533 | 2683013.2827 | 1240992.2634 | 2683010.8918 | 1240990.2707
46 | 2682833.3286 | 1240900.1335 | 2682825.3282 | 1240894.6683 | 2682817.4291 | 1240889.8769
47 | 2683052.2239 | 1241105.8452 | 2683052.7498 | 1241090.9641 | 2683049.6073 | 1241064.8125 | 2683048.0795 | 1241059.7803
48 | 2683052.2239 | 1241105.8452 | 2683049.5106 | 1241140.2616
49 | 2683052.2239 | 1241105.8452 | 2683048.0062 | 1241105.1857 | 2683045.9937 | 1241099.32 | 2683038.2092 | 1241097.9546 | 2683037.774 | 1241101.4955 | 2683030.1373 | 1241099.832
50 | 2683048.0795 | 1241059.7803 | 2683041.5439 | 1241038.2533
51 | 2683019.7077 | 1241099.4414 | 2683029.818 | 1241101.5732 | 2683030.1373 | 1241099.832 | 2683030.1373 | 1241099.832
52 | 2682863.1767 | 1240982.8375 | 2682870.7949 | 1240971.0117
53 | 2682863.1767 | 1240982.8375 | 2682852.498 | 1240994.7105
54 | 2682863.1767 | 1240982.8375 | 2682892.3782 | 1241006.8068
55 | 2682847.4878 | 1240838.5488 | 2682860.6482 | 1240831.438 | 2682874.8627 | 1240824.7106
56 | 2683012.6944 | 1240865.1528 | 2682991.5409 | 1240861.0208
57 | 2683012.6944 | 1240865.1528 | 2683013.1433 | 1240863.44
58 | 2682971.5703 | 1240866.39 | 2682991.5409 | 1240861.0208
59 | 2683017.3278 | 1240847.4716 | 2683013.1433 | 1240863.44
60 | 2682962.1759 | 1240906.5875 | 2682960.2017 | 1240906.6266
61 | 2682962.1759 | 1240906.5875 | 2682960.156 | 1240923.4197
62 | 2682960.2017 | 1240906.6266 | 2682960.4084 | 1240901.0366 | 2682968.5369 | 1240885.3945 | 2682969.2116 | 1240883.4977
63 | 2682933.2134 | 1240904.9929 | 2682947.8113 | 1240906.9093 | 2682960.2017 | 1240906.6266
64 | 2682960.156 | 1240923.4197 | 2682959.6423 | 1240927.7006
65 | 2683065.7963 | 1240914.1752 | 2683062.4718 | 1240929.0729
66 | 2683065.7963 | 1240914.1752 | 2683086.2387 | 1240908.5905 | 2683088.7196 | 1240905.5186
67 | 2683036.8836 | 1240953.3322 | 2683058.5512 | 1240946.6416 | 2683062.4718 | 1240929.0729
68 | 2683087.8469 | 1240880.1482 | 2683089.0933 | 1240884.0239 | 2683091.8948 | 1240901.5869 | 2683088.7196 | 1240905.5186
69 | 2683087.8469 | 1240880.1482 | 2683089.7632 | 1240878.307
70 | 2683036.8836 | 1240953.3322 | 2683041.793 | 1240968.8676 | 2683036.1533 | 1240974.9646
71 | 2682931.0248 | 1240900.8927 | 2682933.2134 | 1240904.9929
72 | 2682904.8733 | 1240988.706 | 2682905.5485 | 1240987.4879 | 2682910.0797 | 1240970.5946 | 2682912.2554 | 1240964.7627
73 | 2682970.1048 | 1241017.3467 | 2682971.1197 | 1241014.3043
74 | 2682963.442 | 1241036.1972 | 2682965.9187 | 1241029.8951 | 2682970.1048 | 1241017.3467
75 | 2683030.1089 | 1241014.7044 | 2683040.5284 | 1241034.9084 | 2683041.5439 | 1241038.2533
76 | 2683011.6368 | 1241243.9103 | 2683023.9274 | 1241232.1635
77 | 2683011.6368 | 1241243.9103 | 2683007.2914 | 1241248.0635 | 2683003.9814 | 1241250.2394
78 | 2683030.9979 | 1241223.9702 | 2683027.7466 | 1241228.5133 | 2683023.9274 | 1241232.1635
79 | 2683029.1766 | 1241199.8126 | 2683032.6865 | 1241214.3055 | 2683032.1272 | 1241222.3923 | 2683030.9979 | 1241223.9702
80 | 2683029.1766 | 1241199.8126 | 2683023.4434 | 1241200.5745
81 | 2682989.1406 | 1241205.1333 | 2683023.4434 | 1241200.5745
82 | 2682891.5584 | 1241193.7408 | 2682886.0459 | 1241210.5314
83 | 2682886.0459 | 1241210.5314 | 2682915.952 | 1241209.9407
84 | 2682891.5584 | 1241193.7408 | 2682876.3406 | 1241191.7961
85 | 2682891.5584 | 1241193.7408 | 2682901.3011 | 1241162.4994
86 | 2682954.2195 | 1241208.5915 | 2682939.4525 | 1241209.4765 | 2682915.952 | 1241209.9407
87 | 2682965.1756 | 1241207.9348 | 2682970.3596 | 1241207.6293 | 2682989.1406 | 1241205.1333
88 | 2682965.1756 | 1241207.9348 | 2682954.2195 | 1241208.5915
89 | 2682965.1756 | 1241207.9348 | 2682970.4227 | 1241185.9945
90 | 2682903.0056 | 1241157.0336 | 2682901.3011 | 1241162.4994
91 | 2682977.536 | 1241098.3878 | 2682977.6492 | 1241098.4096
92 | 2682977.6492 | 1241098.4096 | 2682978.1123 | 1241098.4987
93 | 2682995.0398 | 1241101.7553 | 2682978.1123 | 1241098.4987
94 | 2683006.3008 | 1241103.9217 | 2682995.0398 | 1241101.7553
95 | 2682936.1408 | 1241080.1818 | 2682938.4772 | 1241076.7879
96 | 2682936.1408 | 1241080.1818 | 2682929.7274 | 1241089.4544 | 2682920.9167 | 1241105.4446
97 | 2682938.4772 | 1241076.7879 | 2682941.0683 | 1241073.0241
98 | 2682916.7165 | 1241113.0674 | 2682920.9167 | 1241105.4446
99 | 2683006.3008 | 1241103.9217 | 2683018.0934 | 1241106.1903 | 2683019.7077 | 1241099.4414 | 2683019.7077 | 1241099.4414
100 | 2682959.7497 | 1241044.8825 | 2682955.8597 | 1241051.659 | 2682950.9614 | 1241059.6519 | 2682946.8309 | 1241064.6533 | 2682941.0683 | 1241073.0241
101 | 2682916.7165 | 1241113.0674 | 2682908.2448 | 1241140.2334
102 | 2682916.7165 | 1241113.0674 | 2682904.444 | 1241108.1925
103 | 2682840.4127 | 1241146.2992 | 2682840.3825 | 1241145.3133
104 | 2682839.6106 | 1241120.0961 | 2682840.3825 | 1241145.3133
105 | 2682840.4127 | 1241146.2992 | 2682841.3205 | 1241175.9614
106 | 2682839.6106 | 1241120.0961 | 2682838.6591 | 1241114.59 | 2682831.6638 | 1241078.4996
107 | 2682839.6106 | 1241120.0961 | 2682823.8163 | 1241121.9981
108 | 2682839.6106 | 1241120.0961 | 2682855.2814 | 1241117.2189
109 | 2682831.6638 | 1241078.4996 | 2682830.6957 | 1241073.5049 | 2682828.6842 | 1241069.0844
110 | 2682823.8163 | 1241121.9981 | 2682789.2286 | 1241126.1633
111 | 2682855.2814 | 1241117.2189 | 2682877.447 | 1241113.1493
112 | 2682816.3809 | 1241043.8284 | 2682823.4398 | 1241057.5589 | 2682828.6842 | 1241069.0844
113 | 2682787.36 | 1241126.3884 | 2682789.2286 | 1241126.1633
114 | 2682877.447 | 1241113.1493 | 2682884.0875 | 1241111.9301
115 | 2682808.1934 | 1241027.9027 | 2682816.3809 | 1241043.8284
116 | 2682888.5806 | 1241111.1051 | 2682884.0875 | 1241111.9301
117 | 2682908.2448 | 1241140.2334 | 2682903.0056 | 1241157.0336
118 | 2682888.5806 | 1241111.1051 | 2682904.444 | 1241108.1925
119 | 2682963.442 | 1241036.1972 | 2682960.6341 | 1241043.342 | 2682959.7497 | 1241044.8825
120 | 2682979.3762 | 1241148.5553 | 2682973.8807 | 1241171.5346
121 | 2682979.3762 | 1241148.5553 | 2682980.576 | 1241143.5386
122 | 2682970.4227 | 1241185.9945 | 2682973.8807 | 1241171.5346
123 | 2682791.1544 | 1241035.3109 | 2682786.0164 | 1241037.5448 | 2682779.7177 | 1241039.4396
124 | 2682808.1934 | 1241027.9027 | 2682791.1544 | 1241035.3109
125 | 2682779.7177 | 1241039.4396 | 2682766.835 | 1241043.3148 | 2682762.7624 | 1241043.6575
126 | 2682808.1934 | 1241027.9027 | 2682811.2558 | 1241026.2462
127 | 2682758.9288 | 1241043.9801 | 2682762.7624 | 1241043.6575
128 | 2682811.2558 | 1241026.2462 | 2682826.3883 | 1241018.0606 | 2682833.9157 | 1241012.5775
129 | 2682758.9288 | 1241043.9801 | 2682758.2471 | 1241044.0374
130 | 2682833.9157 | 1241012.5775 | 2682841.2012 | 1241007.2706 | 2682848.5435 | 1240999.1072
131 | 2682852.498 | 1240994.7105 | 2682848.5435 | 1240999.1072
132 | 2682901.2889 | 1240995.1718 | 2682904.8733 | 1240988.706
133 | 2682892.3782 | 1241006.8068 | 2682898.9548 | 1240999.3822 | 2682901.2889 | 1240995.1718
134 | 2682892.3782 | 1241006.8068 | 2682884.9781 | 1241017.9671
135 | 2682931.0248 | 1240900.8927 | 2682934.4497 | 1240891.7451 | 2682936.7158 | 1240889.7232
136 | 2682874.8627 | 1240824.7106 | 2682901.7934 | 1240811.9649
137 | 2682901.7934 | 1240811.9649 | 2682922.3768 | 1240802.2233 | 2682936.5151 | 1240796.5137
138 | 2682968.8851 | 1240783.4414 | 2682936.5151 | 1240796.5137
139 | 2682971.5703 | 1240866.39 | 2682973.7477 | 1240870.7457 | 2682969.2116 | 1240883.4977
140 | 2682971.5703 | 1240866.39 | 2682963.624 | 1240870.6633
141 | 2683109.2969 | 1240823.6967 | 2683117.8742 | 1240819.1344
142 | 2683109.2969 | 1240823.6967 | 2683096.4149 | 1240824.517 | 2683090.3016 | 1240826.3661
143 | 2683090.3016 | 1240826.3661 | 2683090.3016 | 1240826.3661 | 2683087.4237 | 1240830.451 | 2683076.6754 | 1240833.0609
144 | 2683054.2214 | 1240838.5131 | 2683076.6754 | 1240833.0609
145 | 2683054.2214 | 1240838.5131 | 2683041.9235 | 1240841.4993
146 | 2683017.3278 | 1240847.4716 | 2683041.9235 | 1240841.4993
147 | 2683017.3278 | 1240847.4716 | 2683022.115 | 1240825.823 | 2683017.5166 | 1240824.7912
148 | 2683017.5166 | 1240824.7912 | 2683003.452 | 1240821.6335
149 | 2683003.452 | 1240821.6335 | 2682992.5345 | 1240819.1824 | 2682978.0641 | 1240822.3397
150 | 2682959.1067 | 1240826.476 | 2682978.0641 | 1240822.3397
151 | 2683082.7002 | 1240797.3397 | 2683060.0975 | 1240803.4122
152 | 2683082.7002 | 1240797.3397 | 2683094.9145 | 1240794.0581

## bus_geodata
| x | y | coords
0 | 2682932.9666 | 1240791.9323
1 | 2682917.2999 | 1240798.2266
2 | 2682991.8629 | 1240768.2698
3 | 2682871.4618 | 1240820.2314
4 | 2682976.3118 | 1240728.1834
5 | 2683031.9765 | 1240779.3052
6 | 2683027.4951 | 1240779.098
7 | 2683120.1585 | 1240732.8391
8 | 2683055.0758 | 1240776.9531
9 | 2683148.0793 | 1240748.2781
10 | 2683023.7983 | 1240798.1232
11 | 2683004.4081 | 1240769.0959
12 | 2683026.309 | 1240806.0341
13 | 2683022.1073 | 1240805.297
14 | 2683046.6007 | 1240805.9652
15 | 2683076.5601 | 1240770.3234
16 | 2682786.9157 | 1240881.512
17 | 2682794.6137 | 1240882.074
18 | 2682807.0251 | 1240872.6861
19 | 2682763.8194 | 1240892.8028
20 | 2682882.9126 | 1240919.5342
21 | 2682852.1459 | 1240903.3002
22 | 2682878.7727 | 1240927.3709
23 | 2682883.9426 | 1240919.9132
24 | 2682889.7864 | 1240931.9836
25 | 2682876.2331 | 1240926.118
26 | 2682915.5783 | 1240931.5545
27 | 2682814.1264 | 1240857.3076
28 | 2682829.326 | 1240887.5626
29 | 2683000.5397 | 1240936.6898
30 | 2682983.2417 | 1240973.7413
31 | 2683021.5486 | 1240937.8764
32 | 2682929.3605 | 1240917.5635
33 | 2682920.6456 | 1240942.8556
34 | 2682936.9027 | 1240947.7567
35 | 2682914.8473 | 1240957.8341
36 | 2682973.4252 | 1240966.7991
37 | 2682975.0535 | 1240969.3237
38 | 2683010.8918 | 1240990.2707
39 | 2682817.4291 | 1240889.8769
40 | 2683052.2239 | 1241105.8452
41 | 2683048.0795 | 1241059.7803
42 | 2683049.5106 | 1241140.2616
43 | 2683030.1373 | 1241099.832
44 | 2682870.7949 | 1240971.0117
45 | 2682863.1767 | 1240982.8375
46 | 2682847.4878 | 1240838.5488
47 | 2683012.6944 | 1240865.1528
48 | 2682991.5409 | 1240861.0208
49 | 2683013.1433 | 1240863.44
50 | 2682962.1759 | 1240906.5875
51 | 2682960.2017 | 1240906.6266
52 | 2682960.156 | 1240923.4197
53 | 2683065.7963 | 1240914.1752
54 | 2683062.4718 | 1240929.0729
55 | 2683088.7196 | 1240905.5186
56 | 2683087.8469 | 1240880.1482
57 | 2683089.7632 | 1240878.307
58 | 2683036.8836 | 1240953.3322
59 | 2682933.2134 | 1240904.9929
60 | 2682912.2554 | 1240964.7627
61 | 2683036.1533 | 1240974.9646
62 | 2682971.1197 | 1241014.3043
63 | 2682970.1048 | 1241017.3467
64 | 2683030.1089 | 1241014.7044
65 | 2682959.6423 | 1240927.7006
66 | 2683011.6368 | 1241243.9103
67 | 2683023.9274 | 1241232.1635
68 | 2683003.9814 | 1241250.2394
69 | 2683030.9979 | 1241223.9702
70 | 2683029.1766 | 1241199.8126
71 | 2683023.4434 | 1241200.5745
72 | 2682886.0459 | 1241210.5314
73 | 2682891.5584 | 1241193.7408
74 | 2682915.952 | 1241209.9407
75 | 2682989.1406 | 1241205.1333
76 | 2682965.1756 | 1241207.9348
77 | 2682876.3406 | 1241191.7961
78 | 2682901.3011 | 1241162.4994
79 | 2682954.2195 | 1241208.5915
80 | 2682977.6492 | 1241098.4096
81 | 2682977.536 | 1241098.3878
82 | 2682978.1123 | 1241098.4987
83 | 2682995.0398 | 1241101.7553
84 | 2682936.1408 | 1241080.1818
85 | 2682938.4772 | 1241076.7879
86 | 2682920.9167 | 1241105.4446
87 | 2683006.3008 | 1241103.9217
88 | 2682941.0683 | 1241073.0241
89 | 2682916.7165 | 1241113.0674
90 | 2683019.7077 | 1241099.4414
91 | 2682840.3825 | 1241145.3133
92 | 2682840.4127 | 1241146.2992
93 | 2682839.6106 | 1241120.0961
94 | 2682841.3205 | 1241175.9614
95 | 2682831.6638 | 1241078.4996
96 | 2682823.8163 | 1241121.9981
97 | 2682855.2814 | 1241117.2189
98 | 2682828.6842 | 1241069.0844
99 | 2682789.2286 | 1241126.1633
100 | 2682877.447 | 1241113.1493
101 | 2682816.3809 | 1241043.8284
102 | 2682787.36 | 1241126.3884
103 | 2682884.0875 | 1241111.9301
104 | 2682908.2448 | 1241140.2334
105 | 2682904.444 | 1241108.1925
106 | 2682903.0056 | 1241157.0336
107 | 2682888.5806 | 1241111.1051
108 | 2682959.7497 | 1241044.8825
109 | 2683041.5439 | 1241038.2533
110 | 2682979.3762 | 1241148.5553
111 | 2682973.8807 | 1241171.5346
112 | 2682980.576 | 1241143.5386
113 | 2682970.4227 | 1241185.9945
114 | 2682963.442 | 1241036.1972
115 | 2682791.1544 | 1241035.3109
116 | 2682779.7177 | 1241039.4396
117 | 2682808.1934 | 1241027.9027
118 | 2682762.7624 | 1241043.6575
119 | 2682811.2558 | 1241026.2462
120 | 2682758.9288 | 1241043.9801
121 | 2682833.9157 | 1241012.5775
122 | 2682758.2471 | 1241044.0374
123 | 2682848.5435 | 1240999.1072
124 | 2682901.2889 | 1240995.1718
125 | 2682904.8733 | 1240988.706
126 | 2682892.3782 | 1241006.8068
127 | 2682884.9781 | 1241017.9671
128 | 2682852.498 | 1240994.7105
129 | 2682931.0248 | 1240900.8927
130 | 2682874.8627 | 1240824.7106
131 | 2682901.7934 | 1240811.9649
132 | 2682936.5151 | 1240796.5137
133 | 2682968.8851 | 1240783.4414
134 | 2682969.2116 | 1240883.4977
135 | 2682936.7158 | 1240889.7232
136 | 2682971.5703 | 1240866.39
137 | 2683117.8742 | 1240819.1344
138 | 2683109.2969 | 1240823.6967
139 | 2683090.3016 | 1240826.3661
140 | 2683076.6754 | 1240833.0609
141 | 2683054.2214 | 1240838.5131
142 | 2683017.3278 | 1240847.4716
143 | 2683041.9235 | 1240841.4993
144 | 2683017.5166 | 1240824.7912
145 | 2683003.452 | 1240821.6335
146 | 2682978.0641 | 1240822.3397
147 | 2683060.0975 | 1240803.4122
148 | 2682963.624 | 1240870.6633
149 | 2682833.3286 | 1240900.1335
150 | 2683082.7002 | 1240797.3397
151 | 2683094.9145 | 1240794.0581
152 | 2682959.1067 | 1240826.476
153 | 2683088.6224 | 1240766.6012
154 | 2682977.1225 | 1240961.4247

## line_std_types
| c_nf_per_km | r_ohm_per_km | x_ohm_per_km | max_i_ka | type | q_mm2 | alpha | voltage_rating
NAYY 4x50 SE | 210 | 0.642 | 0.083 | 0.142 | cs | 50 | 0.00403 | LV
NAYY 4x120 SE | 264 | 0.225 | 0.08 | 0.242 | cs | 120 | 0.00403 | LV
NAYY 4x150 SE | 261 | 0.208 | 0.08 | 0.27 | cs | 150 | 0.00403 | LV
NA2XS2Y 1x95 RM/25 12/20 kV | 216 | 0.313 | 0.132 | 0.252 | cs | 95 | 0.00403 | MV
NA2XS2Y 1x185 RM/25 12/20 kV | 273 | 0.161 | 0.117 | 0.362 | cs | 185 | 0.00403 | MV
NA2XS2Y 1x240 RM/25 12/20 kV | 304 | 0.122 | 0.112 | 0.421 | cs | 240 | 0.00403 | MV
NA2XS2Y 1x95 RM/25 6/10 kV | 315 | 0.313 | 0.123 | 0.249 | cs | 95 | 0.00403 | MV
NA2XS2Y 1x185 RM/25 6/10 kV | 406 | 0.161 | 0.11 | 0.358 | cs | 185 | 0.00403 | MV
NA2XS2Y 1x240 RM/25 6/10 kV | 456 | 0.122 | 0.105 | 0.416 | cs | 240 | 0.00403 | MV
NA2XS2Y 1x150 RM/25 12/20 kV | 250 | 0.206 | 0.116 | 0.319 | cs | 150 | 0.00403 | MV
NA2XS2Y 1x120 RM/25 12/20 kV | 230 | 0.253 | 0.119 | 0.283 | cs | 120 | 0.00403 | MV
NA2XS2Y 1x70 RM/25 12/20 kV | 190 | 0.443 | 0.132 | 0.22 | cs | 70 | 0.00403 | MV
NA2XS2Y 1x150 RM/25 6/10 kV | 360 | 0.206 | 0.11 | 0.315 | cs | 150 | 0.00403 | MV
NA2XS2Y 1x120 RM/25 6/10 kV | 340 | 0.253 | 0.113 | 0.28 | cs | 120 | 0.00403 | MV
NA2XS2Y 1x70 RM/25 6/10 kV | 280 | 0.443 | 0.123 | 0.217 | cs | 70 | 0.00403 | MV
N2XS(FL)2Y 1x120 RM/35 64/110 kV | 112 | 0.153 | 0.166 | 0.366 | cs | 120 | 0.00393 | HV
N2XS(FL)2Y 1x185 RM/35 64/110 kV | 125 | 0.099 | 0.156 | 0.457 | cs | 185 | 0.00393 | HV
N2XS(FL)2Y 1x240 RM/35 64/110 kV | 135 | 0.075 | 0.149 | 0.526 | cs | 240 | 0.00393 | HV
N2XS(FL)2Y 1x300 RM/35 64/110 kV | 144 | 0.06 | 0.144 | 0.588 | cs | 300 | 0.00393 | HV
15-AL1/3-ST1A 0.4 | 11 | 1.8769 | 0.35 | 0.105 | ol | 16 | 0.00403 | LV
24-AL1/4-ST1A 0.4 | 11.25 | 1.2012 | 0.335 | 0.14 | ol | 24 | 0.00403 | LV
48-AL1/8-ST1A 0.4 | 12.2 | 0.5939 | 0.3 | 0.21 | ol | 48 | 0.00403 | LV
94-AL1/15-ST1A 0.4 | 13.2 | 0.306 | 0.29 | 0.35 | ol | 94 | 0.00403 | LV
34-AL1/6-ST1A 10.0 | 9.7 | 0.8342 | 0.36 | 0.17 | ol | 34 | 0.00403 | MV
48-AL1/8-ST1A 10.0 | 10.1 | 0.5939 | 0.35 | 0.21 | ol | 48 | 0.00403 | MV
70-AL1/11-ST1A 10.0 | 10.4 | 0.4132 | 0.339 | 0.29 | ol | 70 | 0.00403 | MV
94-AL1/15-ST1A 10.0 | 10.75 | 0.306 | 0.33 | 0.35 | ol | 94 | 0.00403 | MV
122-AL1/20-ST1A 10.0 | 11.1 | 0.2376 | 0.323 | 0.41 | ol | 122 | 0.00403 | MV
149-AL1/24-ST1A 10.0 | 11.25 | 0.194 | 0.315 | 0.47 | ol | 149 | 0.00403 | MV
34-AL1/6-ST1A 20.0 | 9.15 | 0.8342 | 0.382 | 0.17 | ol | 34 | 0.00403 | MV
48-AL1/8-ST1A 20.0 | 9.5 | 0.5939 | 0.372 | 0.21 | ol | 48 | 0.00403 | MV
70-AL1/11-ST1A 20.0 | 9.7 | 0.4132 | 0.36 | 0.29 | ol | 70 | 0.00403 | MV
94-AL1/15-ST1A 20.0 | 10 | 0.306 | 0.35 | 0.35 | ol | 94 | 0.00403 | MV
122-AL1/20-ST1A 20.0 | 10.3 | 0.2376 | 0.344 | 0.41 | ol | 122 | 0.00403 | MV
149-AL1/24-ST1A 20.0 | 10.5 | 0.194 | 0.337 | 0.47 | ol | 149 | 0.00403 | MV
184-AL1/30-ST1A 20.0 | 10.75 | 0.1571 | 0.33 | 0.535 | ol | 184 | 0.00403 | MV
243-AL1/39-ST1A 20.0 | 11 | 0.1188 | 0.32 | 0.645 | ol | 243 | 0.00403 | MV
48-AL1/8-ST1A 110.0 | 8 | 0.5939 | 0.46 | 0.21 | ol | 48 | 0.00403 | HV
70-AL1/11-ST1A 110.0 | 8.4 | 0.4132 | 0.45 | 0.29 | ol | 70 | 0.00403 | HV
94-AL1/15-ST1A 110.0 | 8.65 | 0.306 | 0.44 | 0.35 | ol | 94 | 0.00403 | HV
122-AL1/20-ST1A 110.0 | 8.5 | 0.2376 | 0.43 | 0.41 | ol | 122 | 0.00403 | HV
149-AL1/24-ST1A 110.0 | 8.75 | 0.194 | 0.41 | 0.47 | ol | 149 | 0.00403 | HV
184-AL1/30-ST1A 110.0 | 8.8 | 0.1571 | 0.4 | 0.535 | ol | 184 | 0.00403 | HV
243-AL1/39-ST1A 110.0 | 9 | 0.1188 | 0.39 | 0.645 | ol | 243 | 0.00403 | HV
305-AL1/39-ST1A 110.0 | 9.2 | 0.0949 | 0.38 | 0.74 | ol | 305 | 0.00403 | HV
490-AL1/64-ST1A 110.0 | 9.75 | 0.059 | 0.37 | 0.96 | ol | 490 | 0.00403 | HV
679-AL1/86-ST1A 110.0 | 9.95 | 0.042 | 0.36 | 1.15 | ol | 679 | 0.00403 | HV
490-AL1/64-ST1A 220.0 | 10 | 0.059 | 0.285 | 0.96 | ol | 490 | 0.00403 | HV
679-AL1/86-ST1A 220.0 | 11.7 | 0.042 | 0.275 | 1.15 | ol | 679 | 0.00403 | HV
490-AL1/64-ST1A 380.0 | 11 | 0.059 | 0.253 | 0.96 | ol | 490 | 0.00403 | HV
679-AL1/86-ST1A 380.0 | 14.6 | 0.042 | 0.25 | 1.15 | ol | 679 | 0.00403 | HV

## trafo_std_types
| i0_percent | pfe_kw | vkr_percent | sn_mva | vn_lv_kv | vn_hv_kv | vk_percent | shift_degree | vector_group | tap_side | tap_neutral | tap_min | tap_max | tap_step_degree | tap_step_percent | tap_phase_shifter
160 MVA 380/110 kV | 0.06 | 60 | 0.25 | 160 | 110 | 380 | 12.2 | 0 | Yy0 | hv | 0 | -9 | 9 | 0 | 1.5 | FALSE
100 MVA 220/110 kV | 0.06 | 55 | 0.26 | 100 | 110 | 220 | 12 | 0 | Yy0 | hv | 0 | -9 | 9 | 0 | 1.5 | FALSE
63 MVA 110/20 kV | 0.04 | 22 | 0.32 | 63 | 20 | 110 | 18 | 150 | YNd5 | hv | 0 | -9 | 9 | 0 | 1.5 | FALSE
40 MVA 110/20 kV | 0.05 | 18 | 0.34 | 40 | 20 | 110 | 16.2 | 150 | YNd5 | hv | 0 | -9 | 9 | 0 | 1.5 | FALSE
25 MVA 110/20 kV | 0.07 | 14 | 0.41 | 25 | 20 | 110 | 12 | 150 | YNd5 | hv | 0 | -9 | 9 | 0 | 1.5 | FALSE
63 MVA 110/10 kV | 0.04 | 22 | 0.32 | 63 | 10 | 110 | 18 | 150 | YNd5 | hv | 0 | -9 | 9 | 0 | 1.5 | FALSE
40 MVA 110/10 kV | 0.05 | 18 | 0.34 | 40 | 10 | 110 | 16.2 | 150 | YNd5 | hv | 0 | -9 | 9 | 0 | 1.5 | FALSE
25 MVA 110/10 kV | 0.07 | 14 | 0.41 | 25 | 10 | 110 | 12 | 150 | YNd5 | hv | 0 | -9 | 9 | 0 | 1.5 | FALSE
0.25 MVA 20/0.4 kV | 0.32 | 0.8 | 1.44 | 0.25 | 0.4 | 20 | 6 | 150 | Yzn5 | hv | 0 | -2 | 2 | 0 | 2.5 | FALSE
0.4 MVA 20/0.4 kV | 0.3375 | 1.35 | 1.425 | 0.4 | 0.4 | 20 | 6 | 150 | Dyn5 | hv | 0 | -2 | 2 | 0 | 2.5 | FALSE
0.63 MVA 20/0.4 kV | 0.2619 | 1.65 | 1.206 | 0.63 | 0.4 | 20 | 6 | 150 | Dyn5 | hv | 0 | -2 | 2 | 0 | 2.5 | FALSE
0.25 MVA 10/0.4 kV | 0.24 | 0.6 | 1.2 | 0.25 | 0.4 | 10 | 4 | 150 | Dyn5 | hv | 0 | -2 | 2 | 0 | 2.5 | FALSE
0.4 MVA 10/0.4 kV | 0.2375 | 0.95 | 1.325 | 0.4 | 0.4 | 10 | 4 | 150 | Dyn5 | hv | 0 | -2 | 2 | 0 | 2.5 | FALSE
0.63 MVA 10/0.4 kV | 0.1873 | 1.18 | 1.0794 | 0.63 | 0.4 | 10 | 4 | 150 | Dyn5 | hv | 0 | -2 | 2 | 0 | 2.5 | FALSE

## trafo3w_std_types
| sn_hv_mva | sn_mv_mva | sn_lv_mva | vn_hv_kv | vn_mv_kv | vn_lv_kv | vk_hv_percent | vk_mv_percent | vk_lv_percent | vkr_hv_percent | vkr_mv_percent | vkr_lv_percent | pfe_kw | i0_percent | shift_mv_degree | shift_lv_degree | vector_group | tap_side | tap_neutral | tap_min | tap_max | tap_step_percent
63/25/38 MVA 110/20/10 kV | 63 | 25 | 38 | 110 | 20 | 10 | 10.4 | 10.4 | 10.4 | 0.28 | 0.32 | 0.35 | 35 | 0.89 | 0 | 0 | YN0yn0yn0 | hv | 0 | -10 | 10 | 1.2
63/25/38 MVA 110/10/10 kV | 63 | 25 | 38 | 110 | 10 | 10 | 10.4 | 10.4 | 10.4 | 0.28 | 0.32 | 0.35 | 35 | 0.89 | 0 | 0 | YN0yn0yn0 | hv | 0 | -10 | 10 | 1.2

## fuse_std_types
| fuse_type | i_rated_a | t_avg | t_min | t_total | x_avg | x_min | x_total
HV 100A | HV 100A | 100 | 0 | [10.0, 3.64, 0.854, 0.281, 0.1, 0.0531, 0.022, 0.01] | [10.0, 4.267, 1.21, 0.403, 0.1, 0.058, 0.022, 0.01] | 0 | [300.0, 350.0, 450.0, 550.0, 700.0, 850.0, 1200.0, 1752.0] | [600.0, 700.0, 900.0, 1150.0, 1665.0, 2000.0, 3000.0, 4313.0]
HV 10A | HV 10A | 10 | 0 | [10.0, 1675.0, 0.344, 0.156, 0.1, 0.0417, 0.0171, 0.01] | [10.0, 1.3, 0.3, 0.155, 0.1, 0.0555, 0.023, 0.01] | 0 | [30.0, 32.0, 35.0, 37.0, 39.0, 50.0, 70.0, 88.0] | [60.0, 70.0, 80.0, 87.0, 94.0, 110.0, 150.0, 216.0]
HV 125A | HV 125A | 125 | 0 | [10.0, 1.82, 0.344, 0.1, 0.0467, 0.0269, 0.01] | [10.0, 2.478, 0.426, 0.1, 0.0427, 0.0211, 0.01] | 0 | [375.0, 500.0, 700.0, 925.0, 1200.0, 1500.0, 2341.0] | [750.0, 1000.0, 1500.0, 2200.0, 3000.0, 4000.0, 5765.0]
HV 160A | HV 160A | 160 | 0 | [10.0, 4.15, 1.03, 0.198, 0.1, 0.051, 0.0172, 0.01] | [10.0, 2.3, 0.734, 0.274, 0.1, 0.046, 0.0177, 0.01] | 0 | [480.0, 550.0, 700.0, 1000.0, 1260.0, 1600.0, 2500.0, 3227.0] | [960.0, 1300.0, 1700.0, 2200.0, 2996.0, 4000.0, 6000.0, 7946.0]
HV 16A | HV 16A | 16 | 0 | [10.0, 0.352, 0.164, 0.1, 0.0649, 0.0342, 0.01] | [10.0, 2.34, 0.722, 0.181, 0.1, 0.055, 0.0296, 0.01] | 0 | [48.0, 60.0, 65.0, 71.0, 80.0, 100.0, 162.0] | [96.0, 110.0, 125.0, 150.0, 168.0, 200.0, 250.0, 398.0]
HV 200A | HV 200A | 200 | 0 | [10.0, 4.267, 1.21, 0.403, 0.1, 0.058, 0.022, 0.01] | [10.0, 3.73, 1.654, 0.328, 0.1, 0.0531, 0.019, 0.01] | 0 | [600.0, 700.0, 900.0, 1150.0, 1665.0, 2000.0, 3000.0, 4313.0] | [1200.0, 1500.0, 1800.0, 2700.0, 3960.0, 5000.0, 7500.0, 10620.0]
HV 20A | HV 20A | 20 | 0 | [10.0, 1.3, 0.3, 0.155, 0.1, 0.0555, 0.023, 0.01] | [10.0, 1.3, 0.161, 0.1, 0.0611, 0.0399, 0.0141, 0.01] | 0 | [60.0, 70.0, 80.0, 87.0, 94.0, 110.0, 150.0, 216.0] | [120.0, 150.0, 200.0, 223.0, 260.0, 300.0, 450.0, 532.0]
HV 25A | HV 25A | 25 | 0 | [10.0, 2.512, 0.833, 0.299, 0.1, 0.0372, 0.0223, 0.01] | [10.0, 3.125, 0.597, 0.198, 0.1, 0.0378, 0.022, 0.01] | 0 | [75.0, 82.0, 90.0, 100.0, 124.0, 170.0, 200.0, 289.0] | [150.0, 170.0, 210.0, 250.0, 294.0, 400.0, 500.0, 711.0]
HV 31.5A | HV 31.5A | 31.5 | 0 | [10.0, 2.34, 0.722, 0.181, 0.1, 0.055, 0.0296, 0.01] | [10.0, 2.84, 0.368, 0.164, 0.1, 0.0621, 0.0378, 0.0195, 0.01] | 0 | [95.0, 110.0, 125.0, 150.0, 165.0, 200.0, 250.0, 390.0] | [189.0, 220.0, 300.0, 350.0, 393.0, 450.0, 530.0, 700.0, 960.0]
HV 40A | HV 40A | 40 | 0 | [10.0, 1.3, 0.161, 0.1, 0.0611, 0.0399, 0.0141, 0.01] | [10.0, 2.05, 0.369, 0.198, 0.1, 0.051, 0.0298, 0.01] | 0 | [120.0, 150.0, 200.0, 223.0, 260.0, 300.0, 450.0, 532.0] | [240.0, 300.0, 400.0, 450.0, 530.0, 650.0, 800.0, 1311.0]
HV 50A | HV 50A | 50 | 0 | [10.0, 3.215, 0.597, 0.198, 0.1, 0.0378, 0.022, 0.01] | [10.0, 3.64, 0.854, 0.281, 0.1, 0.0531, 0.022, 0.01] | 0 | [150.0, 170.0, 210.0, 250.0, 294.0, 400.0, 500.0, 711.0] | [300.0, 350.0, 450.0, 550.0, 700.0, 850.0, 1200.0, 1752.0]
HV 6.3A | HV 6.3A | 6.3 | 0 | [10.0, 1.39, 0.344, 0.168, 0.1, 0.056, 0.0263, 0.01] | [10.0, 1.711, 0.516, 0.198, 0.1, 0.0634, 0.0303, 0.01] | 0 | [19.0, 19.5, 20.4, 20.8, 22.0, 25.0, 32.0, 48.0] | [38.0, 40.0, 43.0, 48.0, 53.0, 60.0, 75.0, 118.0]
HV 63A | HV 63A | 63 | 0 | [10.0, 2.84, 0.368, 0.164, 0.1, 0.0621, 0.0378, 0.0195, 0.01] | [10.0, 1.82, 0.344, 0.1, 0.0467, 0.0269, 0.01] | 0 | [189.0, 220.0, 300.0, 350.0, 393.0, 450.0, 530.0, 700.0, 961.0] | [378.0, 500.0, 700.0, 934.0, 1200.0, 1500.0, 2366.0]
HV 80A | HV 80A | 80 | 0 | [10.0, 2.05, 0.369, 0.198, 0.1, 0.051, 0.0298, 0.01] | [10.0, 4.15, 1.03, 0.198, 0.1, 0.051, 0.0172, 0.01] | 0 | [240.0, 300.0, 400.0, 450.0, 530.0, 650.0, 800.0, 1311.0] | [480.0, 550.0, 700.0, 1000.0, 1260.0, 1600.0, 2500.0, 3227.0]
Siemens NH-1-100 | Siemens NH-1-100 | 100 | [5400.0, 2000.0, 400.0, 20.0, 1.0, 0.2, 0.012, 0.004] | 0 | 0 | [150.0, 190.0, 250.0, 430.0, 900.0, 1250.0, 2700.0, 3600.0] | 0 | 0
Siemens NH-1-125 | Siemens NH-1-125 | 125 | [4800.0, 120.0, 7.0, 0.1, 0.004] | 0 | 0 | [180.0, 400.0, 740.0, 2000.0, 4250.0] | 0 | 0
Siemens NH-1-16 | Siemens NH-1-16 | 16 | [4000.0, 400.0, 2.0, 0.1, 0.04, 0.01] | 0 | 0 | [26.0, 35.0, 75.0, 150.0, 200.0, 300.0] | 0 | 0
Siemens NH-1-160 | Siemens NH-1-160 | 160 | [4800.0, 120.0, 7.0, 0.1, 0.004] | 0 | 0 | [210.0, 500.0, 900.0, 2300.0, 5000.0] | 0 | 0
Siemens NH-1-25 | Siemens NH-1-25 | 25 | [4000.0, 1000.0, 10.0, 0.2, 0.02, 0.01] | 0 | 0 | [40.0, 50.0, 100.0, 210.0, 400.0, 500.0] | 0 | 0
Siemens NH-1-50 | Siemens NH-1-50 | 50 | [4000.0, 40.0, 4.0, 1.0, 0.02, 0.01] | 0 | 0 | [86.0, 200.0, 300.0, 400.0, 1000.0, 1280.0] | 0 | 0
Siemens NH-1-63 | Siemens NH-1-63 | 63 | [4000.0, 100.0, 10.0, 2.0, 0.04, 0.01] | 0 | 0 | [100.0, 200.0, 300.0, 400.0, 1000.0, 1500.0] | 0 | 0
Siemens NH-1-80 | Siemens NH-1-80 | 80 | [4800.0, 120.0, 7.0, 0.1, 0.01] | 0 | 0 | [150.58, 250.0, 450.0, 1150.0, 2470.0] | 0 | 0
Siemens NH-2-1000 | Siemens NH-2-1000 | 1000 | [4800.0, 120.0, 7.0, 0.1, 0.004] | 0 | 0 | [1900.0, 3500.0, 8400.0, 24000.0, 52000.0] | 0 | 0
Siemens NH-2-200 | Siemens NH-2-200 | 200 | [4800.0, 120.0, 7.0, 0.1, 0.004] | 0 | 0 | [280.0, 650.0, 1200.0, 3000.0, 7000.0] | 0 | 0
Siemens NH-2-224 | Siemens NH-2-224 | 224 | [4800.0, 120.0, 7.0, 0.2, 0.04, 0.004] | 0 | 0 | [400.0, 750.0, 1453.0, 3025.0, 4315.0, 7600.0] | 0 | 0
Siemens NH-2-250 | Siemens NH-2-250 | 250 | [4800.0, 120.0, 7.0, 0.1, 0.004] | 0 | 0 | [450.0, 800.0, 1650.0, 4000.0, 8500.0] | 0 | 0
Siemens NH-2-315 | Siemens NH-2-315 | 315 | [4800.0, 120.0, 7.0, 0.1, 0.004] | 0 | 0 | [550.0, 920.0, 1900.0, 5000.0, 11000.0] | 0 | 0
Siemens NH-2-355 | Siemens NH-2-355 | 355 | [4800.0, 120.0, 6.0, 0.1, 0.004] | 0 | 0 | [650.0, 1116.27, 2350.0, 5840.0, 12790.0] | 0 | 0
Siemens NH-2-400 | Siemens NH-2-400 | 400 | [4800.0, 120.0, 7.0, 0.1, 0.004] | 0 | 0 | [720.0, 1350.0, 2800.0, 6500.0, 15000.0] | 0 | 0
Siemens NH-2-425 | Siemens NH-2-425 | 425 | [4800.0, 120.0, 7.0, 0.1, 0.004] | 0 | 0 | [850.0, 1500.0, 3050.0, 7500.0, 16500.0] | 0 | 0
Siemens NH-2-630 | Siemens NH-2-630 | 630 | [4800.0, 120.0, 7.0, 0.1, 0.004] | 0 | 0 | [1200.0, 2000.0, 4800.0, 12000.0, 26000.0] | 0 | 0

## res_bus
| vm_pu | va_degree | p_mw | q_mvar
0 | 0.97096 | -0.56111 | 0.016225 | 0.0040663
1 | 0.97073 | -0.56562 | 0.0012252 | 0.00030706
2 | 0.97278 | -0.52517 | 0 | 0
3 | 0.9701 | -0.57808 | 0.013234 | 0.0033168
4 | 0.9722 | -0.53666 | 0.014375 | 0.0036027
5 | 0.9753 | -0.4755 | 0 | 0
6 | 0.97553 | -0.47111 | 0 | 0
7 | 0.97493 | -0.48288 | 0 | 0
8 | 0.97519 | -0.47767 | 0.0017037 | 0.00042699
9 | 0.97483 | -0.48486 | 0.0033998 | 0.00085207
10 | 0.97653 | -0.45145 | 0.0019299 | 0.00048369
11 | 0.97547 | -0.47229 | 0.0018574 | 0.00046551
12 | 0.9769 | -0.44425 | 0 | 0
13 | 0.97692 | -0.44373 | 0 | 0
14 | 0.97677 | -0.44674 | 0.0017045 | 0.00042719
15 | 0.97512 | -0.47905 | 0.0017037 | 0.00042698
16 | 0.98728 | -0.2434 | 0 | 0
17 | 0.98724 | -0.24425 | 0.0025603 | 0.00064166
18 | 0.98753 | -0.23846 | 0 | 0
19 | 0.98723 | -0.24428 | 0.0019152 | 0.00047998
20 | 0.98998 | -0.19092 | 0 | 0
21 | 0.98895 | -0.21103 | 0.0032151 | 0.00080579
22 | 0.99028 | -0.18516 | 0 | 0
23 | 0.98998 | -0.191 | 0.0040796 | 0.0010224
24 | 0.99072 | -0.17674 | 0 | 0
25 | 0.99027 | -0.18533 | 0.0032842 | 0.0008231
26 | 0.99188 | -0.15421 | 0 | 0
27 | 0.98715 | -0.24585 | 0.0021063 | 0.00052788
28 | 0.9882 | -0.22548 | 0.0021675 | 0.00054322
29 | 0.99527 | -0.090438 | 0 | 0
30 | 0.99922 | -0.014948 | 0 | 0
31 | 0.99307 | -0.13269 | 0.019612 | 0.0049152
32 | 0.99079 | -0.17501 | 0.0071312 | 0.0017872
33 | 0.99315 | -0.13003 | 0 | 0
34 | 0.99512 | -0.092326 | 0.0032384 | 0.00081162
35 | 0.99233 | -0.14565 | 0.0070114 | 0.0017572
36 | 1 | 0 | -0.54698 | -0.13971
37 | 0.99986 | -0.0027326 | 0.0060415 | 0.0015141
38 | 0.99774 | -0.043267 | 0.0029692 | 0.00074415
39 | 0.98715 | -0.24584 | 0.001341 | 0.00033609
40 | 0.99327 | -0.12921 | 0 | 0
41 | 0.99465 | -0.10271 | 0.0046813 | 0.0011732
42 | 0.99315 | -0.13167 | 0.0040352 | 0.0010113
43 | 0.9925 | -0.14409 | 0.0086302 | 0.0021629
44 | 0.98804 | -0.22793 | 0.0031301 | 0.00078448
45 | 0.98808 | -0.22714 | 0 | 0
46 | 0.98656 | -0.25739 | 0.0032152 | 0.00080579
47 | 0.98153 | -0.35387 | 0 | 0
48 | 0.98374 | -0.31099 | 0.010726 | 0.0026881
49 | 0.98135 | -0.3574 | 0.019632 | 0.0049203
50 | 0.9888 | -0.21323 | 0 | 0
51 | 0.98883 | -0.21273 | 0 | 0
52 | 0.98858 | -0.21754 | 0.0071332 | 0.0017878
53 | 0.98827 | -0.22568 | 0 | 0
54 | 0.98861 | -0.21904 | 0.037553 | 0.0094116
55 | 0.9877 | -0.23663 | 0.0047518 | 0.0011909
56 | 0.98722 | -0.24607 | 0 | 0
57 | 0.98717 | -0.247 | 0.019635 | 0.004921
58 | 0.99092 | -0.17421 | 0 | 0
59 | 0.99012 | -0.18793 | 0 | 0
60 | 0.99197 | -0.15254 | 0.0032375 | 0.0008114
61 | 0.99048 | -0.18268 | 0.019397 | 0.0048613
62 | 0.9774 | -0.4347 | 0.0041896 | 0.00105
63 | 0.97742 | -0.43445 | 0.0029692 | 0.00074416
64 | 0.99641 | -0.068742 | 0.00468 | 0.0011729
65 | 0.98855 | -0.21809 | 0.0071321 | 0.0017875
66 | 0.97101 | -0.56035 | 0.0018498 | 0.00046362
67 | 0.97107 | -0.55918 | 0.0022922 | 0.00057447
68 | 0.971 | -0.56069 | 0.0018633 | 0.00046698
69 | 0.97113 | -0.55797 | 0.0047183 | 0.0011825
70 | 0.97138 | -0.55303 | 0 | 0
71 | 0.97144 | -0.55188 | 0.0033562 | 0.00084113
72 | 0.97487 | -0.48418 | 0 | 0
73 | 0.97549 | -0.47205 | 0 | 0
74 | 0.97383 | -0.50476 | 0.0035212 | 0.0008825
75 | 0.9719 | -0.54289 | 0.0038234 | 0.00095824
76 | 0.9723 | -0.53491 | 0 | 0
77 | 0.97546 | -0.47263 | 0.0020766 | 0.00052045
78 | 0.9767 | -0.44837 | 0.0027676 | 0.00069363
79 | 0.97262 | -0.52868 | 0.0031293 | 0.00078428
80 | 0.99176 | -0.15857 | 0.0031454 | 0.00078832
81 | 0.99176 | -0.15858 | 0.0029696 | 0.00074424
82 | 0.99176 | -0.15852 | 0.0029698 | 0.00074431
83 | 0.9919 | -0.15574 | 0.0029281 | 0.00073386
84 | 0.97822 | -0.4186 | 0 | 0
85 | 0.97816 | -0.41994 | 0.0018249 | 0.00045736
86 | 0.97871 | -0.40904 | 0.0049494 | 0.0012404
87 | 0.99203 | -0.1533 | 0.0028957 | 0.00072572
88 | 0.97809 | -0.42127 | 0.0016397 | 0.00041094
89 | 0.97889 | -0.40544 | 0 | 0
90 | 0.99229 | -0.1483 | 0.0047406 | 0.0011881
91 | 0.98199 | -0.34516 | 0.0030146 | 0.00075553
92 | 0.98198 | -0.34524 | 0.001904 | 0.00047719
93 | 0.98216 | -0.34182 | 0 | 0
94 | 0.98192 | -0.34653 | 0.0024125 | 0.00060463
95 | 0.98339 | -0.31788 | 0.0016103 | 0.00040359
96 | 0.98205 | -0.3439 | 0.0021928 | 0.00054957
97 | 0.98177 | -0.34944 | 0.0027428 | 0.00068741
98 | 0.98369 | -0.31218 | 0.0042203 | 0.0010577
99 | 0.98189 | -0.34708 | 0.0022283 | 0.00055846
100 | 0.98123 | -0.35985 | 0.0016295 | 0.0004084
101 | 0.98455 | -0.29535 | 0.0020693 | 0.00051861
102 | 0.98189 | -0.34718 | 0.0028256 | 0.00070816
103 | 0.981 | -0.36443 | 0.0010717 | 0.00026859
104 | 0.97765 | -0.4298 | 0.0029432 | 0.00073763
105 | 0.97975 | -0.38871 | 0.0027866 | 0.00069839
106 | 0.97692 | -0.44395 | 0.0017426 | 0.00043673
107 | 0.98084 | -0.36749 | 0.0013956 | 0.00034977
108 | 0.97764 | -0.4301 | 0.0041889 | 0.0010498
109 | 0.99541 | -0.088052 | 0.0048922 | 0.0012261
110 | 0.97174 | -0.546 | 0.0038949 | 0.00097615
111 | 0.97189 | -0.543 | 0.0030449 | 0.00076311
112 | 0.97172 | -0.54628 | 0.0029765 | 0.00074597
113 | 0.97203 | -0.54028 | 0.0029888 | 0.00074906
114 | 0.97755 | -0.43184 | 0.0029689 | 0.00074409
115 | 0.98478 | -0.29094 | 0.0030286 | 0.00075903
116 | 0.9846 | -0.29455 | 0.0056746 | 0.0014222
117 | 0.98512 | -0.28443 | 0 | 0
118 | 0.98442 | -0.29796 | 0.0041216 | 0.001033
119 | 0.98525 | -0.2819 | 0.0078745 | 0.0019735
120 | 0.9844 | -0.29842 | 0.0044926 | 0.0011259
121 | 0.98631 | -0.26141 | 0.0054182 | 0.0013579
122 | 0.9844 | -0.29844 | 0.0021889 | 0.0005486
123 | 0.98714 | -0.24534 | 0.0025926 | 0.00064976
124 | 0.99042 | -0.18212 | 0.0043656 | 0.0010941
125 | 0.99077 | -0.1755 | 0.0034002 | 0.00085216
126 | 0.98976 | -0.19494 | 0 | 0
127 | 0.98972 | -0.19571 | 0.0032026 | 0.00080264
128 | 0.98739 | -0.24051 | 0.0033064 | 0.00082867
129 | 0.99007 | -0.18886 | 0 | 0
130 | 0.98618 | -0.26488 | 0.0032148 | 0.00080572
131 | 0.98589 | -0.27044 | 0.0052953 | 0.0013271
132 | 0.98571 | -0.27393 | 0.0029449 | 0.00073806
133 | 0.98564 | -0.27528 | 0.002165 | 0.00054261
134 | 0.98719 | -0.24433 | 0.008421 | 0.0021105
135 | 0.98994 | -0.19144 | 0.011312 | 0.002835
136 | 0.98606 | -0.26606 | 0 | 0
137 | 0.97891 | -0.40492 | 0.0046271 | 0.0011597
138 | 0.97896 | -0.4041 | 0 | 0
139 | 0.97904 | -0.40248 | 0.0030858 | 0.00077338
140 | 0.97915 | -0.40023 | 0.0032128 | 0.00080519
141 | 0.97939 | -0.39564 | 0.0030853 | 0.00077324
142 | 0.97995 | -0.3845 | 0 | 0
143 | 0.97955 | -0.39242 | 0.0032133 | 0.00080532
144 | 0.97812 | -0.42035 | 0 | 0
145 | 0.97799 | -0.42281 | 0.0036064 | 0.00090385
146 | 0.97785 | -0.42554 | 0.0028733 | 0.00072012
147 | 0.97671 | -0.44799 | 0.0016357 | 0.00040995
148 | 0.98597 | -0.26782 | 0.010928 | 0.0027387
149 | 0.98711 | -0.24661 | 0.0022817 | 0.00057186
150 | 0.97663 | -0.44942 | 0.0017037 | 0.00042699
151 | 0.97661 | -0.4498 | 0.0016362 | 0.00041007
152 | 0.9778 | -0.42655 | 0.002874 | 0.0007203
153 | 0.9751 | -0.47943 | 0.0016361 | 0.00041005
154 | 0.99998 | 149.9956 | 0 | 0

## res_line
| p_from_mw | q_from_mvar | p_to_mw | q_to_mvar | pl_mw | ql_mvar | i_from_ka | i_to_ka | i_ka | vm_from_pu | va_from_degree | vm_to_pu | va_to_degree | loading_percent
0 | 0.014471 | 0.0036301 | -0.014467 | -0.0036283 | 3.1141e-06 | 1.7843e-06 | 0.022178 | 0.022178 | 0.022178 | 0.97096 | -0.56111 | 0.97073 | -0.56562 | 6.0928
1 | -0.030695 | -0.0076964 | 0.030748 | 0.0077294 | 5.2674e-05 | 3.2925e-05 | 0.047043 | 0.047042 | 0.047043 | 0.97096 | -0.56111 | 0.97278 | -0.52517 | 12.9238
2 | 0.013242 | 0.0033213 | -0.013234 | -0.0033168 | 7.8579e-06 | 4.4008e-06 | 0.0203 | 0.0203 | 0.0203 | 0.97073 | -0.56562 | 0.9701 | -0.57808 | 5.5769
3 | 0.014383 | 0.0036072 | -0.014375 | -0.0036027 | 7.8774e-06 | 4.5031e-06 | 0.022002 | 0.022002 | 0.022002 | 0.97278 | -0.52517 | 0.9722 | -0.53666 | 6.0445
4 | -0.045131 | -0.011337 | 0.045238 | 0.011404 | 0.00010724 | 6.789e-05 | 0.069044 | 0.069044 | 0.069044 | 0.97278 | -0.52517 | 0.9753 | -0.4755 | 18.9682
5 | -0.053684 | -0.013519 | 0.053695 | 0.013527 | 1.1259e-05 | 7.15e-06 | 0.081929 | 0.081929 | 0.081929 | 0.9753 | -0.4755 | 0.97553 | -0.47111 | 22.5079
6 | 0.0034013 | 0.00085117 | -0.0034001 | -0.00085188 | 1.1943e-06 | -7.1102e-07 | 0.0051889 | 0.0051895 | 0.0051895 | 0.9753 | -0.4755 | 0.97493 | -0.48288 | 1.4257
7 | 0.0050443 | 0.0012638 | -0.0050437 | -0.0012637 | 5.2188e-07 | 4.0806e-08 | 0.0076959 | 0.007696 | 0.007696 | 0.9753 | -0.4755 | 0.97519 | -0.47767 | 2.1143
8 | -0.055553 | -0.013992 | 0.055605 | 0.014025 | 5.23e-05 | 3.3229e-05 | 0.084762 | 0.084762 | 0.084762 | 0.97553 | -0.47111 | 0.97653 | -0.45145 | 23.2862
9 | 0.0018575 | 0.00046514 | -0.0018574 | -0.00046551 | 1.0397e-07 | -3.6463e-07 | 0.0028332 | 0.0028334 | 0.0028334 | 0.97553 | -0.47111 | 0.97547 | -0.47229 | 0.77839
10 | 0.0034001 | 0.00085188 | -0.0033998 | -0.00085207 | 3.2222e-07 | -1.9159e-07 | 0.0051895 | 0.0051896 | 0.0051896 | 0.97493 | -0.48288 | 0.97483 | -0.48486 | 1.4257
11 | 0.00334 | 0.00083675 | -0.0033398 | -0.00083689 | 2.1899e-07 | -1.4035e-07 | 0.0050963 | 0.0050964 | 0.0050964 | 0.97519 | -0.47767 | 0.97512 | -0.47905 | 1.4001
12 | -0.057535 | -0.014509 | 0.057556 | 0.014522 | 2.1259e-05 | 1.3514e-05 | 0.087703 | 0.087703 | 0.087703 | 0.97653 | -0.45145 | 0.97692 | -0.44373 | 24.0941
13 | -0.0066814 | -0.0016742 | 0.0066816 | 0.0016742 | 1.6523e-07 | 5.2482e-08 | 0.010177 | 0.010177 | 0.010177 | 0.9769 | -0.44425 | 0.97692 | -0.44373 | 2.7959
14 | 0.0066814 | 0.0016742 | -0.0066807 | -0.0016739 | 7.9295e-07 | 2.5192e-07 | 0.010177 | 0.010177 | 0.010177 | 0.9769 | -0.44425 | 0.97677 | -0.44674 | 2.7959
15 | -0.064238 | -0.016196 | 0.06431 | 0.016242 | 7.195e-05 | 4.5797e-05 | 0.09788 | 0.09788 | 0.09788 | 0.97692 | -0.44373 | 0.97812 | -0.42035 | 26.89
16 | 0.0049762 | 0.0012467 | -0.0049759 | -0.0012467 | 2.9643e-07 | 1.7547e-08 | 0.0075805 | 0.0075806 | 0.0075806 | 0.97677 | -0.44674 | 0.97671 | -0.44799 | 2.0826
17 | 0.0016361 | 0.00040991 | -0.0016361 | -0.00041005 | 2.9508e-08 | -1.3859e-07 | 0.0024967 | 0.0024967 | 0.0024967 | 0.97512 | -0.47905 | 0.9751 | -0.47943 | 0.68591
18 | 0.0061836 | 0.0015493 | -0.0061834 | -0.0015493 | 2.514e-07 | 6.2201e-08 | 0.0093197 | 0.0093198 | 0.0093198 | 0.98728 | -0.2434 | 0.98724 | -0.24425 | 2.5604
19 | -0.0080988 | -0.002029 | 0.0081008 | 0.0020298 | 1.9064e-06 | 7.8365e-07 | 0.012206 | 0.012206 | 0.012206 | 0.98728 | -0.2434 | 0.98753 | -0.23846 | 3.3534
20 | 0.0019152 | 0.0004797 | -0.0019152 | -0.00047998 | 8.0563e-08 | -2.7814e-07 | 0.0028865 | 0.0028866 | 0.0028866 | 0.98728 | -0.2434 | 0.98723 | -0.24428 | 0.79303
21 | 0.0036231 | 0.00090762 | -0.0036228 | -0.00090776 | 2.7309e-07 | -1.3745e-07 | 0.0054608 | 0.0054609 | 0.0054609 | 0.98724 | -0.24425 | 0.98715 | -0.24584 | 1.5002
22 | 0.018966 | 0.0047604 | -0.018959 | -0.0047564 | 6.6878e-06 | 4.0009e-06 | 0.028581 | 0.028581 | 0.028581 | 0.98753 | -0.23846 | 0.98715 | -0.24585 | 7.8518
23 | -0.027067 | -0.0067903 | 0.027084 | 0.0068006 | 1.6755e-05 | 1.038e-05 | 0.040787 | 0.040787 | 0.040787 | 0.98753 | -0.23846 | 0.9882 | -0.22548 | 11.2051
24 | 0.032518 | 0.0081817 | -0.032486 | -0.0081622 | 3.1213e-05 | 1.9529e-05 | 0.048888 | 0.048888 | 0.048888 | 0.98998 | -0.19092 | 0.98895 | -0.21103 | 13.4307
25 | -0.036597 | -0.0092042 | 0.036607 | 0.0092105 | 1.0064e-05 | 6.3268e-06 | 0.05502 | 0.055019 | 0.05502 | 0.98998 | -0.19092 | 0.99028 | -0.18516 | 15.1153
26 | 0.0040796 | 0.0010224 | -0.0040796 | -0.0010224 | 1.5475e-08 | -4.2074e-09 | 0.0061319 | 0.0061319 | 0.0061319 | 0.98998 | -0.19092 | 0.98998 | -0.191 | 1.6846
27 | 0.029271 | 0.0073564 | -0.029251 | -0.0073439 | 2.0185e-05 | 1.2563e-05 | 0.04405 | 0.04405 | 0.04405 | 0.98895 | -0.21103 | 0.9882 | -0.22548 | 12.1017
28 | -0.039891 | -0.010034 | 0.039907 | 0.010044 | 1.6054e-05 | 1.0121e-05 | 0.059954 | 0.059954 | 0.059954 | 0.99028 | -0.18516 | 0.99072 | -0.17674 | 16.471
29 | 0.0032842 | 0.00082308 | -0.0032842 | -0.0008231 | 2.5862e-08 | -1.988e-08 | 0.004935 | 0.004935 | 0.004935 | 0.99028 | -0.18516 | 0.99027 | -0.18533 | 1.3558
30 | -0.039907 | -0.010044 | 0.039951 | 0.010071 | 4.3015e-05 | 2.7118e-05 | 0.059954 | 0.059954 | 0.059954 | 0.99072 | -0.17674 | 0.99188 | -0.15421 | 16.471
31 | 0.1749 | 0.044573 | -0.17472 | -0.044462 | 0.00017537 | 0.00011145 | 0.26265 | 0.26265 | 0.26265 | 0.99188 | -0.15421 | 0.99079 | -0.17501 | 24.052
32 | -0.21485 | -0.054644 | 0.2151 | 0.054804 | 0.00025067 | 0.00015968 | 0.3226 | 0.3226 | 0.3226 | 0.99188 | -0.15421 | 0.99315 | -0.13003 | 29.5423
33 | 0.016853 | 0.0042285 | -0.016844 | -0.0042231 | 9.2671e-06 | 5.4417e-06 | 0.025406 | 0.025406 | 0.025406 | 0.98715 | -0.24585 | 0.98656 | -0.25739 | 6.9796
34 | -0.10149 | -0.025642 | 0.10185 | 0.025877 | 0.0003687 | 0.00023541 | 0.1518 | 0.1518 | 0.1518 | 0.99527 | -0.090438 | 0.99922 | -0.014948 | 41.7045
35 | 0.10149 | 0.025642 | -0.10128 | -0.025511 | 0.0002051 | 0.00013096 | 0.1518 | 0.1518 | 0.1518 | 0.99527 | -0.090438 | 0.99307 | -0.13269 | 41.7045
36 | -0.15165 | -0.038456 | 0.15174 | 0.038512 | 8.9104e-05 | 5.6783e-05 | 0.226 | 0.226 | 0.226 | 0.99922 | -0.014948 | 0.99986 | -0.0027326 | 31.0435
37 | 0.049798 | 0.012578 | -0.049731 | -0.012536 | 6.7488e-05 | 4.2764e-05 | 0.074193 | 0.074193 | 0.074193 | 0.99922 | -0.014948 | 0.99774 | -0.043267 | 20.3827
38 | 0.081669 | 0.020596 | -0.081507 | -0.020492 | 0.00016195 | 0.00010327 | 0.12242 | 0.12242 | 0.12242 | 0.99307 | -0.13269 | 0.99092 | -0.17421 | 33.6314
39 | 0.16759 | 0.042675 | -0.16749 | -0.042608 | 0.00010432 | 6.6255e-05 | 0.25194 | 0.25194 | 0.25194 | 0.99079 | -0.17501 | 0.99012 | -0.18793 | 23.0713
40 | -0.38186 | -0.097309 | 0.38255 | 0.097754 | 0.00069614 | 0.00044487 | 0.5727 | 0.5727 | 0.5727 | 0.99315 | -0.13003 | 0.99512 | -0.092326 | 52.4452
41 | 0.16675 | 0.042506 | -0.16663 | -0.042426 | 0.00012558 | 7.975e-05 | 0.2501 | 0.2501 | 0.2501 | 0.99315 | -0.13003 | 0.99233 | -0.14565 | 22.903
42 | -0.38579 | -0.098566 | 0.38752 | 0.099672 | 0.0017307 | 0.001106 | 0.57754 | 0.57754 | 0.57754 | 0.99512 | -0.092326 | 1 | 0 | 52.8886
43 | 0.15962 | 0.040669 | -0.15956 | -0.040635 | 5.3079e-05 | 3.3684e-05 | 0.23959 | 0.23959 | 0.23959 | 0.99233 | -0.14565 | 0.99197 | -0.15254 | 21.9402
44 | 0.1578 | 0.04004 | -0.15778 | -0.040027 | 2.0736e-05 | 1.3153e-05 | 0.23499 | 0.23499 | 0.23499 | 1 | 0 | 0.99986 | -0.0027326 | 21.519
45 | 0.046761 | 0.011791 | -0.046704 | -0.011755 | 5.6942e-05 | 3.6036e-05 | 0.069765 | 0.069765 | 0.069765 | 0.99774 | -0.043267 | 0.99641 | -0.068742 | 19.1662
46 | 0.0022818 | 0.00057167 | -0.0022817 | -0.00057186 | 8.3971e-08 | -1.8823e-07 | 0.0034395 | 0.0034396 | 0.0034396 | 0.98715 | -0.24584 | 0.98711 | -0.24661 | 0.94494
47 | -0.032345 | -0.0081168 | 0.032386 | 0.0081424 | 4.094e-05 | 2.5599e-05 | 0.04846 | 0.04846 | 0.04846 | 0.99327 | -0.12921 | 0.99465 | -0.10271 | 13.3132
48 | 0.0040356 | 0.0010112 | -0.0040352 | -0.0010113 | 4.732e-07 | -1.4394e-07 | 0.0060457 | 0.0060458 | 0.0060458 | 0.99327 | -0.12921 | 0.99315 | -0.13167 | 1.6609
49 | 0.02831 | 0.0071056 | -0.02829 | -0.0070932 | 2.0074e-05 | 1.2463e-05 | 0.042414 | 0.042414 | 0.042414 | 0.99327 | -0.12921 | 0.9925 | -0.14409 | 11.6523
50 | -0.037067 | -0.0093157 | 0.037093 | 0.009332 | 2.5952e-05 | 1.6317e-05 | 0.055463 | 0.055463 | 0.055463 | 0.99465 | -0.10271 | 0.99541 | -0.088052 | 15.2371
51 | 0.019659 | 0.0049303 | -0.019655 | -0.0049279 | 3.9432e-06 | 2.3672e-06 | 0.029475 | 0.029476 | 0.029476 | 0.9925 | -0.14409 | 0.99229 | -0.1483 | 8.0977
52 | -0.0031301 | -0.00078448 | 0.0031302 | 0.00078437 | 1.1722e-07 | -1.0515e-07 | 0.004714 | 0.004714 | 0.004714 | 0.98804 | -0.22793 | 0.98808 | -0.22714 | 1.2951
53 | 0.14169 | 0.035949 | -0.1416 | -0.035892 | 9.1019e-05 | 5.7639e-05 | 0.21354 | 0.21354 | 0.21354 | 0.98808 | -0.22714 | 0.98739 | -0.24051 | 19.5547
54 | -0.14482 | -0.036734 | 0.14505 | 0.036876 | 0.00022455 | 0.00014226 | 0.21825 | 0.21825 | 0.21825 | 0.98808 | -0.22714 | 0.98976 | -0.19494 | 19.9864
55 | 0.013629 | 0.0034173 | -0.013624 | -0.0034146 | 4.8624e-06 | 2.7203e-06 | 0.020557 | 0.020557 | 0.020557 | 0.98656 | -0.25739 | 0.98618 | -0.26488 | 5.6474
56 | -0.1108 | -0.027999 | 0.11103 | 0.028145 | 0.00022827 | 0.00014582 | 0.16805 | 0.16805 | 0.16805 | 0.98153 | -0.35387 | 0.98374 | -0.31099 | 46.169
57 | 0.1108 | 0.027999 | -0.11078 | -0.027987 | 1.8753e-05 | 1.198e-05 | 0.16805 | 0.16806 | 0.16806 | 0.98153 | -0.35387 | 0.98135 | -0.3574 | 46.169
58 | -0.12175 | -0.030833 | 0.12202 | 0.031001 | 0.00026335 | 0.00016828 | 0.18428 | 0.18428 | 0.18428 | 0.98374 | -0.31099 | 0.98606 | -0.26606 | 50.6261
59 | 0.091147 | 0.023067 | -0.091029 | -0.022991 | 0.00011838 | 7.5554e-05 | 0.13829 | 0.13829 | 0.13829 | 0.98135 | -0.3574 | 0.97995 | -0.3845 | 37.9908
60 | -0.014268 | -0.0035769 | 0.014269 | 0.0035771 | 3.4044e-07 | 1.9262e-07 | 0.021472 | 0.021472 | 0.021472 | 0.9888 | -0.21323 | 0.98883 | -0.21273 | 5.899
61 | 0.014268 | 0.0035769 | -0.014265 | -0.0035753 | 2.9311e-06 | 1.6585e-06 | 0.021472 | 0.021472 | 0.021472 | 0.9888 | -0.21323 | 0.98858 | -0.21754 | 5.899
62 | 0.14172 | 0.036077 | -0.1415 | -0.035939 | 0.0002156 | 0.00013734 | 0.21346 | 0.21346 | 0.21346 | 0.98883 | -0.21273 | 0.98719 | -0.24433 | 29.3219
63 | -0.15599 | -0.039654 | 0.15618 | 0.039772 | 0.00018654 | 0.00011834 | 0.23494 | 0.23494 | 0.23494 | 0.98883 | -0.21273 | 0.99012 | -0.18793 | 21.5143
64 | 0.0071323 | 0.0017875 | -0.0071321 | -0.0017875 | 1.8635e-07 | 6.3982e-08 | 0.010735 | 0.010736 | 0.010736 | 0.98858 | -0.21754 | 0.98855 | -0.21809 | 2.9493
65 | -0.024409 | -0.0061256 | 0.024417 | 0.0061303 | 7.7329e-06 | 4.7534e-06 | 0.036755 | 0.036755 | 0.036755 | 0.98827 | -0.22568 | 0.98861 | -0.21904 | 10.0976
66 | 0.024409 | 0.0061256 | -0.024396 | -0.0061177 | 1.2736e-05 | 7.8292e-06 | 0.036755 | 0.036755 | 0.036755 | 0.98827 | -0.22568 | 0.9877 | -0.23663 | 10.0977
67 | -0.06197 | -0.015542 | 0.062102 | 0.015626 | 0.00013272 | 8.4421e-05 | 0.093278 | 0.093278 | 0.093278 | 0.98861 | -0.21904 | 0.99092 | -0.17421 | 25.6259
68 | 0.019645 | 0.0049268 | -0.019636 | -0.0049215 | 8.8396e-06 | 5.3131e-06 | 0.029597 | 0.029597 | 0.029597 | 0.9877 | -0.23663 | 0.98722 | -0.24607 | 8.131
69 | 0.019636 | 0.0049215 | -0.019635 | -0.004921 | 8.7295e-07 | 5.2471e-07 | 0.029597 | 0.029597 | 0.029597 | 0.98722 | -0.24607 | 0.98717 | -0.247 | 8.131
70 | 0.019405 | 0.004866 | -0.019397 | -0.0048613 | 7.8328e-06 | 4.6962e-06 | 0.02914 | 0.02914 | 0.02914 | 0.99092 | -0.17421 | 0.99048 | -0.18268 | 8.0055
71 | 0.011314 | 0.002836 | -0.011313 | -0.0028358 | 5.036e-07 | 2.6257e-07 | 0.017003 | 0.017003 | 0.017003 | 0.99012 | -0.18793 | 0.99007 | -0.18886 | 4.6713
72 | 0.15633 | 0.039824 | -0.15615 | -0.039714 | 0.00017292 | 0.0001097 | 0.23473 | 0.23473 | 0.23473 | 0.99197 | -0.15254 | 0.99077 | -0.1755 | 21.4955
73 | -0.0041896 | -0.00105 | 0.0041897 | 0.00105 | 4.893e-08 | -8.8819e-09 | 0.0063783 | 0.0063783 | 0.0063783 | 0.9774 | -0.4347 | 0.97742 | -0.43445 | 1.7523
74 | -0.0071589 | -0.0017942 | 0.0071598 | 0.0017945 | 8.9083e-07 | 3.1943e-07 | 0.010899 | 0.010899 | 0.010899 | 0.97742 | -0.43445 | 0.97755 | -0.43184 | 2.9941
75 | 0.042024 | 0.010583 | -0.041986 | -0.010558 | 3.8761e-05 | 2.4465e-05 | 0.062776 | 0.062776 | 0.062776 | 0.99641 | -0.068742 | 0.99541 | -0.088052 | 17.2462
76 | -0.0037132 | -0.00093049 | 0.0037134 | 0.00093042 | 2.0642e-07 | -7.8206e-08 | 0.0056901 | 0.0056901 | 0.0056901 | 0.97101 | -0.56035 | 0.97107 | -0.55918 | 1.5632
77 | 0.0018633 | 0.00046688 | -0.0018633 | -0.00046698 | 3.0489e-08 | -1.0384e-07 | 0.0028554 | 0.0028554 | 0.0028554 | 0.97101 | -0.56035 | 0.971 | -0.56069 | 0.78445
78 | -0.0060055 | -0.0015049 | 0.0060059 | 0.001505 | 3.4518e-07 | 8.6439e-08 | 0.0092025 | 0.0092024 | 0.0092025 | 0.97107 | -0.55918 | 0.97113 | -0.55797 | 2.5281
79 | -0.010724 | -0.0026875 | 0.010727 | 0.0026888 | 2.5271e-06 | 1.3085e-06 | 0.016432 | 0.016432 | 0.016432 | 0.97113 | -0.55797 | 0.97138 | -0.55303 | 4.5143
80 | -0.010727 | -0.0026888 | 0.010727 | 0.0026891 | 5.856e-07 | 3.0318e-07 | 0.016432 | 0.016432 | 0.016432 | 0.97138 | -0.55303 | 0.97144 | -0.55188 | 4.5142
81 | -0.014083 | -0.0035302 | 0.014089 | 0.0035337 | 6.039e-06 | 3.4363e-06 | 0.021573 | 0.021572 | 0.021573 | 0.97144 | -0.55188 | 0.9719 | -0.54289 | 5.9265
82 | -0.037566 | -0.0094531 | 0.037588 | 0.0094669 | 2.1796e-05 | 1.3729e-05 | 0.057353 | 0.057353 | 0.057353 | 0.97487 | -0.48418 | 0.97549 | -0.47205 | 15.7563
83 | 0.037566 | 0.0094531 | -0.037529 | -0.0094299 | 3.6897e-05 | 2.3241e-05 | 0.057353 | 0.057353 | 0.057353 | 0.97487 | -0.48418 | 0.97383 | -0.50476 | 15.7563
84 | 0.0020767 | 0.00052029 | -0.0020766 | -0.00052045 | 5.773e-08 | -1.5457e-07 | 0.0031677 | 0.0031678 | 0.0031678 | 0.97549 | -0.47205 | 0.97546 | -0.47263 | 0.87027
85 | -0.039664 | -0.0099872 | 0.039709 | 0.010016 | 4.4949e-05 | 2.8358e-05 | 0.060521 | 0.06052 | 0.060521 | 0.97549 | -0.47205 | 0.9767 | -0.44837 | 16.6265
86 | 0.034008 | 0.0085474 | -0.033969 | -0.008523 | 3.8794e-05 | 2.4352e-05 | 0.051973 | 0.051973 | 0.051973 | 0.97383 | -0.50476 | 0.97262 | -0.52868 | 14.2782
87 | -0.017913 | -0.0044919 | 0.01792 | 0.004496 | 6.8091e-06 | 4.0585e-06 | 0.027426 | 0.027426 | 0.027426 | 0.9719 | -0.54289 | 0.9723 | -0.53491 | 7.5347
88 | -0.03083 | -0.007733 | 0.030839 | 0.0077388 | 9.1639e-06 | 5.7287e-06 | 0.047185 | 0.047185 | 0.047185 | 0.9723 | -0.53491 | 0.97262 | -0.52868 | 12.963
89 | 0.012911 | 0.0032371 | -0.012907 | -0.0032352 | 3.3028e-06 | 1.8341e-06 | 0.019759 | 0.019759 | 0.019759 | 0.9723 | -0.53491 | 0.97203 | -0.54028 | 5.4283
90 | -0.042477 | -0.010709 | 0.042486 | 0.010715 | 8.9979e-06 | 5.687e-06 | 0.064737 | 0.064737 | 0.064737 | 0.9767 | -0.44837 | 0.97692 | -0.44395 | 17.7849
91 | 0.0029696 | 0.00074424 | -0.0029696 | -0.00074424 | 8.5777e-10 | -9.39e-10 | 0.0044555 | 0.0044555 | 0.0044555 | 0.99176 | -0.15857 | 0.99176 | -0.15858 | 1.224
92 | -0.006115 | -0.0015326 | 0.006115 | 0.0015326 | 1.4885e-08 | 3.4415e-09 | 0.0091748 | 0.0091748 | 0.0091748 | 0.99176 | -0.15857 | 0.99176 | -0.15852 | 2.5206
93 | -0.0090848 | -0.0022769 | 0.009086 | 0.0022774 | 1.201e-06 | 5.4618e-07 | 0.013631 | 0.013631 | 0.013631 | 0.99176 | -0.15852 | 0.9919 | -0.15574 | 3.7447
94 | -0.012014 | -0.0030113 | 0.012016 | 0.003012 | 1.3969e-06 | 7.4598e-07 | 0.018023 | 0.018023 | 0.018023 | 0.9919 | -0.15574 | 0.99203 | -0.1533 | 4.9515
95 | 0.017791 | 0.0044618 | -0.01779 | -0.0044611 | 1.1317e-06 | 6.7259e-07 | 0.027064 | 0.027064 | 0.027064 | 0.97822 | -0.4186 | 0.97816 | -0.41994 | 7.4351
96 | -0.017791 | -0.0044618 | 0.017799 | 0.0044666 | 8.1114e-06 | 4.8203e-06 | 0.027064 | 0.027064 | 0.027064 | 0.97822 | -0.4186 | 0.97871 | -0.40904 | 7.4351
97 | 0.015965 | 0.0040038 | -0.015964 | -0.0040032 | 1.0108e-06 | 5.8956e-07 | 0.024288 | 0.024288 | 0.024288 | 0.97816 | -0.41994 | 0.97809 | -0.42127 | 6.6725
98 | -0.022749 | -0.0057071 | 0.022753 | 0.0057095 | 3.9047e-06 | 2.3896e-06 | 0.034589 | 0.034589 | 0.034589 | 0.97871 | -0.40904 | 0.97889 | -0.40544 | 9.5024
99 | -0.014911 | -0.0037377 | 0.014915 | 0.0037398 | 3.5547e-06 | 2.0303e-06 | 0.022367 | 0.022367 | 0.022367 | 0.99203 | -0.1533 | 0.99229 | -0.1483 | 6.1447
100 | 0.014324 | 0.0035923 | -0.014318 | -0.0035888 | 6.0267e-06 | 3.4326e-06 | 0.021793 | 0.021794 | 0.021794 | 0.97809 | -0.42127 | 0.97764 | -0.4301 | 5.9872
101 | 0.047257 | 0.011943 | -0.047201 | -0.011908 | 5.512e-05 | 3.492e-05 | 0.071871 | 0.071871 | 0.071871 | 0.97889 | -0.40544 | 0.97765 | -0.4298 | 19.7447
102 | -0.070009 | -0.017653 | 0.070065 | 0.017688 | 5.6123e-05 | 3.5753e-05 | 0.10646 | 0.10646 | 0.10646 | 0.97889 | -0.40544 | 0.97975 | -0.38871 | 29.2471
103 | 0.0043167 | 0.0010815 | -0.0043167 | -0.0010815 | 1.5826e-08 | -2.3503e-09 | 0.006541 | 0.006541 | 0.006541 | 0.98199 | -0.34516 | 0.98198 | -0.34524 | 1.797
104 | -0.0073313 | -0.0018371 | 0.0073324 | 0.0018375 | 1.1676e-06 | 4.2801e-07 | 0.011109 | 0.011109 | 0.011109 | 0.98199 | -0.34516 | 0.98216 | -0.34182 | 3.0519
105 | 0.0024127 | 0.00060435 | -0.0024125 | -0.00060463 | 1.4874e-07 | -2.8021e-07 | 0.0036558 | 0.003656 | 0.003656 | 0.98198 | -0.34524 | 0.98192 | -0.34653 | 1.0044
106 | -0.094441 | -0.023861 | 0.09455 | 0.023929 | 0.00010848 | 6.7818e-05 | 0.14315 | 0.14315 | 0.14315 | 0.98216 | -0.34182 | 0.98339 | -0.31788 | 13.1092
107 | 0.0072482 | 0.0018165 | -0.0072475 | -0.0018162 | 7.1941e-07 | 2.5911e-07 | 0.010981 | 0.010981 | 0.010981 | 0.98216 | -0.34182 | 0.98205 | -0.3439 | 3.0169
108 | 0.079861 | 0.020207 | -0.079832 | -0.020189 | 2.9189e-05 | 1.8076e-05 | 0.12106 | 0.12106 | 0.12106 | 0.98216 | -0.34182 | 0.98177 | -0.34944 | 11.0863
109 | -0.09616 | -0.024333 | 0.096187 | 0.024349 | 2.6347e-05 | 1.6484e-05 | 0.14559 | 0.14559 | 0.14559 | 0.98339 | -0.31788 | 0.98369 | -0.31218 | 13.3322
110 | 0.0050547 | 0.0012667 | -0.0050539 | -0.0012666 | 7.6633e-07 | 4.9737e-08 | 0.0076588 | 0.007659 | 0.007659 | 0.98205 | -0.3439 | 0.98189 | -0.34708 | 2.1041
111 | 0.077089 | 0.019502 | -0.07705 | -0.019478 | 3.85e-05 | 2.3785e-05 | 0.1169 | 0.11691 | 0.11691 | 0.98177 | -0.34944 | 0.98123 | -0.35985 | 10.7056
112 | -0.10041 | -0.025407 | 0.10049 | 0.025458 | 8.1126e-05 | 5.085e-05 | 0.15197 | 0.15197 | 0.15197 | 0.98369 | -0.31218 | 0.98455 | -0.29535 | 13.9169
113 | 0.0028256 | 0.00070815 | -0.0028256 | -0.00070816 | 1.2942e-08 | -1.5523e-08 | 0.0042821 | 0.0042821 | 0.0042821 | 0.98189 | -0.34708 | 0.98189 | -0.34718 | 1.1764
114 | 0.075421 | 0.01907 | -0.075404 | -0.019059 | 1.6577e-05 | 1.0439e-05 | 0.11443 | 0.11443 | 0.11443 | 0.98123 | -0.35985 | 0.981 | -0.36443 | 15.719
115 | -0.10256 | -0.025976 | 0.10261 | 0.02601 | 5.3846e-05 | 3.3778e-05 | 0.1551 | 0.1551 | 0.1551 | 0.98455 | -0.29535 | 0.98512 | -0.28443 | 14.2032
116 | 0.074333 | 0.018791 | -0.074322 | -0.018784 | 1.09e-05 | 6.8608e-06 | 0.11281 | 0.11281 | 0.11281 | 0.981 | -0.36443 | 0.98084 | -0.36749 | 15.4957
117 | 0.044258 | 0.011171 | -0.044228 | -0.011152 | 2.9971e-05 | 1.8961e-05 | 0.067391 | 0.067391 | 0.067391 | 0.97765 | -0.4298 | 0.97692 | -0.44395 | 18.514
118 | -0.072852 | -0.018387 | 0.072926 | 0.018434 | 7.4106e-05 | 4.7225e-05 | 0.11069 | 0.11069 | 0.11069 | 0.97975 | -0.38871 | 0.98084 | -0.36749 | 30.4097
119 | 0.01013 | 0.002539 | -0.010129 | -0.0025386 | 8.4266e-07 | 4.2078e-07 | 0.015418 | 0.015418 | 0.015418 | 0.97764 | -0.4301 | 0.97755 | -0.43184 | 4.2357
120 | -0.0068714 | -0.0017221 | 0.0068724 | 0.0017224 | 9.8094e-07 | 3.3506e-07 | 0.010522 | 0.010522 | 0.010522 | 0.97174 | -0.546 | 0.97189 | -0.543 | 2.8907
121 | 0.0029765 | 0.00074593 | -0.0029765 | -0.00074597 | 4.0184e-08 | -3.8182e-08 | 0.0045579 | 0.0045579 | 0.0045579 | 0.97174 | -0.546 | 0.97172 | -0.54628 | 1.2522
122 | -0.0099172 | -0.0024855 | 0.0099185 | 0.0024862 | 1.2854e-06 | 6.3838e-07 | 0.015184 | 0.015184 | 0.015184 | 0.97189 | -0.543 | 0.97203 | -0.54028 | 4.1714
123 | 0.016482 | 0.0041323 | -0.01648 | -0.0041306 | 2.8332e-06 | 1.6583e-06 | 0.024906 | 0.024906 | 0.024906 | 0.98478 | -0.29094 | 0.9846 | -0.29455 | 6.8422
124 | -0.019511 | -0.0048913 | 0.019517 | 0.004895 | 6.0559e-06 | 3.6393e-06 | 0.029482 | 0.029482 | 0.029482 | 0.98478 | -0.29094 | 0.98512 | -0.28443 | 8.0994
125 | 0.010805 | 0.0027084 | -0.010803 | -0.0027076 | 1.7539e-06 | 8.9948e-07 | 0.01633 | 0.01633 | 0.01633 | 0.9846 | -0.29455 | 0.98442 | -0.29796 | 4.4862
126 | -0.12213 | -0.030905 | 0.12214 | 0.030914 | 1.4828e-05 | 9.3568e-06 | 0.18458 | 0.18458 | 0.18458 | 0.98512 | -0.28443 | 0.98525 | -0.2819 | 16.903
127 | 0.0066816 | 0.0016746 | -0.0066815 | -0.0016745 | 1.4716e-07 | 4.5271e-08 | 0.0101 | 0.0101 | 0.0101 | 0.98442 | -0.29796 | 0.9844 | -0.29842 | 2.7746
128 | -0.13002 | -0.032888 | 0.13015 | 0.032969 | 0.00012795 | 8.0874e-05 | 0.19647 | 0.19647 | 0.19647 | 0.98525 | -0.2819 | 0.98631 | -0.26141 | 17.992
129 | 0.0021889 | 0.00054859 | -0.0021889 | -0.0005486 | 2.8085e-09 | -6.8996e-09 | 0.0033088 | 0.0033088 | 0.0033088 | 0.9844 | -0.29842 | 0.9844 | -0.29844 | 0.909
130 | -0.13556 | -0.034327 | 0.13567 | 0.034393 | 0.00010466 | 6.6219e-05 | 0.20465 | 0.20465 | 0.20465 | 0.98631 | -0.26141 | 0.98714 | -0.24534 | 18.7406
131 | -0.13826 | -0.035043 | 0.13829 | 0.035063 | 3.2151e-05 | 2.035e-05 | 0.20855 | 0.20855 | 0.20855 | 0.98714 | -0.24534 | 0.98739 | -0.24051 | 19.0984
132 | -0.15271 | -0.038831 | 0.15275 | 0.038862 | 4.8726e-05 | 3.0899e-05 | 0.22962 | 0.22962 | 0.22962 | 0.99042 | -0.18212 | 0.99077 | -0.1755 | 21.0279
133 | 0.14834 | 0.037737 | -0.14825 | -0.037679 | 9.1634e-05 | 5.8077e-05 | 0.22307 | 0.22307 | 0.22307 | 0.99042 | -0.18212 | 0.98976 | -0.19494 | 20.4273
134 | 0.0032027 | 0.00080255 | -0.0032026 | -0.00080264 | 1.1633e-07 | -9.7503e-08 | 0.0048149 | 0.004815 | 0.004815 | 0.98976 | -0.19494 | 0.98972 | -0.19571 | 1.3228
135 | 0.011313 | 0.0028358 | -0.011312 | -0.002835 | 1.3883e-06 | 7.2384e-07 | 0.017003 | 0.017003 | 0.017003 | 0.99007 | -0.18886 | 0.98994 | -0.19144 | 4.6713
136 | 0.010409 | 0.0026089 | -0.010406 | -0.0026075 | 2.7561e-06 | 1.3839e-06 | 0.015706 | 0.015706 | 0.015706 | 0.98618 | -0.26488 | 0.98589 | -0.27044 | 4.3148
137 | 0.0051109 | 0.0012804 | -0.0051101 | -0.0012803 | 8.4837e-07 | 5.8227e-08 | 0.0077138 | 0.0077139 | 0.0077139 | 0.98589 | -0.27044 | 0.98571 | -0.27393 | 2.1192
138 | 0.0021652 | 0.00054225 | -0.002165 | -0.00054261 | 1.3985e-07 | -3.5546e-07 | 0.0032684 | 0.0032685 | 0.0032685 | 0.98571 | -0.27393 | 0.98564 | -0.27528 | 0.89794
139 | 0.13308 | 0.033829 | -0.13294 | -0.03374 | 0.0001391 | 8.8554e-05 | 0.20077 | 0.20077 | 0.20077 | 0.98719 | -0.24433 | 0.98606 | -0.26606 | 27.5784
140 | 0.010929 | 0.0027392 | -0.010928 | -0.0027387 | 9.2025e-07 | 4.7388e-07 | 0.016492 | 0.016492 | 0.016492 | 0.98606 | -0.26606 | 0.98597 | -0.26782 | 4.5308
141 | -0.0046271 | -0.0011597 | 0.0046273 | 0.0011597 | 1.8023e-07 | -6.7968e-09 | 0.0070335 | 0.0070335 | 0.0070335 | 0.97891 | -0.40492 | 0.97896 | -0.4041 | 1.9323
142 | -0.0046273 | -0.0011597 | 0.0046276 | 0.0011596 | 3.5794e-07 | -1.3534e-08 | 0.0070335 | 0.0070334 | 0.0070335 | 0.97896 | -0.4041 | 0.97904 | -0.40248 | 1.9323
143 | -0.0077134 | -0.001933 | 0.0077143 | 0.0019333 | 8.2759e-07 | 3.2771e-07 | 0.011723 | 0.011723 | 0.011723 | 0.97904 | -0.40248 | 0.97915 | -0.40023 | 3.2207
144 | -0.010927 | -0.0027385 | 0.010929 | 0.0027398 | 2.3893e-06 | 1.2385e-06 | 0.016606 | 0.016606 | 0.016606 | 0.97915 | -0.40023 | 0.97939 | -0.39564 | 4.562
145 | -0.014015 | -0.003513 | 0.014017 | 0.0035142 | 2.1517e-06 | 1.2178e-06 | 0.021293 | 0.021293 | 0.021293 | 0.97939 | -0.39564 | 0.97955 | -0.39242 | 5.8498
146 | 0.017237 | 0.0043234 | -0.01723 | -0.0043196 | 6.5025e-06 | 3.8429e-06 | 0.026174 | 0.026174 | 0.026174 | 0.97995 | -0.3845 | 0.97955 | -0.39242 | 7.1908
147 | 0.073792 | 0.018668 | -0.073665 | -0.018587 | 0.00012672 | 8.0761e-05 | 0.11211 | 0.11211 | 0.11211 | 0.97995 | -0.3845 | 0.97812 | -0.42035 | 30.8001
148 | 0.0093557 | 0.0023448 | -0.0093546 | -0.0023443 | 1.095e-06 | 5.1992e-07 | 0.014233 | 0.014233 | 0.014233 | 0.97812 | -0.42035 | 0.97799 | -0.42281 | 3.9102
149 | 0.0057482 | 0.0014404 | -0.0057475 | -0.0014403 | 7.4578e-07 | 1.5109e-07 | 0.0087458 | 0.0087459 | 0.0087459 | 0.97799 | -0.42281 | 0.97785 | -0.42554 | 2.4027
150 | 0.0028742 | 0.00072014 | -0.002874 | -0.0007203 | 1.3918e-07 | -1.5432e-07 | 0.0043736 | 0.0043737 | 0.0043737 | 0.97785 | -0.42554 | 0.9778 | -0.42655 | 1.2016
151 | 0.0033401 | 0.00083677 | -0.0033399 | -0.00083692 | 2.2726e-07 | -1.4744e-07 | 0.0050886 | 0.0050887 | 0.0050887 | 0.97671 | -0.44799 | 0.97663 | -0.44942 | 1.398
152 | 0.0016362 | 0.00040993 | -0.0016362 | -0.00041007 | 2.9475e-08 | -1.3939e-07 | 0.0024929 | 0.002493 | 0.002493 | 0.97663 | -0.44942 | 0.97661 | -0.4498 | 0.68488

## res_trafo
| p_hv_mw | q_hv_mvar | p_lv_mw | q_lv_mvar | pl_mw | ql_mvar | i_hv_ka | i_lv_ka | vm_hv_pu | va_hv_degree | vm_lv_pu | va_lv_degree | loading_percent
0 | -1.2729e-15 | -1.3162e-15 | 0.00165 | 1.2699e-07 | 0.00165 | 1.2699e-07 | 5.2857e-17 | 0.0023815 | 0.99998 | 149.9956 | 1 | 0 | 0.2619

## res_ext_grid
| p_mw | q_mvar
0 | 0.54698 | 0.13971

## res_load
| p_mw | q_mvar
0 | 0.016225 | 0.0040663
1 | 0.0012252 | 0.00030706
2 | 0.013234 | 0.0033168
3 | 0.014375 | 0.0036027
4 | 0.0017037 | 0.00042699
5 | 0.0033998 | 0.00085207
6 | 0.0019299 | 0.00048369
7 | 0.0018574 | 0.00046551
8 | 0.0017045 | 0.00042719
9 | 0.0017037 | 0.00042698
10 | 0.0025603 | 0.00064166
11 | 0.0019152 | 0.00047998
12 | 0.0032151 | 0.00080579
13 | 0.0040796 | 0.0010224
14 | 0.0032842 | 0.0008231
15 | 0.0021063 | 0.00052788
16 | 0.0021675 | 0.00054322
17 | 0.019612 | 0.0049152
18 | 0.0071312 | 0.0017872
19 | 0.0032384 | 0.00081162
20 | 0.0070114 | 0.0017572
21 | 0.0060415 | 0.0015141
22 | 0.0029692 | 0.00074415
23 | 0.001341 | 0.00033609
24 | 0.0046813 | 0.0011732
25 | 0.0040352 | 0.0010113
26 | 0.0086302 | 0.0021629
27 | 0.0031301 | 0.00078448
28 | 0.0032152 | 0.00080579
29 | 0.010726 | 0.0026881
30 | 0.019632 | 0.0049203
31 | 0.0071332 | 0.0017878
32 | 0.037553 | 0.0094116
33 | 0.0047518 | 0.0011909
34 | 0.019635 | 0.004921
35 | 0.0032375 | 0.0008114
36 | 0.019397 | 0.0048613
37 | 0.0041896 | 0.00105
38 | 0.0029692 | 0.00074416
39 | 0.00468 | 0.0011729
40 | 0.0071321 | 0.0017875
41 | 0.0018498 | 0.00046362
42 | 0.0022922 | 0.00057447
43 | 0.0018633 | 0.00046698
44 | 0.0047183 | 0.0011825
45 | 0.0033562 | 0.00084113
46 | 0.0035212 | 0.0008825
47 | 0.0038234 | 0.00095824
48 | 0.0020766 | 0.00052045
49 | 0.0027676 | 0.00069363
50 | 0.0031293 | 0.00078428
51 | 0.0031454 | 0.00078832
52 | 0.0029696 | 0.00074424
53 | 0.0029698 | 0.00074431
54 | 0.0029281 | 0.00073386
55 | 0.0018249 | 0.00045736
56 | 0.0049494 | 0.0012404
57 | 0.0028957 | 0.00072572
58 | 0.0016397 | 0.00041094
59 | 0.0047406 | 0.0011881
60 | 0.0030146 | 0.00075553
61 | 0.001904 | 0.00047719
62 | 0.0024125 | 0.00060463
63 | 0.0016103 | 0.00040359
64 | 0.0021928 | 0.00054957
65 | 0.0027428 | 0.00068741
66 | 0.0042203 | 0.0010577
67 | 0.0022283 | 0.00055846
68 | 0.0016295 | 0.0004084
69 | 0.0020693 | 0.00051861
70 | 0.0028256 | 0.00070816
71 | 0.0010717 | 0.00026859
72 | 0.0029432 | 0.00073763
73 | 0.0027866 | 0.00069839
74 | 0.0017426 | 0.00043673
75 | 0.0013956 | 0.00034977
76 | 0.0041889 | 0.0010498
77 | 0.0048922 | 0.0012261
78 | 0.0038949 | 0.00097615
79 | 0.0030449 | 0.00076311
80 | 0.0029765 | 0.00074597
81 | 0.0029888 | 0.00074906
82 | 0.0029689 | 0.00074409
83 | 0.0030286 | 0.00075903
84 | 0.0056746 | 0.0014222
85 | 0.0041216 | 0.001033
86 | 0.0078745 | 0.0019735
87 | 0.0044926 | 0.0011259
88 | 0.0054182 | 0.0013579
89 | 0.0021889 | 0.0005486
90 | 0.0025926 | 0.00064976
91 | 0.0043656 | 0.0010941
92 | 0.0034002 | 0.00085216
93 | 0.0032026 | 0.00080264
94 | 0.0033064 | 0.00082867
95 | 0.0032148 | 0.00080572
96 | 0.0052953 | 0.0013271
97 | 0.0029449 | 0.00073806
98 | 0.002165 | 0.00054261
99 | 0.008421 | 0.0021105
100 | 0.011312 | 0.002835
101 | 0.0046271 | 0.0011597
102 | 0.0030858 | 0.00077338
103 | 0.0032128 | 0.00080519
104 | 0.0030853 | 0.00077324
105 | 0.0032133 | 0.00080532
106 | 0.0036064 | 0.00090385
107 | 0.0028733 | 0.00072012
108 | 0.0016357 | 0.00040995
109 | 0.010928 | 0.0027387
110 | 0.0022817 | 0.00057186
111 | 0.0017037 | 0.00042699
112 | 0.0016362 | 0.00041007
113 | 0.002874 | 0.0007203
114 | 0.0016361 | 0.00041005

## dtypes
| element | column | dtype
0 | bus | name | object
1 | bus | vn_kv | float64
2 | bus | type | object
3 | bus | zone | object
4 | bus | in_service | bool
5 | load | name | object
6 | load | bus | uint32
7 | load | p_mw | float64
8 | load | q_mvar | float64
9 | load | const_z_percent | float64
10 | load | const_i_percent | float64
11 | load | sn_mva | float64
12 | load | scaling | float64
13 | load | in_service | bool
14 | load | type | object
15 | ext_grid | name | object
16 | ext_grid | bus | uint32
17 | ext_grid | vm_pu | float64
18 | ext_grid | va_degree | float64
19 | ext_grid | slack_weight | float64
20 | ext_grid | in_service | bool
21 | line | name | object
22 | line | std_type | object
23 | line | from_bus | uint32
24 | line | to_bus | uint32
25 | line | length_km | float64
26 | line | r_ohm_per_km | float64
27 | line | x_ohm_per_km | float64
28 | line | c_nf_per_km | float64
29 | line | g_us_per_km | float64
30 | line | max_i_ka | float64
31 | line | df | float64
32 | line | parallel | uint32
33 | line | type | object
34 | line | in_service | bool
35 | trafo | name | object
36 | trafo | std_type | object
37 | trafo | hv_bus | uint32
38 | trafo | lv_bus | uint32
39 | trafo | sn_mva | float64
40 | trafo | vn_hv_kv | float64
41 | trafo | vn_lv_kv | float64
42 | trafo | vk_percent | float64
43 | trafo | vkr_percent | float64
44 | trafo | pfe_kw | float64
45 | trafo | i0_percent | float64
46 | trafo | shift_degree | float64
47 | trafo | tap_side | object
48 | trafo | tap_neutral | int32
49 | trafo | tap_min | int32
50 | trafo | tap_max | int32
51 | trafo | tap_step_percent | float64
52 | trafo | tap_step_degree | float64
53 | trafo | tap_pos | int32
54 | trafo | tap_phase_shifter | bool
55 | trafo | parallel | uint32
56 | trafo | df | float64
57 | trafo | in_service | bool
58 | line_geodata | coords | object
59 | bus_geodata | x | float64
60 | bus_geodata | y | float64
61 | bus_geodata | coords | object
62 | res_bus | vm_pu | float64
63 | res_bus | va_degree | float64
64 | res_bus | p_mw | float64
65 | res_bus | q_mvar | float64
66 | res_line | p_from_mw | float64
67 | res_line | q_from_mvar | float64
68 | res_line | p_to_mw | float64
69 | res_line | q_to_mvar | float64
70 | res_line | pl_mw | float64
71 | res_line | ql_mvar | float64
72 | res_line | i_from_ka | float64
73 | res_line | i_to_ka | float64
74 | res_line | i_ka | float64
75 | res_line | vm_from_pu | float64
76 | res_line | va_from_degree | float64
77 | res_line | vm_to_pu | float64
78 | res_line | va_to_degree | float64
79 | res_line | loading_percent | float64
80 | res_trafo | p_hv_mw | float64
81 | res_trafo | q_hv_mvar | float64
82 | res_trafo | p_lv_mw | float64
83 | res_trafo | q_lv_mvar | float64
84 | res_trafo | pl_mw | float64
85 | res_trafo | ql_mvar | float64
86 | res_trafo | i_hv_ka | float64
87 | res_trafo | i_lv_ka | float64
88 | res_trafo | vm_hv_pu | float64
89 | res_trafo | va_hv_degree | float64
90 | res_trafo | vm_lv_pu | float64
91 | res_trafo | va_lv_degree | float64
92 | res_trafo | loading_percent | float64
93 | res_ext_grid | p_mw | float64
94 | res_ext_grid | q_mvar | float64
95 | res_load | p_mw | float64
96 | res_load | q_mvar | float64

## parameters
| version | format_version | converged | OPF_converged | name | f_hz | sn_mva
0 | 2.14.6 | 2.14.0 | TRUE | FALSE |  | 50 | 1