## bus
| name | vn_kv | type | zone | in_service
0 | bus_LV_135-10_0_8_node_0 | 0.4 | n |  | TRUE
1 | bus_LV_135-10_0_8_node_1 | 0.4 | n |  | TRUE
2 | bus_LV_135-10_0_8_node_2 | 0.4 | n |  | TRUE
3 | bus_LV_135-10_0_8_node_3 | 0.4 | n |  | TRUE
4 | bus_LV_135-10_0_8_node_31 | 0.4 | n |  | TRUE
5 | bus_LV_135-10_0_8_node_5 | 0.4 | n |  | TRUE
6 | bus_LV_135-10_0_8_node_100 | 0.4 | n |  | TRUE
7 | bus_LV_135-10_0_8_node_29 | 0.4 | n |  | TRUE
8 | bus_LV_135-10_0_8_node_32 | 0.4 | n |  | TRUE
9 | bus_LV_135-10_0_8_node_146 | 0.4 | n |  | TRUE
10 | bus_LV_135-10_0_8_node_7 | 0.4 | n |  | TRUE
11 | bus_LV_135-10_0_8_node_4 | 0.4 | n |  | TRUE
12 | bus_LV_135-10_0_8_node_28 | 0.4 | n |  | TRUE
13 | bus_LV_135-10_0_8_node_6 | 0.4 | n |  | TRUE
14 | bus_LV_135-10_0_8_node_8 | 0.4 | n |  | TRUE
15 | bus_LV_135-10_0_8_node_12 | 0.4 | n |  | TRUE
16 | bus_LV_135-10_0_8_node_9 | 0.4 | n |  | TRUE
17 | bus_LV_135-10_0_8_node_16 | 0.4 | n |  | TRUE
18 | bus_LV_135-10_0_8_node_14 | 0.4 | n |  | TRUE
19 | bus_LV_135-10_0_8_node_13 | 0.4 | n |  | TRUE
20 | bus_LV_135-10_0_8_node_15 | 0.4 | n |  | TRUE
21 | bus_LV_135-10_0_8_node_17 | 0.4 | n |  | TRUE
22 | bus_LV_135-10_0_8_node_35 | 0.4 | n |  | TRUE
23 | bus_LV_135-10_0_8_node_33 | 0.4 | n |  | TRUE
24 | bus_LV_135-10_0_8_node_18 | 0.4 | n |  | TRUE
25 | bus_LV_135-10_0_8_node_19 | 0.4 | n |  | TRUE
26 | bus_LV_135-10_0_8_node_20 | 0.4 | n |  | TRUE
27 | bus_LV_135-10_0_8_node_21 | 0.4 | n |  | TRUE
28 | bus_LV_135-10_0_8_node_22 | 0.4 | n |  | TRUE
29 | bus_LV_135-10_0_8_node_40 | 0.4 | n |  | TRUE
30 | bus_LV_135-10_0_8_node_44 | 0.4 | n |  | TRUE
31 | bus_LV_135-10_0_8_node_39 | 0.4 | n |  | TRUE
32 | bus_LV_135-10_0_8_node_43 | 0.4 | n |  | TRUE
33 | bus_LV_135-10_0_8_node_23 | 0.4 | n |  | TRUE
34 | bus_LV_135-10_0_8_node_24 | 0.4 | n |  | TRUE
35 | bus_LV_135-10_0_8_node_25 | 0.4 | n |  | TRUE
36 | bus_LV_135-10_0_8_node_26 | 0.4 | n |  | TRUE
37 | bus_LV_135-10_0_8_node_27 | 0.4 | n |  | TRUE
38 | bus_LV_135-10_0_8_node_37 | 0.4 | n |  | TRUE
39 | bus_LV_135-10_0_8_node_38 | 0.4 | n |  | TRUE
40 | bus_LV_135-10_0_8_node_50 | 0.4 | n |  | TRUE
41 | bus_LV_135-10_0_8_node_52 | 0.4 | n |  | TRUE
42 | bus_LV_135-10_0_8_node_30 | 0.4 | n |  | TRUE
43 | bus_LV_135-10_0_8_node_34 | 0.4 | n |  | TRUE
44 | bus_LV_135-10_0_8_node_36 | 0.4 | n |  | TRUE
45 | bus_LV_135-10_0_8_node_95 | 0.4 | n |  | TRUE
46 | bus_LV_135-10_0_8_node_98 | 0.4 | n |  | TRUE
47 | bus_LV_135-10_0_8_node_101 | 0.4 | n |  | TRUE
48 | bus_LV_135-10_0_8_node_94 | 0.4 | n |  | TRUE
49 | bus_LV_135-10_0_8_node_55 | 0.4 | n |  | TRUE
50 | bus_LV_135-10_0_8_node_51 | 0.4 | n |  | TRUE
51 | bus_LV_135-10_0_8_node_53 | 0.4 | n |  | TRUE
52 | bus_LV_135-10_0_8_node_54 | 0.4 | n |  | TRUE
53 | bus_LV_135-10_0_8_node_41 | 0.4 | n |  | TRUE
54 | bus_LV_135-10_0_8_node_70 | 0.4 | n |  | TRUE
55 | bus_LV_135-10_0_8_node_78 | 0.4 | n |  | TRUE
56 | bus_LV_135-10_0_8_node_77 | 0.4 | n |  | TRUE
57 | bus_LV_135-10_0_8_node_45 | 0.4 | n |  | TRUE
58 | bus_LV_135-10_0_8_node_46 | 0.4 | n |  | TRUE
59 | bus_LV_135-10_0_8_node_47 | 0.4 | n |  | TRUE
60 | bus_LV_135-10_0_8_node_48 | 0.4 | n |  | TRUE
61 | bus_LV_135-10_0_8_node_49 | 0.4 | n |  | TRUE
62 | bus_LV_135-10_0_8_node_67 | 0.4 | n |  | TRUE
63 | bus_LV_135-10_0_8_node_68 | 0.4 | n |  | TRUE
64 | bus_LV_135-10_0_8_node_81 | 0.4 | n |  | TRUE
65 | bus_LV_135-10_0_8_node_92 | 0.4 | n |  | TRUE
66 | bus_LV_135-10_0_8_node_82 | 0.4 | n |  | TRUE
67 | bus_LV_135-10_0_8_node_93 | 0.4 | n |  | TRUE
68 | bus_LV_135-10_0_8_node_56 | 0.4 | n |  | TRUE
69 | bus_LV_135-10_0_8_node_57 | 0.4 | n |  | TRUE
70 | bus_LV_135-10_0_8_node_58 | 0.4 | n |  | TRUE
71 | bus_LV_135-10_0_8_node_59 | 0.4 | n |  | TRUE
72 | bus_LV_135-10_0_8_node_60 | 0.4 | n |  | TRUE
73 | bus_LV_135-10_0_8_node_66 | 0.4 | n |  | TRUE
74 | bus_LV_135-10_0_8_node_69 | 0.4 | n |  | TRUE
75 | bus_LV_135-10_0_8_node_64 | 0.4 | n |  | TRUE
76 | bus_LV_135-10_0_8_node_61 | 0.4 | n |  | TRUE
77 | bus_LV_135-10_0_8_node_62 | 0.4 | n |  | TRUE
78 | bus_LV_135-10_0_8_node_63 | 0.4 | n |  | TRUE
79 | bus_LV_135-10_0_8_node_65 | 0.4 | n |  | TRUE
80 | bus_LV_135-10_0_8_node_80 | 0.4 | n |  | TRUE
81 | bus_LV_135-10_0_8_node_79 | 0.4 | n |  | TRUE
82 | bus_LV_135-10_0_8_node_74 | 0.4 | n |  | TRUE
83 | bus_LV_135-10_0_8_node_71 | 0.4 | n |  | TRUE
84 | bus_LV_135-10_0_8_node_72 | 0.4 | n |  | TRUE
85 | bus_LV_135-10_0_8_node_73 | 0.4 | n |  | TRUE
86 | bus_LV_135-10_0_8_node_75 | 0.4 | n |  | TRUE
87 | bus_LV_135-10_0_8_node_76 | 0.4 | n |  | TRUE
88 | bus_LV_135-10_0_8_node_113 | 0.4 | n |  | TRUE
89 | bus_LV_135-10_0_8_node_145 | 0.4 | n |  | TRUE
90 | bus_LV_135-10_0_8_node_112 | 0.4 | n |  | TRUE
91 | bus_LV_135-10_0_8_node_119 | 0.4 | n |  | TRUE
92 | bus_LV_135-10_0_8_node_96 | 0.4 | n |  | TRUE
93 | bus_LV_135-10_0_8_node_91 | 0.4 | n |  | TRUE
94 | bus_LV_135-10_0_8_node_83 | 0.4 | n |  | TRUE
95 | bus_LV_135-10_0_8_node_85 | 0.4 | n |  | TRUE
96 | bus_LV_135-10_0_8_node_87 | 0.4 | n |  | TRUE
97 | bus_LV_135-10_0_8_node_89 | 0.4 | n |  | TRUE
98 | bus_LV_135-10_0_8_node_90 | 0.4 | n |  | TRUE
99 | bus_LV_135-10_0_8_node_97 | 0.4 | n |  | TRUE
100 | bus_LV_135-10_0_8_node_102 | 0.4 | n |  | TRUE
101 | bus_LV_135-10_0_8_node_103 | 0.4 | n |  | TRUE
102 | bus_LV_135-10_0_8_node_104 | 0.4 | n |  | TRUE
103 | bus_LV_135-10_0_8_node_105 | 0.4 | n |  | TRUE
104 | bus_LV_135-10_0_8_node_106 | 0.4 | n |  | TRUE
105 | bus_LV_135-10_0_8_node_142 | 0.4 | n |  | TRUE
106 | bus_LV_135-10_0_8_node_108 | 0.4 | n |  | TRUE
107 | bus_LV_135-10_0_8_node_107 | 0.4 | n |  | TRUE
108 | bus_LV_135-10_0_8_node_143 | 0.4 | n |  | TRUE
109 | bus_LV_135-10_0_8_node_109 | 0.4 | n |  | TRUE
110 | bus_LV_135-10_0_8_node_110 | 0.4 | n |  | TRUE
111 | bus_LV_135-10_0_8_node_111 | 0.4 | n |  | TRUE
112 | bus_LV_135-10_0_8_node_127 | 0.4 | n |  | TRUE
113 | bus_LV_135-10_0_8_node_121 | 0.4 | n |  | TRUE
114 | bus_LV_135-10_0_8_node_114 | 0.4 | n |  | TRUE
115 | bus_LV_135-10_0_8_node_116 | 0.4 | n |  | TRUE
116 | bus_LV_135-10_0_8_node_117 | 0.4 | n |  | TRUE
117 | bus_LV_135-10_0_8_node_118 | 0.4 | n |  | TRUE
118 | bus_LV_135-10_0_8_node_120 | 0.4 | n |  | TRUE
119 | bus_LV_135-10_0_8_node_122 | 0.4 | n |  | TRUE
120 | bus_LV_135-10_0_8_node_139 | 0.4 | n |  | TRUE
121 | bus_LV_135-10_0_8_node_134 | 0.4 | n |  | TRUE
122 | bus_LV_135-10_0_8_node_133 | 0.4 | n |  | TRUE
123 | bus_LV_135-10_0_8_node_140 | 0.4 | n |  | TRUE
124 | bus_LV_135-10_0_8_node_136 | 0.4 | n |  | TRUE
125 | bus_LV_135-10_0_8_node_131 | 0.4 | n |  | TRUE
126 | bus_LV_135-10_0_8_node_123 | 0.4 | n |  | TRUE
127 | bus_LV_135-10_0_8_node_124 | 0.4 | n |  | TRUE
128 | bus_LV_135-10_0_8_node_126 | 0.4 | n |  | TRUE
129 | bus_LV_135-10_0_8_node_144 | 0.4 | n |  | TRUE
130 | bus_LV_135-10_0_8_node_128 | 0.4 | n |  | TRUE
131 | bus_LV_135-10_0_8_node_132 | 0.4 | n |  | TRUE
132 | bus_LV_135-10_0_8_node_129 | 0.4 | n |  | TRUE
133 | bus_LV_135-10_0_8_node_130 | 0.4 | n |  | TRUE
134 | bus_LV_135-10_0_8_node_135 | 0.4 | n |  | TRUE
135 | bus_LV_135-10_0_8_node_137 | 0.4 | n |  | TRUE
136 | bus_LV_135-10_0_8_node_141 | 0.4 | n |  | TRUE
137 | bus_MV_360_0_node_59 | 20 | n |  | TRUE

## load
| name | bus | p_mw | q_mvar | const_z_percent | const_i_percent | sn_mva | scaling | in_service | type
0 | LV_135-10_0_8_load_0 | 0 | 0.0074788 | 0.0018744 | 0 | 0 |  | 1 | TRUE | wye
1 | LV_135-10_0_8_load_1 | 1 | 0.010087 | 0.002528 | 0 | 0 |  | 1 | TRUE | wye
2 | LV_135-10_0_8_load_2 | 2 | 0.0061544 | 0.0015424 | 0 | 0 |  | 1 | TRUE | wye
3 | LV_135-10_0_8_load_100 | 6 | 0.0096688 | 0.0024232 | 0 | 0 |  | 1 | TRUE | wye
4 | LV_135-10_0_8_load_146 | 9 | 0.0048441 | 0.001214 | 0 | 0 |  | 1 | TRUE | wye
5 | LV_135-10_0_8_load_4 | 11 | 0.0024213 | 0.00060683 | 0 | 0 |  | 1 | TRUE | wye
6 | LV_135-10_0_8_load_28 | 12 | 0.0026845 | 0.00067279 | 0 | 0 |  | 1 | TRUE | wye
7 | LV_135-10_0_8_load_8 | 14 | 0.010221 | 0.0025615 | 0 | 0 |  | 1 | TRUE | wye
8 | LV_135-10_0_8_load_12 | 15 | 0.0086443 | 0.0021665 | 0 | 0 |  | 1 | TRUE | wye
9 | LV_135-10_0_8_load_9 | 16 | 0.0042857 | 0.0010741 | 0 | 0 |  | 1 | TRUE | wye
10 | LV_135-10_0_8_load_16 | 17 | 0.0031569 | 0.00079118 | 0 | 0 |  | 1 | TRUE | wye
11 | LV_135-10_0_8_load_14 | 18 | 0.0030885 | 0.00077405 | 0 | 0 |  | 1 | TRUE | wye
12 | LV_135-10_0_8_load_13 | 19 | 0.0033965 | 0.00085124 | 0 | 0 |  | 1 | TRUE | wye
13 | LV_135-10_0_8_load_15 | 20 | 0.0048401 | 0.001213 | 0 | 0 |  | 1 | TRUE | wye
14 | LV_135-10_0_8_load_17 | 21 | 0.0072472 | 0.0018163 | 0 | 0 |  | 1 | TRUE | wye
15 | LV_135-10_0_8_load_35 | 22 | 0.0039879 | 0.00099947 | 0 | 0 |  | 1 | TRUE | wye
16 | LV_135-10_0_8_load_18 | 24 | 0.0019213 | 0.00048152 | 0 | 0 |  | 1 | TRUE | wye
17 | LV_135-10_0_8_load_19 | 25 | 0.0025147 | 0.00063025 | 0 | 0 |  | 1 | TRUE | wye
18 | LV_135-10_0_8_load_20 | 26 | 0.0017744 | 0.00044472 | 0 | 0 |  | 1 | TRUE | wye
19 | LV_135-10_0_8_load_21 | 27 | 0.0020478 | 0.00051322 | 0 | 0 |  | 1 | TRUE | wye
20 | LV_135-10_0_8_load_22 | 28 | 0.0013361 | 0.00033486 | 0 | 0 |  | 1 | TRUE | wye
21 | LV_135-10_0_8_load_40 | 29 | 0.0019287 | 0.00048337 | 0 | 0 |  | 1 | TRUE | wye
22 | LV_135-10_0_8_load_44 | 30 | 0.0016821 | 0.00042157 | 0 | 0 |  | 1 | TRUE | wye
23 | LV_135-10_0_8_load_39 | 31 | 0.001965 | 0.00049247 | 0 | 0 |  | 1 | TRUE | wye
24 | LV_135-10_0_8_load_43 | 32 | 0.0025108 | 0.00062927 | 0 | 0 |  | 1 | TRUE | wye
25 | LV_135-10_0_8_load_23 | 33 | 0.0018038 | 0.00045209 | 0 | 0 |  | 1 | TRUE | wye
26 | LV_135-10_0_8_load_24 | 34 | 0.0028261 | 0.00070828 | 0 | 0 |  | 1 | TRUE | wye
27 | LV_135-10_0_8_load_25 | 35 | 0.0017913 | 0.00044894 | 0 | 0 |  | 1 | TRUE | wye
28 | LV_135-10_0_8_load_27 | 37 | 0.0035485 | 0.00088934 | 0 | 0 |  | 1 | TRUE | wye
29 | LV_135-10_0_8_load_37 | 38 | 0.0029788 | 0.00074656 | 0 | 0 |  | 1 | TRUE | wye
30 | LV_135-10_0_8_load_38 | 39 | 0.0017739 | 0.00044458 | 0 | 0 |  | 1 | TRUE | wye
31 | LV_135-10_0_8_load_50 | 40 | 0.0021942 | 0.00054993 | 0 | 0 |  | 1 | TRUE | wye
32 | LV_135-10_0_8_load_34 | 43 | 0.003818 | 0.00095689 | 0 | 0 |  | 1 | TRUE | wye
33 | LV_135-10_0_8_load_36 | 44 | 0.0066444 | 0.0016653 | 0 | 0 |  | 1 | TRUE | wye
34 | LV_135-10_0_8_load_95 | 45 | 0.0031733 | 0.00079531 | 0 | 0 |  | 1 | TRUE | wye
35 | LV_135-10_0_8_load_98 | 46 | 0.024991 | 0.0062632 | 0 | 0 |  | 1 | TRUE | wye
36 | LV_135-10_0_8_load_101 | 47 | 0.0029578 | 0.0007413 | 0 | 0 |  | 1 | TRUE | wye
37 | LV_135-10_0_8_load_94 | 48 | 0.0071482 | 0.0017915 | 0 | 0 |  | 1 | TRUE | wye
38 | LV_135-10_0_8_load_55 | 49 | 0.0021626 | 0.00054199 | 0 | 0 |  | 1 | TRUE | wye
39 | LV_135-10_0_8_load_51 | 50 | 0.0028094 | 0.00070409 | 0 | 0 |  | 1 | TRUE | wye
40 | LV_135-10_0_8_load_53 | 51 | 0.0029063 | 0.00072838 | 0 | 0 |  | 1 | TRUE | wye
41 | LV_135-10_0_8_load_54 | 52 | 0.0039804 | 0.00099758 | 0 | 0 |  | 1 | TRUE | wye
42 | LV_135-10_0_8_load_41 | 53 | 0.0013051 | 0.00032709 | 0 | 0 |  | 1 | TRUE | wye
43 | LV_135-10_0_8_load_78 | 55 | 0.0057108 | 0.0014313 | 0 | 0 |  | 1 | TRUE | wye
44 | LV_135-10_0_8_load_77 | 56 | 0.0081786 | 0.0020498 | 0 | 0 |  | 1 | TRUE | wye
45 | LV_135-10_0_8_load_45 | 57 | 0.0040455 | 0.0010139 | 0 | 0 |  | 1 | TRUE | wye
46 | LV_135-10_0_8_load_46 | 58 | 0.0023946 | 0.00060015 | 0 | 0 |  | 1 | TRUE | wye
47 | LV_135-10_0_8_load_48 | 60 | 0.0035809 | 0.00089747 | 0 | 0 |  | 1 | TRUE | wye
48 | LV_135-10_0_8_load_49 | 61 | 0.0023739 | 0.00059496 | 0 | 0 |  | 1 | TRUE | wye
49 | LV_135-10_0_8_load_67 | 62 | 0.0026139 | 0.0006551 | 0 | 0 |  | 1 | TRUE | wye
50 | LV_135-10_0_8_load_68 | 63 | 0.0037046 | 0.00092845 | 0 | 0 |  | 1 | TRUE | wye
51 | LV_135-10_0_8_load_81 | 64 | 0.0047616 | 0.0011934 | 0 | 0 |  | 1 | TRUE | wye
52 | LV_135-10_0_8_load_92 | 65 | 0.0034614 | 0.00086751 | 0 | 0 |  | 1 | TRUE | wye
53 | LV_135-10_0_8_load_82 | 66 | 0.0055588 | 0.0013932 | 0 | 0 |  | 1 | TRUE | wye
54 | LV_135-10_0_8_load_93 | 67 | 0.0096799 | 0.002426 | 0 | 0 |  | 1 | TRUE | wye
55 | LV_135-10_0_8_load_56 | 68 | 0.006494 | 0.0016275 | 0 | 0 |  | 1 | TRUE | wye
56 | LV_135-10_0_8_load_57 | 69 | 0.0049447 | 0.0012393 | 0 | 0 |  | 1 | TRUE | wye
57 | LV_135-10_0_8_load_58 | 70 | 0.0079408 | 0.0019902 | 0 | 0 |  | 1 | TRUE | wye
58 | LV_135-10_0_8_load_59 | 71 | 0.0073921 | 0.0018526 | 0 | 0 |  | 1 | TRUE | wye
59 | LV_135-10_0_8_load_60 | 72 | 0.0049724 | 0.0012462 | 0 | 0 |  | 1 | TRUE | wye
60 | LV_135-10_0_8_load_69 | 74 | 0.0032122 | 0.00080504 | 0 | 0 |  | 1 | TRUE | wye
61 | LV_135-10_0_8_load_64 | 75 | 0.0033551 | 0.00084086 | 0 | 0 |  | 1 | TRUE | wye
62 | LV_135-10_0_8_load_61 | 76 | 0.0064741 | 0.0016226 | 0 | 0 |  | 1 | TRUE | wye
63 | LV_135-10_0_8_load_63 | 78 | 0.012659 | 0.0031727 | 0 | 0 |  | 1 | TRUE | wye
64 | LV_135-10_0_8_load_65 | 79 | 0.0031711 | 0.00079475 | 0 | 0 |  | 1 | TRUE | wye
65 | LV_135-10_0_8_load_80 | 80 | 0.0037617 | 0.00094276 | 0 | 0 |  | 1 | TRUE | wye
66 | LV_135-10_0_8_load_71 | 83 | 0.0078496 | 0.0019673 | 0 | 0 |  | 1 | TRUE | wye
67 | LV_135-10_0_8_load_72 | 84 | 0.0079952 | 0.0020038 | 0 | 0 |  | 1 | TRUE | wye
68 | LV_135-10_0_8_load_75 | 86 | 0.002142 | 0.00053684 | 0 | 0 |  | 1 | TRUE | wye
69 | LV_135-10_0_8_load_76 | 87 | 0.0033772 | 0.00084639 | 0 | 0 |  | 1 | TRUE | wye
70 | LV_135-10_0_8_load_113 | 88 | 0.010704 | 0.0026827 | 0 | 0 |  | 1 | TRUE | wye
71 | LV_135-10_0_8_load_145 | 89 | 0.0030798 | 0.00077186 | 0 | 0 |  | 1 | TRUE | wye
72 | LV_135-10_0_8_load_112 | 90 | 0.0035168 | 0.00088141 | 0 | 0 |  | 1 | TRUE | wye
73 | LV_135-10_0_8_load_91 | 93 | 0.0067392 | 0.001689 | 0 | 0 |  | 1 | TRUE | wye
74 | LV_135-10_0_8_load_83 | 94 | 0.0024062 | 0.00060305 | 0 | 0 |  | 1 | TRUE | wye
75 | LV_135-10_0_8_load_87 | 96 | 0.0041408 | 0.0010378 | 0 | 0 |  | 1 | TRUE | wye
76 | LV_135-10_0_8_load_89 | 97 | 0.0054253 | 0.0013597 | 0 | 0 |  | 1 | TRUE | wye
77 | LV_135-10_0_8_load_90 | 98 | 0.013233 | 0.0033165 | 0 | 0 |  | 1 | TRUE | wye
78 | LV_135-10_0_8_load_97 | 99 | 0.0092353 | 0.0023146 | 0 | 0 |  | 1 | TRUE | wye
79 | LV_135-10_0_8_load_102 | 100 | 0.008143 | 0.0020408 | 0 | 0 |  | 1 | TRUE | wye
80 | LV_135-10_0_8_load_103 | 101 | 0.002876 | 0.00072079 | 0 | 0 |  | 1 | TRUE | wye
81 | LV_135-10_0_8_load_105 | 103 | 0.005978 | 0.0014982 | 0 | 0 |  | 1 | TRUE | wye
82 | LV_135-10_0_8_load_106 | 104 | 0.0056569 | 0.0014177 | 0 | 0 |  | 1 | TRUE | wye
83 | LV_135-10_0_8_load_142 | 105 | 0.0062768 | 0.0015731 | 0 | 0 |  | 1 | TRUE | wye
84 | LV_135-10_0_8_load_108 | 106 | 0.0047376 | 0.0011874 | 0 | 0 |  | 1 | TRUE | wye
85 | LV_135-10_0_8_load_107 | 107 | 0.0041441 | 0.0010386 | 0 | 0 |  | 1 | TRUE | wye
86 | LV_135-10_0_8_load_143 | 108 | 0.0012277 | 0.00030769 | 0 | 0 |  | 1 | TRUE | wye
87 | LV_135-10_0_8_load_110 | 110 | 0.0034988 | 0.00087689 | 0 | 0 |  | 1 | TRUE | wye
88 | LV_135-10_0_8_load_111 | 111 | 0.0026308 | 0.00065934 | 0 | 0 |  | 1 | TRUE | wye
89 | LV_135-10_0_8_load_114 | 114 | 0.0035502 | 0.00088976 | 0 | 0 |  | 1 | TRUE | wye
90 | LV_135-10_0_8_load_116 | 115 | 0.0044673 | 0.0011196 | 0 | 0 |  | 1 | TRUE | wye
91 | LV_135-10_0_8_load_120 | 118 | 0.0050588 | 0.0012679 | 0 | 0 |  | 1 | TRUE | wye
92 | LV_135-10_0_8_load_122 | 119 | 0.032784 | 0.0082164 | 0 | 0 |  | 1 | TRUE | wye
93 | LV_135-10_0_8_load_139 | 120 | 0.0052493 | 0.0013156 | 0 | 0 |  | 1 | TRUE | wye
94 | LV_135-10_0_8_load_133 | 122 | 0.0017284 | 0.00043317 | 0 | 0 |  | 1 | TRUE | wye
95 | LV_135-10_0_8_load_140 | 123 | 0.00133 | 0.00033332 | 0 | 0 |  | 1 | TRUE | wye
96 | LV_135-10_0_8_load_136 | 124 | 0.0058958 | 0.0014776 | 0 | 0 |  | 1 | TRUE | wye
97 | LV_135-10_0_8_load_123 | 126 | 0.0017742 | 0.00044465 | 0 | 0 |  | 1 | TRUE | wye
98 | LV_135-10_0_8_load_124 | 127 | 0.0052088 | 0.0013054 | 0 | 0 |  | 1 | TRUE | wye
99 | LV_135-10_0_8_load_132 | 131 | 0.0018305 | 0.00045875 | 0 | 0 |  | 1 | TRUE | wye
100 | LV_135-10_0_8_load_129 | 132 | 0.0044101 | 0.0011053 | 0 | 0 |  | 1 | TRUE | wye
101 | LV_135-10_0_8_load_130 | 133 | 0.0016615 | 0.00041642 | 0 | 0 |  | 1 | TRUE | wye
102 | LV_135-10_0_8_load_135 | 134 | 0.010565 | 0.0026478 | 0 | 0 |  | 1 | TRUE | wye
103 | LV_135-10_0_8_load_137 | 135 | 0.0079665 | 0.0019966 | 0 | 0 |  | 1 | TRUE | wye
104 | LV_135-10_0_8_load_141 | 136 | 0.0018138 | 0.00045459 | 0 | 0 |  | 1 | TRUE | wye

## ext_grid
| name | bus | vm_pu | va_degree | slack_weight | in_service
0 |  | 71 | 1 | 0 | 1 | TRUE

## line
| name | std_type | from_bus | to_bus | length_km | r_ohm_per_km | x_ohm_per_km | c_nf_per_km | g_us_per_km | max_i_ka | df | parallel | type | in_service
0 | LV_135-10_0_8_line_0 |  | 0 | 1 | 0.02778 | 0.125 | 0.08 | 261 | 0 | 0.364 | 1 | 1 | cs | TRUE
1 | LV_135-10_0_8_line_1 |  | 0 | 2 | 0.031259 | 0.125 | 0.08 | 261 | 0 | 0.364 | 1 | 1 | cs | TRUE
2 | LV_135-10_0_8_line_2 |  | 1 | 3 | 0.032347 | 0.125 | 0.08 | 261 | 0 | 0.364 | 1 | 1 | cs | TRUE
3 | LV_135-10_0_8_line_3 |  | 3 | 4 | 0.031413 | 0.125 | 0.08 | 261 | 0 | 0.364 | 1 | 1 | cs | TRUE
4 | LV_135-10_0_8_line_4 |  | 3 | 5 | 0.019333 | 0.125 | 0.08 | 261 | 0 | 0.364 | 1 | 1 | cs | TRUE
5 | LV_135-10_0_8_line_5 |  | 4 | 6 | 0.015559 | 0.125 | 0.08 | 261 | 0 | 0.364 | 1 | 1 | cs | TRUE
6 | LV_135-10_0_8_line_6 |  | 4 | 7 | 0.012517 | 0.125 | 0.08 | 261 | 0 | 0.364 | 1 | 1 | cs | TRUE
7 | LV_135-10_0_8_line_7 |  | 5 | 10 | 0.018681 | 0.125 | 0.08 | 261 | 0 | 0.364 | 1 | 1 | cs | TRUE
8 | LV_135-10_0_8_line_8 |  | 5 | 11 | 0.020734 | 0.125 | 0.08 | 261 | 0 | 0.364 | 1 | 1 | cs | TRUE
9 | LV_135-10_0_8_line_9 |  | 6 | 46 | 0.070922 | 0.125 | 0.08 | 261 | 0 | 0.364 | 1 | 1 | cs | TRUE
10 | LV_135-10_0_8_line_10 |  | 7 | 12 | 0.066099 | 0.125 | 0.08 | 261 | 0 | 0.364 | 1 | 2 | cs | TRUE
11 | LV_135-10_0_8_line_11 |  | 7 | 8 | 0.045986 | 0.125 | 0.08 | 261 | 0 | 0.364 | 1 | 1 | cs | TRUE
12 | LV_135-10_0_8_line_12 |  | 8 | 9 | 0.0066 | 0.125 | 0.08 | 261 | 0 | 0.364 | 1 | 1 | cs | TRUE
13 | LV_135-10_0_8_line_13 |  | 10 | 15 | 0.060136 | 0.125 | 0.08 | 261 | 0 | 0.364 | 1 | 1 | cs | TRUE
14 | LV_135-10_0_8_line_14 |  | 10 | 16 | 0.029198 | 0.125 | 0.08 | 261 | 0 | 0.364 | 1 | 1 | cs | TRUE
15 | LV_135-10_0_8_line_15 |  | 11 | 13 | 0.023052 | 0.125 | 0.08 | 261 | 0 | 0.364 | 1 | 1 | cs | TRUE
16 | LV_135-10_0_8_line_16 |  | 12 | 42 | 0.038485 | 0.125 | 0.08 | 261 | 0 | 0.364 | 1 | 2 | cs | TRUE
17 | LV_135-10_0_8_line_17 |  | 13 | 14 | 0.006527 | 0.125 | 0.08 | 261 | 0 | 0.364 | 1 | 1 | cs | TRUE
18 | LV_135-10_0_8_line_18 |  | 17 | 18 | 0.03585 | 0.125 | 0.08 | 261 | 0 | 0.364 | 1 | 1 | cs | TRUE
19 | LV_135-10_0_8_line_19 |  | 18 | 19 | 0.035505 | 0.125 | 0.08 | 261 | 0 | 0.364 | 1 | 1 | cs | TRUE
20 | LV_135-10_0_8_line_20 |  | 19 | 20 | 0.029042 | 0.125 | 0.08 | 261 | 0 | 0.364 | 1 | 1 | cs | TRUE
21 | LV_135-10_0_8_line_21 |  | 20 | 21 | 0.028328 | 0.125 | 0.08 | 261 | 0 | 0.364 | 1 | 1 | cs | TRUE
22 | LV_135-10_0_8_line_22 |  | 21 | 22 | 0.026124 | 0.125 | 0.08 | 261 | 0 | 0.364 | 1 | 1 | cs | TRUE
23 | LV_135-10_0_8_line_23 |  | 22 | 23 | 0.015734 | 0.125 | 0.08 | 261 | 0 | 0.364 | 1 | 1 | cs | TRUE
24 | LV_135-10_0_8_line_24 |  | 23 | 44 | 0.040051 | 0.125 | 0.08 | 261 | 0 | 0.364 | 1 | 4 | cs | TRUE
25 | LV_135-10_0_8_line_25 |  | 23 | 42 | 0.043093 | 0.125 | 0.08 | 261 | 0 | 0.364 | 1 | 4 | cs | TRUE
26 | LV_135-10_0_8_line_26 |  | 24 | 25 | 0.010886 | 0.125 | 0.08 | 261 | 0 | 0.364 | 1 | 1 | cs | TRUE
27 | LV_135-10_0_8_line_27 |  | 24 | 26 | 0.010275 | 0.125 | 0.08 | 261 | 0 | 0.364 | 1 | 1 | cs | TRUE
28 | LV_135-10_0_8_line_28 |  | 25 | 27 | 0.013516 | 0.125 | 0.08 | 261 | 0 | 0.364 | 1 | 1 | cs | TRUE
29 | LV_135-10_0_8_line_29 |  | 26 | 28 | 0.018427 | 0.125 | 0.08 | 261 | 0 | 0.364 | 1 | 1 | cs | TRUE
30 | LV_135-10_0_8_line_30 |  | 27 | 29 | 0.0075277 | 0.125 | 0.08 | 261 | 0 | 0.364 | 1 | 1 | cs | TRUE
31 | LV_135-10_0_8_line_31 |  | 28 | 30 | 0.0063655 | 0.125 | 0.08 | 261 | 0 | 0.364 | 1 | 1 | cs | TRUE
32 | LV_135-10_0_8_line_32 |  | 29 | 31 | 0.012622 | 0.125 | 0.08 | 261 | 0 | 0.364 | 1 | 1 | cs | TRUE
33 | LV_135-10_0_8_line_33 |  | 30 | 32 | 0.013132 | 0.125 | 0.08 | 261 | 0 | 0.364 | 1 | 1 | cs | TRUE
34 | LV_135-10_0_8_line_34 |  | 31 | 53 | 0.010758 | 0.125 | 0.08 | 261 | 0 | 0.364 | 1 | 1 | cs | TRUE
35 | LV_135-10_0_8_line_35 |  | 32 | 57 | 0.013066 | 0.125 | 0.08 | 261 | 0 | 0.364 | 1 | 1 | cs | TRUE
36 | LV_135-10_0_8_line_36 |  | 33 | 34 | 0.0016129 | 0.125 | 0.08 | 261 | 0 | 0.364 | 1 | 1 | cs | TRUE
37 | LV_135-10_0_8_line_37 |  | 33 | 35 | 0.018843 | 0.125 | 0.08 | 261 | 0 | 0.364 | 1 | 1 | cs | TRUE
38 | LV_135-10_0_8_line_38 |  | 34 | 36 | 0.025589 | 0.125 | 0.08 | 261 | 0 | 0.364 | 1 | 1 | cs | TRUE
39 | LV_135-10_0_8_line_39 |  | 35 | 37 | 0.0037919 | 0.125 | 0.08 | 261 | 0 | 0.364 | 1 | 1 | cs | TRUE
40 | LV_135-10_0_8_line_40 |  | 36 | 38 | 0.012114 | 0.125 | 0.08 | 261 | 0 | 0.364 | 1 | 4 | cs | TRUE
41 | LV_135-10_0_8_line_41 |  | 36 | 39 | 0.0089468 | 0.125 | 0.08 | 261 | 0 | 0.364 | 1 | 4 | cs | TRUE
42 | LV_135-10_0_8_line_42 |  | 38 | 40 | 0.031099 | 0.125 | 0.08 | 261 | 0 | 0.364 | 1 | 4 | cs | TRUE
43 | LV_135-10_0_8_line_43 |  | 39 | 41 | 0.014326 | 0.125 | 0.08 | 261 | 0 | 0.364 | 1 | 4 | cs | TRUE
44 | LV_135-10_0_8_line_44 |  | 40 | 50 | 0.011678 | 0.125 | 0.08 | 261 | 0 | 0.364 | 1 | 4 | cs | TRUE
45 | LV_135-10_0_8_line_45 |  | 41 | 51 | 0.013043 | 0.125 | 0.08 | 261 | 0 | 0.364 | 1 | 1 | cs | TRUE
46 | LV_135-10_0_8_line_46 |  | 41 | 52 | 0.034413 | 0.125 | 0.08 | 261 | 0 | 0.364 | 1 | 1 | cs | TRUE
47 | LV_135-10_0_8_line_47 |  | 41 | 49 | 0.0336 | 0.125 | 0.08 | 261 | 0 | 0.364 | 1 | 4 | cs | TRUE
48 | LV_135-10_0_8_line_48 |  | 42 | 43 | 0.039033 | 0.125 | 0.08 | 261 | 0 | 0.364 | 1 | 1 | cs | TRUE
49 | LV_135-10_0_8_line_49 |  | 43 | 45 | 0.028015 | 0.125 | 0.08 | 261 | 0 | 0.364 | 1 | 1 | cs | TRUE
50 | LV_135-10_0_8_line_50 |  | 44 | 47 | 0.025091 | 0.125 | 0.08 | 261 | 0 | 0.364 | 1 | 4 | cs | TRUE
51 | LV_135-10_0_8_line_51 |  | 45 | 48 | 0.02143 | 0.125 | 0.08 | 261 | 0 | 0.364 | 1 | 1 | cs | TRUE
52 | LV_135-10_0_8_line_52 |  | 46 | 99 | 0.074844 | 0.125 | 0.08 | 261 | 0 | 0.364 | 1 | 1 | cs | TRUE
53 | LV_135-10_0_8_line_53 |  | 47 | 49 | 0.0052965 | 0.125 | 0.08 | 261 | 0 | 0.364 | 1 | 4 | cs | TRUE
54 | LV_135-10_0_8_line_54 |  | 50 | 60 | 0.020006 | 0.125 | 0.08 | 261 | 0 | 0.364 | 1 | 4 | cs | TRUE
55 | LV_135-10_0_8_line_55 |  | 51 | 64 | 0.029276 | 0.125 | 0.08 | 261 | 0 | 0.364 | 1 | 1 | cs | TRUE
56 | LV_135-10_0_8_line_56 |  | 52 | 65 | 0.019108 | 0.125 | 0.08 | 261 | 0 | 0.364 | 1 | 1 | cs | TRUE
57 | LV_135-10_0_8_line_57 |  | 54 | 55 | 0.040503 | 0.125 | 0.08 | 261 | 0 | 0.364 | 1 | 4 | cs | TRUE
58 | LV_135-10_0_8_line_58 |  | 54 | 56 | 0.038227 | 0.125 | 0.08 | 261 | 0 | 0.364 | 1 | 4 | cs | TRUE
59 | LV_135-10_0_8_line_59 |  | 55 | 81 | 0.0099589 | 0.125 | 0.08 | 261 | 0 | 0.364 | 1 | 4 | cs | TRUE
60 | LV_135-10_0_8_line_60 |  | 56 | 82 | 0.025318 | 0.125 | 0.08 | 261 | 0 | 0.364 | 1 | 4 | cs | TRUE
61 | LV_135-10_0_8_line_61 |  | 57 | 58 | 0.0085385 | 0.125 | 0.08 | 261 | 0 | 0.364 | 1 | 1 | cs | TRUE
62 | LV_135-10_0_8_line_62 |  | 58 | 59 | 0.019804 | 0.125 | 0.08 | 261 | 0 | 0.364 | 1 | 1 | cs | TRUE
63 | LV_135-10_0_8_line_63 |  | 59 | 60 | 0.017933 | 0.125 | 0.08 | 261 | 0 | 0.364 | 1 | 4 | cs | TRUE
64 | LV_135-10_0_8_line_64 |  | 59 | 61 | 0.053754 | 0.125 | 0.08 | 261 | 0 | 0.364 | 1 | 4 | cs | TRUE
65 | LV_135-10_0_8_line_65 |  | 61 | 62 | 0.0075421 | 0.125 | 0.08 | 261 | 0 | 0.364 | 1 | 4 | cs | TRUE
66 | LV_135-10_0_8_line_66 |  | 62 | 63 | 0.020766 | 0.125 | 0.08 | 261 | 0 | 0.364 | 1 | 4 | cs | TRUE
67 | LV_135-10_0_8_line_67 |  | 63 | 73 | 0.014362 | 0.125 | 0.08 | 261 | 0 | 0.364 | 1 | 4 | cs | TRUE
68 | LV_135-10_0_8_line_68 |  | 64 | 66 | 0.035973 | 0.125 | 0.08 | 261 | 0 | 0.364 | 1 | 1 | cs | TRUE
69 | LV_135-10_0_8_line_69 |  | 65 | 67 | 0.0052406 | 0.125 | 0.08 | 261 | 0 | 0.364 | 1 | 1 | cs | TRUE
70 | LV_135-10_0_8_line_70 |  | 66 | 92 | 0.024051 | 0.125 | 0.08 | 261 | 0 | 0.364 | 1 | 1 | cs | TRUE
71 | LV_135-10_0_8_line_71 |  | 67 | 96 | 0.023361 | 0.125 | 0.08 | 261 | 0 | 0.364 | 1 | 1 | cs | TRUE
72 | LV_135-10_0_8_line_72 |  | 68 | 69 | 0.0087297 | 0.125 | 0.08 | 261 | 0 | 0.364 | 1 | 4 | cs | TRUE
73 | LV_135-10_0_8_line_73 |  | 68 | 70 | 0.017186 | 0.125 | 0.08 | 261 | 0 | 0.364 | 1 | 4 | cs | TRUE
74 | LV_135-10_0_8_line_74 |  | 69 | 71 | 0.018408 | 0.125 | 0.08 | 261 | 0 | 0.364 | 1 | 4 | cs | TRUE
75 | LV_135-10_0_8_line_75 |  | 70 | 72 | 0.0015027 | 0.125 | 0.08 | 261 | 0 | 0.364 | 1 | 4 | cs | TRUE
76 | LV_135-10_0_8_line_76 |  | 71 | 73 | 0.018058 | 0.125 | 0.08 | 261 | 0 | 0.364 | 1 | 4 | cs | TRUE
77 | LV_135-10_0_8_line_77 |  | 72 | 74 | 0.0002616 | 0.125 | 0.08 | 261 | 0 | 0.364 | 1 | 4 | cs | TRUE
78 | LV_135-10_0_8_line_78 |  | 74 | 75 | 0.023341 | 0.125 | 0.08 | 261 | 0 | 0.364 | 1 | 4 | cs | TRUE
79 | LV_135-10_0_8_line_79 |  | 75 | 77 | 0.010769 | 0.125 | 0.08 | 261 | 0 | 0.364 | 1 | 4 | cs | TRUE
80 | LV_135-10_0_8_line_80 |  | 76 | 77 | 0.017501 | 0.125 | 0.08 | 261 | 0 | 0.364 | 1 | 1 | cs | TRUE
81 | LV_135-10_0_8_line_81 |  | 76 | 78 | 0.030049 | 0.125 | 0.08 | 261 | 0 | 0.364 | 1 | 1 | cs | TRUE
82 | LV_135-10_0_8_line_82 |  | 77 | 79 | 0.012613 | 0.125 | 0.08 | 261 | 0 | 0.364 | 1 | 4 | cs | TRUE
83 | LV_135-10_0_8_line_83 |  | 79 | 80 | 0.02597 | 0.125 | 0.08 | 261 | 0 | 0.364 | 1 | 4 | cs | TRUE
84 | LV_135-10_0_8_line_84 |  | 80 | 81 | 0.016439 | 0.125 | 0.08 | 261 | 0 | 0.364 | 1 | 4 | cs | TRUE
85 | LV_135-10_0_8_line_85 |  | 82 | 84 | 0.048754 | 0.125 | 0.08 | 261 | 0 | 0.364 | 1 | 4 | cs | TRUE
86 | LV_135-10_0_8_line_86 |  | 83 | 84 | 0.083578 | 0.125 | 0.08 | 261 | 0 | 0.364 | 1 | 4 | cs | TRUE
87 | LV_135-10_0_8_line_87 |  | 83 | 85 | 0.032258 | 0.125 | 0.08 | 261 | 0 | 0.364 | 1 | 4 | cs | TRUE
88 | LV_135-10_0_8_line_88 |  | 85 | 86 | 0.0052078 | 0.125 | 0.08 | 261 | 0 | 0.364 | 1 | 1 | cs | TRUE
89 | LV_135-10_0_8_line_89 |  | 85 | 87 | 0.023487 | 0.125 | 0.08 | 261 | 0 | 0.364 | 1 | 4 | cs | TRUE
90 | LV_135-10_0_8_line_90 |  | 86 | 88 | 0.036279 | 0.125 | 0.08 | 261 | 0 | 0.364 | 1 | 1 | cs | TRUE
91 | LV_135-10_0_8_line_91 |  | 87 | 89 | 0.014169 | 0.125 | 0.08 | 261 | 0 | 0.364 | 1 | 4 | cs | TRUE
92 | LV_135-10_0_8_line_92 |  | 88 | 90 | 0.030799 | 0.125 | 0.08 | 261 | 0 | 0.364 | 1 | 1 | cs | TRUE
93 | LV_135-10_0_8_line_93 |  | 89 | 91 | 0.037182 | 0.125 | 0.08 | 261 | 0 | 0.364 | 1 | 4 | cs | TRUE
94 | LV_135-10_0_8_line_94 |  | 90 | 114 | 0.030184 | 0.125 | 0.08 | 261 | 0 | 0.364 | 1 | 1 | cs | TRUE
95 | LV_135-10_0_8_line_95 |  | 91 | 116 | 0.024059 | 0.125 | 0.08 | 261 | 0 | 0.364 | 1 | 4 | cs | TRUE
96 | LV_135-10_0_8_line_96 |  | 92 | 93 | 0.027976 | 0.125 | 0.08 | 261 | 0 | 0.364 | 1 | 1 | cs | TRUE
97 | LV_135-10_0_8_line_97 |  | 93 | 98 | 0.019792 | 0.125 | 0.08 | 261 | 0 | 0.364 | 1 | 1 | cs | TRUE
98 | LV_135-10_0_8_line_98 |  | 94 | 95 | 0.019447 | 0.125 | 0.08 | 261 | 0 | 0.364 | 1 | 1 | cs | TRUE
99 | LV_135-10_0_8_line_99 |  | 95 | 96 | 0.016204 | 0.125 | 0.08 | 261 | 0 | 0.364 | 1 | 1 | cs | TRUE
100 | LV_135-10_0_8_line_100 |  | 97 | 98 | 0.029228 | 0.125 | 0.08 | 261 | 0 | 0.364 | 1 | 1 | cs | TRUE
101 | LV_135-10_0_8_line_101 |  | 100 | 101 | 0.034221 | 0.125 | 0.08 | 261 | 0 | 0.364 | 1 | 1 | cs | TRUE
102 | LV_135-10_0_8_line_102 |  | 100 | 102 | 0.0013236 | 0.125 | 0.08 | 261 | 0 | 0.364 | 1 | 1 | cs | TRUE
103 | LV_135-10_0_8_line_103 |  | 102 | 103 | 0.023816 | 0.125 | 0.08 | 261 | 0 | 0.364 | 1 | 1 | cs | TRUE
104 | LV_135-10_0_8_line_104 |  | 102 | 104 | 0.014514 | 0.125 | 0.08 | 261 | 0 | 0.364 | 1 | 1 | cs | TRUE
105 | LV_135-10_0_8_line_105 |  | 104 | 105 | 0.031129 | 0.125 | 0.08 | 261 | 0 | 0.364 | 1 | 1 | cs | TRUE
106 | LV_135-10_0_8_line_106 |  | 105 | 108 | 0.0084609 | 0.125 | 0.08 | 261 | 0 | 0.364 | 1 | 1 | cs | TRUE
107 | LV_135-10_0_8_line_107 |  | 106 | 107 | 0.0008662 | 0.125 | 0.08 | 261 | 0 | 0.364 | 1 | 1 | cs | TRUE
108 | LV_135-10_0_8_line_108 |  | 107 | 109 | 0.023955 | 0.125 | 0.08 | 261 | 0 | 0.364 | 1 | 1 | cs | TRUE
109 | LV_135-10_0_8_line_109 |  | 108 | 136 | 0.016244 | 0.125 | 0.08 | 261 | 0 | 0.364 | 1 | 1 | cs | TRUE
110 | LV_135-10_0_8_line_110 |  | 109 | 110 | 0.039976 | 0.125 | 0.08 | 261 | 0 | 0.364 | 1 | 1 | cs | TRUE
111 | LV_135-10_0_8_line_111 |  | 109 | 111 | 0.042623 | 0.125 | 0.08 | 261 | 0 | 0.364 | 1 | 1 | cs | TRUE
112 | LV_135-10_0_8_line_112 |  | 111 | 112 | 0.0072399 | 0.125 | 0.08 | 261 | 0 | 0.364 | 1 | 1 | cs | TRUE
113 | LV_135-10_0_8_line_113 |  | 112 | 113 | 0.039072 | 0.125 | 0.08 | 261 | 0 | 0.364 | 1 | 1 | cs | TRUE
114 | LV_135-10_0_8_line_114 |  | 113 | 121 | 0.02411 | 0.125 | 0.08 | 261 | 0 | 0.364 | 1 | 1 | cs | TRUE
115 | LV_135-10_0_8_line_115 |  | 113 | 122 | 0.010344 | 0.125 | 0.08 | 261 | 0 | 0.364 | 1 | 1 | cs | TRUE
116 | LV_135-10_0_8_line_116 |  | 113 | 117 | 0.02756 | 0.125 | 0.08 | 261 | 0 | 0.364 | 1 | 1 | cs | TRUE
117 | LV_135-10_0_8_line_117 |  | 115 | 116 | 0.044977 | 0.125 | 0.08 | 261 | 0 | 0.364 | 1 | 2 | cs | TRUE
118 | LV_135-10_0_8_line_118 |  | 115 | 117 | 0.0010949 | 0.125 | 0.08 | 261 | 0 | 0.364 | 1 | 1 | cs | TRUE
119 | LV_135-10_0_8_line_119 |  | 116 | 118 | 0.018588 | 0.125 | 0.08 | 261 | 0 | 0.364 | 1 | 1 | cs | TRUE
120 | LV_135-10_0_8_line_120 |  | 117 | 119 | 0.027094 | 0.125 | 0.08 | 261 | 0 | 0.364 | 1 | 1 | cs | TRUE
121 | LV_135-10_0_8_line_121 |  | 118 | 120 | 0.021138 | 0.125 | 0.08 | 261 | 0 | 0.364 | 1 | 1 | cs | TRUE
122 | LV_135-10_0_8_line_122 |  | 120 | 123 | 0.0055617 | 0.125 | 0.08 | 261 | 0 | 0.364 | 1 | 1 | cs | TRUE
123 | LV_135-10_0_8_line_123 |  | 121 | 124 | 0.028291 | 0.125 | 0.08 | 261 | 0 | 0.364 | 1 | 1 | cs | TRUE
124 | LV_135-10_0_8_line_124 |  | 122 | 125 | 0.0094035 | 0.125 | 0.08 | 261 | 0 | 0.364 | 1 | 1 | cs | TRUE
125 | LV_135-10_0_8_line_125 |  | 123 | 136 | 0.0017755 | 0.125 | 0.08 | 261 | 0 | 0.364 | 1 | 1 | cs | TRUE
126 | LV_135-10_0_8_line_126 |  | 124 | 134 | 0.035071 | 0.125 | 0.08 | 261 | 0 | 0.364 | 1 | 1 | cs | TRUE
127 | LV_135-10_0_8_line_127 |  | 125 | 133 | 0.0099467 | 0.125 | 0.08 | 261 | 0 | 0.364 | 1 | 1 | cs | TRUE
128 | LV_135-10_0_8_line_128 |  | 126 | 127 | 0.014411 | 0.125 | 0.08 | 261 | 0 | 0.364 | 1 | 1 | cs | TRUE
129 | LV_135-10_0_8_line_129 |  | 127 | 128 | 0.019262 | 0.125 | 0.08 | 261 | 0 | 0.364 | 1 | 1 | cs | TRUE
130 | LV_135-10_0_8_line_130 |  | 128 | 129 | 0.026176 | 0.125 | 0.08 | 261 | 0 | 0.364 | 1 | 1 | cs | TRUE
131 | LV_135-10_0_8_line_131 |  | 129 | 131 | 0.015201 | 0.125 | 0.08 | 261 | 0 | 0.364 | 1 | 1 | cs | TRUE
132 | LV_135-10_0_8_line_132 |  | 130 | 131 | 0.018962 | 0.125 | 0.08 | 261 | 0 | 0.364 | 1 | 1 | cs | TRUE
133 | LV_135-10_0_8_line_133 |  | 130 | 132 | 0.0028281 | 0.125 | 0.08 | 261 | 0 | 0.364 | 1 | 1 | cs | TRUE
134 | LV_135-10_0_8_line_134 |  | 132 | 133 | 0.023889 | 0.125 | 0.08 | 261 | 0 | 0.364 | 1 | 1 | cs | TRUE
135 | LV_135-10_0_8_line_135 |  | 134 | 135 | 0.03514 | 0.125 | 0.08 | 261 | 0 | 0.364 | 1 | 1 | cs | TRUE

## trafo
| name | std_type | hv_bus | lv_bus | sn_mva | vn_hv_kv | vn_lv_kv | vk_percent | vkr_percent | pfe_kw | i0_percent | shift_degree | tap_side | tap_neutral | tap_min | tap_max | tap_step_percent | tap_step_degree | tap_pos | tap_phase_shifter | parallel | df | in_service
0 | LV_135-10_0_8_trafo_59 | 0.63 MVA 20/0.4 kV | 137 | 71 | 0.63 | 20 | 0.4 | 6 | 1.206 | 1.65 | 0.2619 | 150 | hv | 0 | -2 | 2 | 2.5 | 0 | 0 | FALSE | 1 | 1 | TRUE

## line_geodata
| x0 | y0 | x1 | y1 | x2 | y2 | x3 | y3 | x4 | y4 | x5 | y5 | x6 | y6 | x7 | y7 | x8 | y8 | x9 | y9 | x10 | y10
0 | 2683679.7925 | 1241496.2774 | 2683680.567 | 1241495.6272 | 2683700.4363 | 1241491.4487 | 2683706.4432 | 1241493.8391
1 | 2683679.7925 | 1241496.2774 | 2683655.8519 | 1241516.3764
2 | 2683732.4282 | 1241504.7984 | 2683726.2247 | 1241506.1118 | 2683721.4502 | 1241496.7044 | 2683712.0531 | 1241496.0714 | 2683706.4432 | 1241493.8391
3 | 2683732.4282 | 1241504.7984 | 2683735.083 | 1241518.6681 | 2683734.9297 | 1241535.9561
4 | 2683721.4396 | 1241489.4212 | 2683727.1101 | 1241494.2713 | 2683730.4505 | 1241499.2109 | 2683732.4282 | 1241504.7984
5 | 2683734.9297 | 1241535.9561 | 2683733.2641 | 1241545.2171 | 2683731.8495 | 1241551.2014
6 | 2683734.9297 | 1241535.9561 | 2683738.7741 | 1241537.8673 | 2683743.8313 | 1241544.3767
7 | 2683729.4733 | 1241473.0894 | 2683728.499 | 1241479.4358 | 2683726.9216 | 1241482.449 | 2683721.4396 | 1241489.4212
8 | 2683721.4396 | 1241489.4212 | 2683709.6867 | 1241480.5157 | 2683705.5942 | 1241476.1437
9 | 2683707.1859 | 1241617.5715 | 2683707.418 | 1241616.6375 | 2683709.6549 | 1241609.7529 | 2683727.1593 | 1241567.9252 | 2683730.3773 | 1241557.4296 | 2683731.8495 | 1241551.2014
10 | 2683743.8313 | 1241544.3767 | 2683746.4095 | 1241552.9526 | 2683745.7423 | 1241560.582 | 2683731.7614 | 1241599.1793 | 2683729.1824 | 1241607.2096
11 | 2683743.8313 | 1241544.3767 | 2683747.6028 | 1241541.2721 | 2683742.0525 | 1241523.6255 | 2683745.3706 | 1241521.0371 | 2683747.5198 | 1241517.1535 | 2683748.6157 | 1241511.8318 | 2683747.9266 | 1241503.3382
12 | 2683753.7909 | 1241500.8858 | 2683751.659 | 1241500.8557 | 2683747.9266 | 1241503.3382
13 | 2683729.4733 | 1241473.0894 | 2683735.1732 | 1241472.1024 | 2683739.3069 | 1241467.4462 | 2683744.2202 | 1241463.2681 | 2683746.7366 | 1241459.0895 | 2683754.6212 | 1241445.8245 | 2683775.1598 | 1241452.0854
14 | 2683729.4733 | 1241473.0894 | 2683732.1222 | 1241444.012
15 | 2683692.2282 | 1241457.4418 | 2683700.0386 | 1241469.7942 | 2683704.6661 | 1241475.1522 | 2683705.5942 | 1241476.1437
16 | 2683729.2383 | 1241644.5542 | 2683725.8776 | 1241635.1667 | 2683725.1263 | 1241624.1148 | 2683726.4469 | 1241615.7274 | 2683729.1824 | 1241607.2096
17 | 2683686.9935 | 1241461.3597 | 2683692.2282 | 1241457.4418
18 | 2683801.7081 | 1241447.7401 | 2683800.4787 | 1241451.2755 | 2683791.7472 | 1241482.1726
19 | 2683784.4116 | 1241516.9052 | 2683791.0393 | 1241484.6775 | 2683791.7472 | 1241482.1726
20 | 2683777.7618 | 1241545.1655 | 2683781.6865 | 1241530.1561 | 2683784.4116 | 1241516.9052
21 | 2683777.7618 | 1241545.1655 | 2683771.2639 | 1241570.0156 | 2683770.4974 | 1241572.5446
22 | 2683761.4461 | 1241596.9681 | 2683765.8314 | 1241587.9407 | 2683770.4974 | 1241572.5446
23 | 2683754.5709 | 1241611.1208 | 2683761.4461 | 1241596.9681
24 | 2683754.5709 | 1241611.1208 | 2683764.3261 | 1241620.6542 | 2683775.0997 | 1241644.7679
25 | 2683729.2383 | 1241644.5542 | 2683736.2818 | 1241640.5062 | 2683741.2472 | 1241636.3733 | 2683754.5709 | 1241611.1208
26 | 2683861.8533 | 1241490.6367 | 2683861.2738 | 1241493.3422 | 2683859.8062 | 1241501.3278
27 | 2683857.9491 | 1241511.4332 | 2683859.8062 | 1241501.3278
28 | 2683864.6842 | 1241477.4207 | 2683861.8533 | 1241490.6367
29 | 2683854.6185 | 1241529.5564 | 2683857.9491 | 1241511.4332
30 | 2683864.6842 | 1241477.4207 | 2683866.2609 | 1241470.06
31 | 2683854.6185 | 1241529.5564 | 2683853.9344 | 1241533.2784 | 2683853.6095 | 1241535.839
32 | 2683868.9047 | 1241457.7175 | 2683866.2609 | 1241470.06
33 | 2683851.9561 | 1241548.8664 | 2683853.6095 | 1241535.839
34 | 2683868.9047 | 1241457.7175 | 2683870.3731 | 1241450.8623 | 2683871.2403 | 1241447.217
35 | 2683851.9561 | 1241548.8664 | 2683850.3111 | 1241561.828
36 | 2683803.9789 | 1241656.1313 | 2683803.9437 | 1241655.5941 | 2683804.0962 | 1241654.5304
37 | 2683806.7693 | 1241635.8782 | 2683804.0962 | 1241654.5304
38 | 2683820.696 | 1241673.9884 | 2683805.6403 | 1241662.3452 | 2683804.1925 | 1241659.3893 | 2683803.9789 | 1241656.1313
39 | 2683807.3072 | 1241632.1247 | 2683806.7693 | 1241635.8782
40 | 2683820.696 | 1241673.9884 | 2683825.5093 | 1241662.8715
41 | 2683820.696 | 1241673.9884 | 2683817.0259 | 1241682.1478
42 | 2683832.741 | 1241632.6333 | 2683830.1589 | 1241644.8009 | 2683825.5576 | 1241662.76 | 2683825.5093 | 1241662.8715
43 | 2683811.1491 | 1241695.2134 | 2683817.0259 | 1241682.1478
44 | 2683832.741 | 1241632.6333 | 2683835.165 | 1241621.2101
45 | 2683811.1491 | 1241695.2134 | 2683820.0577 | 1241700.9655 | 2683820.7888 | 1241703.292
46 | 2683811.1491 | 1241695.2134 | 2683796.1356 | 1241726.1784
47 | 2683811.1491 | 1241695.2134 | 2683805.8472 | 1241693.1926 | 2683801.9987 | 1241691.0478 | 2683795.6019 | 1241684.6418 | 2683788.7895 | 1241671.8784
48 | 2683729.2383 | 1241644.5542 | 2683737.5867 | 1241682.6837
49 | 2683743.5787 | 1241710.0506 | 2683737.5867 | 1241682.6837
50 | 2683775.0997 | 1241644.7679 | 2683779.1094 | 1241653.7423 | 2683786.2955 | 1241667.2058
51 | 2683748.1622 | 1241730.9848 | 2683743.5787 | 1241710.0506
52 | 2683697.6321 | 1241690.7799 | 2683703.7309 | 1241676.462 | 2683704.0032 | 1241630.377 | 2683707.1859 | 1241617.5715
53 | 2683788.7895 | 1241671.8784 | 2683786.2955 | 1241667.2058
54 | 2683838.2193 | 1241601.439 | 2683838.2193 | 1241601.439 | 2683835.165 | 1241621.2101 | 2683835.165 | 1241621.2101
55 | 2683820.7888 | 1241703.292 | 2683823.2341 | 1241711.0732 | 2683823.5503 | 1241727.2227 | 2683825.0232 | 1241731.9662
56 | 2683796.1356 | 1241726.1784 | 2683788.4943 | 1241741.9384 | 2683787.7442 | 1241743.344
57 | 2683950.5586 | 1241386.8495 | 2683943.6094 | 1241426.7517
58 | 2683950.5586 | 1241386.8495 | 2683976.8286 | 1241396.3279 | 2683986.9535 | 1241398.2139
59 | 2683941.9007 | 1241436.5629 | 2683943.6094 | 1241426.7517
60 | 2684011.8435 | 1241402.8502 | 2683986.9535 | 1241398.2139
61 | 2683850.2177 | 1241570.3558 | 2683850.148 | 1241563.1132 | 2683850.3111 | 1241561.828
62 | 2683850.4084 | 1241590.1586 | 2683850.2177 | 1241570.3558
63 | 2683850.4084 | 1241590.1586 | 2683843.8298 | 1241591.8002 | 2683838.2193 | 1241601.439
64 | 2683850.4084 | 1241590.1586 | 2683853.8006 | 1241603.7274 | 2683858.4037 | 1241609.719 | 2683869.3626 | 1241614.3216 | 2683880.6242 | 1241616.7713 | 2683888.1218 | 1241612.1628 | 2683888.1218 | 1241612.1628
65 | 2683888.1218 | 1241612.1628 | 2683891.12 | 1241605.2422
66 | 2683901.7732 | 1241587.8387 | 2683896.3758 | 1241593.1102 | 2683891.12 | 1241605.2422
67 | 2683915.5988 | 1241587.5668 | 2683903.0307 | 1241586.6106 | 2683901.7732 | 1241587.8387
68 | 2683825.0232 | 1241731.9662 | 2683826.4286 | 1241736.4922 | 2683840.101 | 1241756.6554 | 2683844.7966 | 1241761.6737
69 | 2683785.2768 | 1241747.9673 | 2683787.7442 | 1241743.344
70 | 2683862.547 | 1241777.6655 | 2683855.3998 | 1241773.0056 | 2683844.7966 | 1241761.6737
71 | 2683785.2768 | 1241747.9673 | 2683774.2779 | 1241768.5768
72 | 2683923.355 | 1241543.0418 | 2683921.8569 | 1241551.6419
73 | 2683923.355 | 1241543.0418 | 2683926.3044 | 1241526.1105
74 | 2683921.8569 | 1241551.6419 | 2683918.6977 | 1241569.7771
75 | 2683926.3044 | 1241526.1105 | 2683926.5623 | 1241524.6301
76 | 2683915.5988 | 1241587.5668 | 2683918.6977 | 1241569.7771
77 | 2683926.6072 | 1241524.3724 | 2683926.5623 | 1241524.6301
78 | 2683926.6072 | 1241524.3724 | 2683930.6128 | 1241501.3781
79 | 2683932.461 | 1241490.7686 | 2683930.6128 | 1241501.3781
80 | 2683932.461 | 1241490.7686 | 2683949.7533 | 1241493.4655
81 | 2683961.9167 | 1241470.1258 | 2683958.8056 | 1241489.0621 | 2683955.449 | 1241492.7618 | 2683951.8278 | 1241493.7891 | 2683949.7533 | 1241493.4655
82 | 2683932.461 | 1241490.7686 | 2683934.6248 | 1241478.343
83 | 2683939.0803 | 1241452.7585 | 2683934.6248 | 1241478.343
84 | 2683941.9007 | 1241436.5629 | 2683939.0803 | 1241452.7585
85 | 2684011.8435 | 1241402.8502 | 2684016.721 | 1241409.2238 | 2684021.0665 | 1241417.3912 | 2684023.2828 | 1241424.272 | 2684022.9443 | 1241435.353 | 2684021.0486 | 1241444.2771 | 2684019.5344 | 1241448.0211
86 | 2683985.3916 | 1241519.449 | 2683985.3916 | 1241519.449 | 2683983.2652 | 1241511.0239 | 2683982.8198 | 1241507.2371 | 2683982.9799 | 1241503.4033 | 2683984.128 | 1241499.2165 | 2683986.1706 | 1241494.8645 | 2684002.738 | 1241477.7199 | 2684010.4656 | 1241466.51 | 2684016.2062 | 1241456.2505 | 2684019.5344 | 1241448.0211
87 | 2684012.5213 | 1241533.3095 | 2684002.4875 | 1241532.2557 | 2683992.1516 | 1241527.973 | 2683988.0344 | 1241523.9785 | 2683985.3916 | 1241519.449
88 | 2684012.5213 | 1241533.3095 | 2684011.8207 | 1241538.47
89 | 2684012.5213 | 1241533.3095 | 2684022.1213 | 1241527.0965 | 2684029.3427 | 1241517.4473
90 | 2684011.8207 | 1241538.47 | 2684011.8207 | 1241538.47 | 2684006.4871 | 1241548.2905 | 2683998.7752 | 1241566.4167 | 2683997.1625 | 1241571.5756
91 | 2684029.3427 | 1241517.4473 | 2684034.3756 | 1241506.4439 | 2684035.4289 | 1241504.6624
92 | 2683987.9734 | 1241600.9715 | 2683997.1625 | 1241571.5756
93 | 2684065.7271 | 1241488.6305 | 2684059.7084 | 1241488.6342 | 2684054.5413 | 1241488.8278 | 2684049.221 | 1241490.2313 | 2684044.6454 | 1241492.4459 | 2684039.4807 | 1241497.8099 | 2684035.4289 | 1241504.6624
94 | 2683979.4661 | 1241629.9246 | 2683982.4208 | 1241618.7342 | 2683987.9734 | 1241600.9715
95 | 2684086.3713 | 1241500.7538 | 2684079.4734 | 1241498.2321 | 2684065.7271 | 1241488.6305
96 | 2683862.547 | 1241777.6655 | 2683856.9368 | 1241785.1583 | 2683851.2481 | 1241794.9961 | 2683848.637 | 1241799.4625 | 2683847.6862 | 1241801.3102
97 | 2683838.6304 | 1241818.9092 | 2683847.6862 | 1241801.3102
98 | 2683761.7423 | 1241777.9313 | 2683764.6357 | 1241783.4539 | 2683766.6232 | 1241789.9533 | 2683766.651 | 1241796.0136 | 2683766.564 | 1241796.3579
99 | 2683761.7423 | 1241777.9313 | 2683766.6696 | 1241775.955 | 2683769.4834 | 1241774.2712 | 2683772.4568 | 1241771.9893 | 2683774.2779 | 1241768.5768
100 | 2683826.2744 | 1241845.3815 | 2683826.6506 | 1241844.3733 | 2683833.7491 | 1241828.3953 | 2683838.6304 | 1241818.9092
101 | 2684041.5326 | 1241607.7391 | 2684037.9719 | 1241630.4622 | 2684036.2987 | 1241641.5572
102 | 2684041.7375 | 1241606.4315 | 2684041.5326 | 1241607.7391
103 | 2684041.7375 | 1241606.4315 | 2684045.9394 | 1241607.1137 | 2684048.623 | 1241608.7528 | 2684051.7775 | 1241612.9116 | 2684062.5618 | 1241615.9135
104 | 2684041.7375 | 1241606.4315 | 2684044.1305 | 1241592.1158
105 | 2684044.1305 | 1241592.1158 | 2684047.4709 | 1241572.1323 | 2684050.567 | 1241561.7144
106 | 2684050.567 | 1241561.7144 | 2684052.9774 | 1241553.6042
107 | 2684093.4707 | 1241599.0336 | 2684092.6953 | 1241598.6474
108 | 2684114.9122 | 1241609.7147 | 2684093.4707 | 1241599.0336
109 | 2684059.8964 | 1241539.0345 | 2684054.7039 | 1241547.7949 | 2684052.9774 | 1241553.6042
110 | 2684114.9122 | 1241609.7147 | 2684097.7803 | 1241645.8341
111 | 2684114.9122 | 1241609.7147 | 2684126.1728 | 1241586.6353 | 2684133.5566 | 1241571.3853
112 | 2684136.7116 | 1241564.869 | 2684133.5566 | 1241571.3853
113 | 2684154.0472 | 1241529.8338 | 2684136.7116 | 1241564.869
114 | 2684154.0472 | 1241529.8338 | 2684164.1647 | 1241507.9392
115 | 2684154.0472 | 1241529.8338 | 2684162.9755 | 1241535.0567
116 | 2684154.0472 | 1241529.8338 | 2684129.1441 | 1241517.8722
117 | 2684086.3713 | 1241500.7538 | 2684093.777 | 1241503.7164 | 2684115.6655 | 1241512.3328 | 2684128.1314 | 1241517.456
118 | 2684129.1441 | 1241517.8722 | 2684128.1314 | 1241517.456
119 | 2684086.3713 | 1241500.7538 | 2684079.4612 | 1241506.0264 | 2684074.4154 | 1241514.5394
120 | 2684129.1441 | 1241517.8722 | 2684142.125 | 1241494.0907
121 | 2684074.4154 | 1241514.5394 | 2684063.6375 | 1241532.7228
122 | 2684060.8017 | 1241537.5072 | 2684063.6375 | 1241532.7228
123 | 2684164.1647 | 1241507.9392 | 2684188.6521 | 1241522.1088
124 | 2684171.0923 | 1241539.8049 | 2684162.9755 | 1241535.0567
125 | 2684060.8017 | 1241537.5072 | 2684059.8964 | 1241539.0345
126 | 2684219.0075 | 1241539.6738 | 2684188.6521 | 1241522.1088
127 | 2684171.0923 | 1241539.8049 | 2684179.7511 | 1241544.7
128 | 2684202.694 | 1241602.3451 | 2684207.8383 | 1241588.8837 | 2684207.8383 | 1241588.8837
129 | 2684225.5368 | 1241596.4847 | 2684207.8383 | 1241588.8837
130 | 2684225.5368 | 1241596.4847 | 2684233.8876 | 1241575.4769 | 2684234.1424 | 1241571.9113
131 | 2684234.1424 | 1241571.9113 | 2684220.2892 | 1241565.6539
132 | 2684203.0088 | 1241557.8483 | 2684220.2892 | 1241565.6539
133 | 2684203.0088 | 1241557.8483 | 2684200.5469 | 1241556.4566
134 | 2684200.5469 | 1241556.4566 | 2684179.7511 | 1241544.7
135 | 2684219.0075 | 1241539.6738 | 2684234.4506 | 1241548.6099 | 2684244.33 | 1241534.4109

## bus_geodata
| x | y | coords
0 | 2683679.7925 | 1241496.2774
1 | 2683706.4432 | 1241493.8391
2 | 2683655.8519 | 1241516.3764
3 | 2683732.4282 | 1241504.7984
4 | 2683734.9297 | 1241535.9561
5 | 2683721.4396 | 1241489.4212
6 | 2683731.8495 | 1241551.2014
7 | 2683743.8313 | 1241544.3767
8 | 2683747.9266 | 1241503.3382
9 | 2683753.7909 | 1241500.8858
10 | 2683729.4733 | 1241473.0894
11 | 2683705.5942 | 1241476.1437
12 | 2683729.1824 | 1241607.2096
13 | 2683692.2282 | 1241457.4418
14 | 2683686.9935 | 1241461.3597
15 | 2683775.1598 | 1241452.0854
16 | 2683732.1222 | 1241444.012
17 | 2683801.7081 | 1241447.7401
18 | 2683791.7472 | 1241482.1726
19 | 2683784.4116 | 1241516.9052
20 | 2683777.7618 | 1241545.1655
21 | 2683770.4974 | 1241572.5446
22 | 2683761.4461 | 1241596.9681
23 | 2683754.5709 | 1241611.1208
24 | 2683859.8062 | 1241501.3278
25 | 2683861.8533 | 1241490.6367
26 | 2683857.9491 | 1241511.4332
27 | 2683864.6842 | 1241477.4207
28 | 2683854.6185 | 1241529.5564
29 | 2683866.2609 | 1241470.06
30 | 2683853.6095 | 1241535.839
31 | 2683868.9047 | 1241457.7175
32 | 2683851.9561 | 1241548.8664
33 | 2683804.0962 | 1241654.5304
34 | 2683803.9789 | 1241656.1313
35 | 2683806.7693 | 1241635.8782
36 | 2683820.696 | 1241673.9884
37 | 2683807.3072 | 1241632.1247
38 | 2683825.5093 | 1241662.8715
39 | 2683817.0259 | 1241682.1478
40 | 2683832.741 | 1241632.6333
41 | 2683811.1491 | 1241695.2134
42 | 2683729.2383 | 1241644.5542
43 | 2683737.5867 | 1241682.6837
44 | 2683775.0997 | 1241644.7679
45 | 2683743.5787 | 1241710.0506
46 | 2683707.1859 | 1241617.5715
47 | 2683786.2955 | 1241667.2058
48 | 2683748.1622 | 1241730.9848
49 | 2683788.7895 | 1241671.8784
50 | 2683835.165 | 1241621.2101
51 | 2683820.7888 | 1241703.292
52 | 2683796.1356 | 1241726.1784
53 | 2683871.2403 | 1241447.217
54 | 2683950.5586 | 1241386.8495
55 | 2683943.6094 | 1241426.7517
56 | 2683986.9535 | 1241398.2139
57 | 2683850.3111 | 1241561.828
58 | 2683850.2177 | 1241570.3558
59 | 2683850.4084 | 1241590.1586
60 | 2683838.2193 | 1241601.439
61 | 2683888.1218 | 1241612.1628
62 | 2683891.12 | 1241605.2422
63 | 2683901.7732 | 1241587.8387
64 | 2683825.0232 | 1241731.9662
65 | 2683787.7442 | 1241743.344
66 | 2683844.7966 | 1241761.6737
67 | 2683785.2768 | 1241747.9673
68 | 2683923.355 | 1241543.0418
69 | 2683921.8569 | 1241551.6419
70 | 2683926.3044 | 1241526.1105
71 | 2683918.6977 | 1241569.7771
72 | 2683926.5623 | 1241524.6301
73 | 2683915.5988 | 1241587.5668
74 | 2683926.6072 | 1241524.3724
75 | 2683930.6128 | 1241501.3781
76 | 2683949.7533 | 1241493.4655
77 | 2683932.461 | 1241490.7686
78 | 2683961.9167 | 1241470.1258
79 | 2683934.6248 | 1241478.343
80 | 2683939.0803 | 1241452.7585
81 | 2683941.9007 | 1241436.5629
82 | 2684011.8435 | 1241402.8502
83 | 2683985.3916 | 1241519.449
84 | 2684019.5344 | 1241448.0211
85 | 2684012.5213 | 1241533.3095
86 | 2684011.8207 | 1241538.47
87 | 2684029.3427 | 1241517.4473
88 | 2683997.1625 | 1241571.5756
89 | 2684035.4289 | 1241504.6624
90 | 2683987.9734 | 1241600.9715
91 | 2684065.7271 | 1241488.6305
92 | 2683862.547 | 1241777.6655
93 | 2683847.6862 | 1241801.3102
94 | 2683766.564 | 1241796.3579
95 | 2683761.7423 | 1241777.9313
96 | 2683774.2779 | 1241768.5768
97 | 2683826.2744 | 1241845.3815
98 | 2683838.6304 | 1241818.9092
99 | 2683697.6321 | 1241690.7799
100 | 2684041.5326 | 1241607.7391
101 | 2684036.2987 | 1241641.5572
102 | 2684041.7375 | 1241606.4315
103 | 2684062.5618 | 1241615.9135
104 | 2684044.1305 | 1241592.1158
105 | 2684050.567 | 1241561.7144
106 | 2684092.6953 | 1241598.6474
107 | 2684093.4707 | 1241599.0336
108 | 2684052.9774 | 1241553.6042
109 | 2684114.9122 | 1241609.7147
110 | 2684097.7803 | 1241645.8341
111 | 2684133.5566 | 1241571.3853
112 | 2684136.7116 | 1241564.869
113 | 2684154.0472 | 1241529.8338
114 | 2683979.4661 | 1241629.9246
115 | 2684128.1314 | 1241517.456
116 | 2684086.3713 | 1241500.7538
117 | 2684129.1441 | 1241517.8722
118 | 2684074.4154 | 1241514.5394
119 | 2684142.125 | 1241494.0907
120 | 2684063.6375 | 1241532.7228
121 | 2684164.1647 | 1241507.9392
122 | 2684162.9755 | 1241535.0567
123 | 2684060.8017 | 1241537.5072
124 | 2684188.6521 | 1241522.1088
125 | 2684171.0923 | 1241539.8049
126 | 2684202.694 | 1241602.3451
127 | 2684207.8383 | 1241588.8837
128 | 2684225.5368 | 1241596.4847
129 | 2684234.1424 | 1241571.9113
130 | 2684203.0088 | 1241557.8483
131 | 2684220.2892 | 1241565.6539
132 | 2684200.5469 | 1241556.4566
133 | 2684179.7511 | 1241544.7
134 | 2684219.0075 | 1241539.6738
135 | 2684244.33 | 1241534.4109
136 | 2684059.8964 | 1241539.0345
137 | 2683915.5988 | 1241587.5668

## line_std_types
| c_nf_per_km | r_ohm_per_km | x_ohm_per_km | max_i_ka | type | q_mm2 | alpha | voltage_rating
NAYY 4x50 SE | 210 | 0.642 | 0.083 | 0.142 | cs | 50 | 0.00403 | LV
NAYY 4x120 SE | 264 | 0.225 | 0.08 | 0.242 | cs | 120 | 0.00403 | LV
NAYY 4x150 SE | 261 | 0.208 | 0.08 | 0.27 | cs | 150 | 0.00403 | LV
NA2XS2Y 1x95 RM/25 12/20 kV | 216 | 0.313 | 0.132 | 0.252 | cs | 95 | 0.00403 | MV
NA2XS2Y 1x185 RM/25 12/20 kV | 273 | 0.161 | 0.117 | 0.362 | cs | 185 | 0.00403 | MV
NA2XS2Y 1x240 RM/25 12/20 kV | 304 | 0.122 | 0.112 | 0.421 | cs | 240 | 0.00403 | MV
NA2XS2Y 1x95 RM/25 6/10 kV | 315 | 0.313 | 0.123 | 0.249 | cs | 95 | 0.00403 | MV
NA2XS2Y 1x185 RM/25 6/10 kV | 406 | 0.161 | 0.11 | 0.358 | cs | 185 | 0.00403 | MV
NA2XS2Y 1x240 RM/25 6/10 kV | 456 | 0.122 | 0.105 | 0.416 | cs | 240 | 0.00403 | MV
NA2XS2Y 1x150 RM/25 12/20 kV | 250 | 0.206 | 0.116 | 0.319 | cs | 150 | 0.00403 | MV
NA2XS2Y 1x120 RM/25 12/20 kV | 230 | 0.253 | 0.119 | 0.283 | cs | 120 | 0.00403 | MV
NA2XS2Y 1x70 RM/25 12/20 kV | 190 | 0.443 | 0.132 | 0.22 | cs | 70 | 0.00403 | MV
NA2XS2Y 1x150 RM/25 6/10 kV | 360 | 0.206 | 0.11 | 0.315 | cs | 150 | 0.00403 | MV
NA2XS2Y 1x120 RM/25 6/10 kV | 340 | 0.253 | 0.113 | 0.28 | cs | 120 | 0.00403 | MV
NA2XS2Y 1x70 RM/25 6/10 kV | 280 | 0.443 | 0.123 | 0.217 | cs | 70 | 0.00403 | MV
N2XS(FL)2Y 1x120 RM/35 64/110 kV | 112 | 0.153 | 0.166 | 0.366 | cs | 120 | 0.00393 | HV
N2XS(FL)2Y 1x185 RM/35 64/110 kV | 125 | 0.099 | 0.156 | 0.457 | cs | 185 | 0.00393 | HV
N2XS(FL)2Y 1x240 RM/35 64/110 kV | 135 | 0.075 | 0.149 | 0.526 | cs | 240 | 0.00393 | HV
N2XS(FL)2Y 1x300 RM/35 64/110 kV | 144 | 0.06 | 0.144 | 0.588 | cs | 300 | 0.00393 | HV
15-AL1/3-ST1A 0.4 | 11 | 1.8769 | 0.35 | 0.105 | ol | 16 | 0.00403 | LV
24-AL1/4-ST1A 0.4 | 11.25 | 1.2012 | 0.335 | 0.14 | ol | 24 | 0.00403 | LV
48-AL1/8-ST1A 0.4 | 12.2 | 0.5939 | 0.3 | 0.21 | ol | 48 | 0.00403 | LV
94-AL1/15-ST1A 0.4 | 13.2 | 0.306 | 0.29 | 0.35 | ol | 94 | 0.00403 | LV
34-AL1/6-ST1A 10.0 | 9.7 | 0.8342 | 0.36 | 0.17 | ol | 34 | 0.00403 | MV
48-AL1/8-ST1A 10.0 | 10.1 | 0.5939 | 0.35 | 0.21 | ol | 48 | 0.00403 | MV
70-AL1/11-ST1A 10.0 | 10.4 | 0.4132 | 0.339 | 0.29 | ol | 70 | 0.00403 | MV
94-AL1/15-ST1A 10.0 | 10.75 | 0.306 | 0.33 | 0.35 | ol | 94 | 0.00403 | MV
122-AL1/20-ST1A 10.0 | 11.1 | 0.2376 | 0.323 | 0.41 | ol | 122 | 0.00403 | MV
149-AL1/24-ST1A 10.0 | 11.25 | 0.194 | 0.315 | 0.47 | ol | 149 | 0.00403 | MV
34-AL1/6-ST1A 20.0 | 9.15 | 0.8342 | 0.382 | 0.17 | ol | 34 | 0.00403 | MV
48-AL1/8-ST1A 20.0 | 9.5 | 0.5939 | 0.372 | 0.21 | ol | 48 | 0.00403 | MV
70-AL1/11-ST1A 20.0 | 9.7 | 0.4132 | 0.36 | 0.29 | ol | 70 | 0.00403 | MV
94-AL1/15-ST1A 20.0 | 10 | 0.306 | 0.35 | 0.35 | ol | 94 | 0.00403 | MV
122-AL1/20-ST1A 20.0 | 10.3 | 0.2376 | 0.344 | 0.41 | ol | 122 | 0.00403 | MV
149-AL1/24-ST1A 20.0 | 10.5 | 0.194 | 0.337 | 0.47 | ol | 149 | 0.00403 | MV
184-AL1/30-ST1A 20.0 | 10.75 | 0.1571 | 0.33 | 0.535 | ol | 184 | 0.00403 | MV
243-AL1/39-ST1A 20.0 | 11 | 0.1188 | 0.32 | 0.645 | ol | 243 | 0.00403 | MV
48-AL1/8-ST1A 110.0 | 8 | 0.5939 | 0.46 | 0.21 | ol | 48 | 0.00403 | HV
70-AL1/11-ST1A 110.0 | 8.4 | 0.4132 | 0.45 | 0.29 | ol | 70 | 0.00403 | HV
94-AL1/15-ST1A 110.0 | 8.65 | 0.306 | 0.44 | 0.35 | ol | 94 | 0.00403 | HV
122-AL1/20-ST1A 110.0 | 8.5 | 0.2376 | 0.43 | 0.41 | ol | 122 | 0.00403 | HV
149-AL1/24-ST1A 110.0 | 8.75 | 0.194 | 0.41 | 0.47 | ol | 149 | 0.00403 | HV
184-AL1/30-ST1A 110.0 | 8.8 | 0.1571 | 0.4 | 0.535 | ol | 184 | 0.00403 | HV
243-AL1/39-ST1A 110.0 | 9 | 0.1188 | 0.39 | 0.645 | ol | 243 | 0.00403 | HV
305-AL1/39-ST1A 110.0 | 9.2 | 0.0949 | 0.38 | 0.74 | ol | 305 | 0.00403 | HV
490-AL1/64-ST1A 110.0 | 9.75 | 0.059 | 0.37 | 0.96 | ol | 490 | 0.00403 | HV
679-AL1/86-ST1A 110.0 | 9.95 | 0.042 | 0.36 | 1.15 | ol | 679 | 0.00403 | HV
490-AL1/64-ST1A 220.0 | 10 | 0.059 | 0.285 | 0.96 | ol | 490 | 0.00403 | HV
679-AL1/86-ST1A 220.0 | 11.7 | 0.042 | 0.275 | 1.15 | ol | 679 | 0.00403 | HV
490-AL1/64-ST1A 380.0 | 11 | 0.059 | 0.253 | 0.96 | ol | 490 | 0.00403 | HV
679-AL1/86-ST1A 380.0 | 14.6 | 0.042 | 0.25 | 1.15 | ol | 679 | 0.00403 | HV

## trafo_std_types
| i0_percent | pfe_kw | vkr_percent | sn_mva | vn_lv_kv | vn_hv_kv | vk_percent | shift_degree | vector_group | tap_side | tap_neutral | tap_min | tap_max | tap_step_degree | tap_step_percent | tap_phase_shifter
160 MVA 380/110 kV | 0.06 | 60 | 0.25 | 160 | 110 | 380 | 12.2 | 0 | Yy0 | hv | 0 | -9 | 9 | 0 | 1.5 | FALSE
100 MVA 220/110 kV | 0.06 | 55 | 0.26 | 100 | 110 | 220 | 12 | 0 | Yy0 | hv | 0 | -9 | 9 | 0 | 1.5 | FALSE
63 MVA 110/20 kV | 0.04 | 22 | 0.32 | 63 | 20 | 110 | 18 | 150 | YNd5 | hv | 0 | -9 | 9 | 0 | 1.5 | FALSE
40 MVA 110/20 kV | 0.05 | 18 | 0.34 | 40 | 20 | 110 | 16.2 | 150 | YNd5 | hv | 0 | -9 | 9 | 0 | 1.5 | FALSE
25 MVA 110/20 kV | 0.07 | 14 | 0.41 | 25 | 20 | 110 | 12 | 150 | YNd5 | hv | 0 | -9 | 9 | 0 | 1.5 | FALSE
63 MVA 110/10 kV | 0.04 | 22 | 0.32 | 63 | 10 | 110 | 18 | 150 | YNd5 | hv | 0 | -9 | 9 | 0 | 1.5 | FALSE
40 MVA 110/10 kV | 0.05 | 18 | 0.34 | 40 | 10 | 110 | 16.2 | 150 | YNd5 | hv | 0 | -9 | 9 | 0 | 1.5 | FALSE
25 MVA 110/10 kV | 0.07 | 14 | 0.41 | 25 | 10 | 110 | 12 | 150 | YNd5 | hv | 0 | -9 | 9 | 0 | 1.5 | FALSE
0.25 MVA 20/0.4 kV | 0.32 | 0.8 | 1.44 | 0.25 | 0.4 | 20 | 6 | 150 | Yzn5 | hv | 0 | -2 | 2 | 0 | 2.5 | FALSE
0.4 MVA 20/0.4 kV | 0.3375 | 1.35 | 1.425 | 0.4 | 0.4 | 20 | 6 | 150 | Dyn5 | hv | 0 | -2 | 2 | 0 | 2.5 | FALSE
0.63 MVA 20/0.4 kV | 0.2619 | 1.65 | 1.206 | 0.63 | 0.4 | 20 | 6 | 150 | Dyn5 | hv | 0 | -2 | 2 | 0 | 2.5 | FALSE
0.25 MVA 10/0.4 kV | 0.24 | 0.6 | 1.2 | 0.25 | 0.4 | 10 | 4 | 150 | Dyn5 | hv | 0 | -2 | 2 | 0 | 2.5 | FALSE
0.4 MVA 10/0.4 kV | 0.2375 | 0.95 | 1.325 | 0.4 | 0.4 | 10 | 4 | 150 | Dyn5 | hv | 0 | -2 | 2 | 0 | 2.5 | FALSE
0.63 MVA 10/0.4 kV | 0.1873 | 1.18 | 1.0794 | 0.63 | 0.4 | 10 | 4 | 150 | Dyn5 | hv | 0 | -2 | 2 | 0 | 2.5 | FALSE

## trafo3w_std_types
| sn_hv_mva | sn_mv_mva | sn_lv_mva | vn_hv_kv | vn_mv_kv | vn_lv_kv | vk_hv_percent | vk_mv_percent | vk_lv_percent | vkr_hv_percent | vkr_mv_percent | vkr_lv_percent | pfe_kw | i0_percent | shift_mv_degree | shift_lv_degree | vector_group | tap_side | tap_neutral | tap_min | tap_max | tap_step_percent
63/25/38 MVA 110/20/10 kV | 63 | 25 | 38 | 110 | 20 | 10 | 10.4 | 10.4 | 10.4 | 0.28 | 0.32 | 0.35 | 35 | 0.89 | 0 | 0 | YN0yn0yn0 | hv | 0 | -10 | 10 | 1.2
63/25/38 MVA 110/10/10 kV | 63 | 25 | 38 | 110 | 10 | 10 | 10.4 | 10.4 | 10.4 | 0.28 | 0.32 | 0.35 | 35 | 0.89 | 0 | 0 | YN0yn0yn0 | hv | 0 | -10 | 10 | 1.2

## fuse_std_types
| fuse_type | i_rated_a | t_avg | t_min | t_total | x_avg | x_min | x_total
HV 100A | HV 100A | 100 | 0 | [10.0, 3.64, 0.854, 0.281, 0.1, 0.0531, 0.022, 0.01] | [10.0, 4.267, 1.21, 0.403, 0.1, 0.058, 0.022, 0.01] | 0 | [300.0, 350.0, 450.0, 550.0, 700.0, 850.0, 1200.0, 1752.0] | [600.0, 700.0, 900.0, 1150.0, 1665.0, 2000.0, 3000.0, 4313.0]
HV 10A | HV 10A | 10 | 0 | [10.0, 1675.0, 0.344, 0.156, 0.1, 0.0417, 0.0171, 0.01] | [10.0, 1.3, 0.3, 0.155, 0.1, 0.0555, 0.023, 0.01] | 0 | [30.0, 32.0, 35.0, 37.0, 39.0, 50.0, 70.0, 88.0] | [60.0, 70.0, 80.0, 87.0, 94.0, 110.0, 150.0, 216.0]
HV 125A | HV 125A | 125 | 0 | [10.0, 1.82, 0.344, 0.1, 0.0467, 0.0269, 0.01] | [10.0, 2.478, 0.426, 0.1, 0.0427, 0.0211, 0.01] | 0 | [375.0, 500.0, 700.0, 925.0, 1200.0, 1500.0, 2341.0] | [750.0, 1000.0, 1500.0, 2200.0, 3000.0, 4000.0, 5765.0]
HV 160A | HV 160A | 160 | 0 | [10.0, 4.15, 1.03, 0.198, 0.1, 0.051, 0.0172, 0.01] | [10.0, 2.3, 0.734, 0.274, 0.1, 0.046, 0.0177, 0.01] | 0 | [480.0, 550.0, 700.0, 1000.0, 1260.0, 1600.0, 2500.0, 3227.0] | [960.0, 1300.0, 1700.0, 2200.0, 2996.0, 4000.0, 6000.0, 7946.0]
HV 16A | HV 16A | 16 | 0 | [10.0, 0.352, 0.164, 0.1, 0.0649, 0.0342, 0.01] | [10.0, 2.34, 0.722, 0.181, 0.1, 0.055, 0.0296, 0.01] | 0 | [48.0, 60.0, 65.0, 71.0, 80.0, 100.0, 162.0] | [96.0, 110.0, 125.0, 150.0, 168.0, 200.0, 250.0, 398.0]
HV 200A | HV 200A | 200 | 0 | [10.0, 4.267, 1.21, 0.403, 0.1, 0.058, 0.022, 0.01] | [10.0, 3.73, 1.654, 0.328, 0.1, 0.0531, 0.019, 0.01] | 0 | [600.0, 700.0, 900.0, 1150.0, 1665.0, 2000.0, 3000.0, 4313.0] | [1200.0, 1500.0, 1800.0, 2700.0, 3960.0, 5000.0, 7500.0, 10620.0]
HV 20A | HV 20A | 20 | 0 | [10.0, 1.3, 0.3, 0.155, 0.1, 0.0555, 0.023, 0.01] | [10.0, 1.3, 0.161, 0.1, 0.0611, 0.0399, 0.0141, 0.01] | 0 | [60.0, 70.0, 80.0, 87.0, 94.0, 110.0, 150.0, 216.0] | [120.0, 150.0, 200.0, 223.0, 260.0, 300.0, 450.0, 532.0]
HV 25A | HV 25A | 25 | 0 | [10.0, 2.512, 0.833, 0.299, 0.1, 0.0372, 0.0223, 0.01] | [10.0, 3.125, 0.597, 0.198, 0.1, 0.0378, 0.022, 0.01] | 0 | [75.0, 82.0, 90.0, 100.0, 124.0, 170.0, 200.0, 289.0] | [150.0, 170.0, 210.0, 250.0, 294.0, 400.0, 500.0, 711.0]
HV 31.5A | HV 31.5A | 31.5 | 0 | [10.0, 2.34, 0.722, 0.181, 0.1, 0.055, 0.0296, 0.01] | [10.0, 2.84, 0.368, 0.164, 0.1, 0.0621, 0.0378, 0.0195, 0.01] | 0 | [95.0, 110.0, 125.0, 150.0, 165.0, 200.0, 250.0, 390.0] | [189.0, 220.0, 300.0, 350.0, 393.0, 450.0, 530.0, 700.0, 960.0]
HV 40A | HV 40A | 40 | 0 | [10.0, 1.3, 0.161, 0.1, 0.0611, 0.0399, 0.0141, 0.01] | [10.0, 2.05, 0.369, 0.198, 0.1, 0.051, 0.0298, 0.01] | 0 | [120.0, 150.0, 200.0, 223.0, 260.0, 300.0, 450.0, 532.0] | [240.0, 300.0, 400.0, 450.0, 530.0, 650.0, 800.0, 1311.0]
HV 50A | HV 50A | 50 | 0 | [10.0, 3.215, 0.597, 0.198, 0.1, 0.0378, 0.022, 0.01] | [10.0, 3.64, 0.854, 0.281, 0.1, 0.0531, 0.022, 0.01] | 0 | [150.0, 170.0, 210.0, 250.0, 294.0, 400.0, 500.0, 711.0] | [300.0, 350.0, 450.0, 550.0, 700.0, 850.0, 1200.0, 1752.0]
HV 6.3A | HV 6.3A | 6.3 | 0 | [10.0, 1.39, 0.344, 0.168, 0.1, 0.056, 0.0263, 0.01] | [10.0, 1.711, 0.516, 0.198, 0.1, 0.0634, 0.0303, 0.01] | 0 | [19.0, 19.5, 20.4, 20.8, 22.0, 25.0, 32.0, 48.0] | [38.0, 40.0, 43.0, 48.0, 53.0, 60.0, 75.0, 118.0]
HV 63A | HV 63A | 63 | 0 | [10.0, 2.84, 0.368, 0.164, 0.1, 0.0621, 0.0378, 0.0195, 0.01] | [10.0, 1.82, 0.344, 0.1, 0.0467, 0.0269, 0.01] | 0 | [189.0, 220.0, 300.0, 350.0, 393.0, 450.0, 530.0, 700.0, 961.0] | [378.0, 500.0, 700.0, 934.0, 1200.0, 1500.0, 2366.0]
HV 80A | HV 80A | 80 | 0 | [10.0, 2.05, 0.369, 0.198, 0.1, 0.051, 0.0298, 0.01] | [10.0, 4.15, 1.03, 0.198, 0.1, 0.051, 0.0172, 0.01] | 0 | [240.0, 300.0, 400.0, 450.0, 530.0, 650.0, 800.0, 1311.0] | [480.0, 550.0, 700.0, 1000.0, 1260.0, 1600.0, 2500.0, 3227.0]
Siemens NH-1-100 | Siemens NH-1-100 | 100 | [5400.0, 2000.0, 400.0, 20.0, 1.0, 0.2, 0.012, 0.004] | 0 | 0 | [150.0, 190.0, 250.0, 430.0, 900.0, 1250.0, 2700.0, 3600.0] | 0 | 0
Siemens NH-1-125 | Siemens NH-1-125 | 125 | [4800.0, 120.0, 7.0, 0.1, 0.004] | 0 | 0 | [180.0, 400.0, 740.0, 2000.0, 4250.0] | 0 | 0
Siemens NH-1-16 | Siemens NH-1-16 | 16 | [4000.0, 400.0, 2.0, 0.1, 0.04, 0.01] | 0 | 0 | [26.0, 35.0, 75.0, 150.0, 200.0, 300.0] | 0 | 0
Siemens NH-1-160 | Siemens NH-1-160 | 160 | [4800.0, 120.0, 7.0, 0.1, 0.004] | 0 | 0 | [210.0, 500.0, 900.0, 2300.0, 5000.0] | 0 | 0
Siemens NH-1-25 | Siemens NH-1-25 | 25 | [4000.0, 1000.0, 10.0, 0.2, 0.02, 0.01] | 0 | 0 | [40.0, 50.0, 100.0, 210.0, 400.0, 500.0] | 0 | 0
Siemens NH-1-50 | Siemens NH-1-50 | 50 | [4000.0, 40.0, 4.0, 1.0, 0.02, 0.01] | 0 | 0 | [86.0, 200.0, 300.0, 400.0, 1000.0, 1280.0] | 0 | 0
Siemens NH-1-63 | Siemens NH-1-63 | 63 | [4000.0, 100.0, 10.0, 2.0, 0.04, 0.01] | 0 | 0 | [100.0, 200.0, 300.0, 400.0, 1000.0, 1500.0] | 0 | 0
Siemens NH-1-80 | Siemens NH-1-80 | 80 | [4800.0, 120.0, 7.0, 0.1, 0.01] | 0 | 0 | [150.58, 250.0, 450.0, 1150.0, 2470.0] | 0 | 0
Siemens NH-2-1000 | Siemens NH-2-1000 | 1000 | [4800.0, 120.0, 7.0, 0.1, 0.004] | 0 | 0 | [1900.0, 3500.0, 8400.0, 24000.0, 52000.0] | 0 | 0
Siemens NH-2-200 | Siemens NH-2-200 | 200 | [4800.0, 120.0, 7.0, 0.1, 0.004] | 0 | 0 | [280.0, 650.0, 1200.0, 3000.0, 7000.0] | 0 | 0
Siemens NH-2-224 | Siemens NH-2-224 | 224 | [4800.0, 120.0, 7.0, 0.2, 0.04, 0.004] | 0 | 0 | [400.0, 750.0, 1453.0, 3025.0, 4315.0, 7600.0] | 0 | 0
Siemens NH-2-250 | Siemens NH-2-250 | 250 | [4800.0, 120.0, 7.0, 0.1, 0.004] | 0 | 0 | [450.0, 800.0, 1650.0, 4000.0, 8500.0] | 0 | 0
Siemens NH-2-315 | Siemens NH-2-315 | 315 | [4800.0, 120.0, 7.0, 0.1, 0.004] | 0 | 0 | [550.0, 920.0, 1900.0, 5000.0, 11000.0] | 0 | 0
Siemens NH-2-355 | Siemens NH-2-355 | 355 | [4800.0, 120.0, 6.0, 0.1, 0.004] | 0 | 0 | [650.0, 1116.27, 2350.0, 5840.0, 12790.0] | 0 | 0
Siemens NH-2-400 | Siemens NH-2-400 | 400 | [4800.0, 120.0, 7.0, 0.1, 0.004] | 0 | 0 | [720.0, 1350.0, 2800.0, 6500.0, 15000.0] | 0 | 0
Siemens NH-2-425 | Siemens NH-2-425 | 425 | [4800.0, 120.0, 7.0, 0.1, 0.004] | 0 | 0 | [850.0, 1500.0, 3050.0, 7500.0, 16500.0] | 0 | 0
Siemens NH-2-630 | Siemens NH-2-630 | 630 | [4800.0, 120.0, 7.0, 0.1, 0.004] | 0 | 0 | [1200.0, 2000.0, 4800.0, 12000.0, 26000.0] | 0 | 0

## res_bus
| vm_pu | va_degree | p_mw | q_mvar
0 | 0.97368 | -0.50778 | 0.0074788 | 0.0018744
1 | 0.97403 | -0.50082 | 0.010087 | 0.002528
2 | 0.9735 | -0.51132 | 0.0061544 | 0.0015424
3 | 0.97474 | -0.48674 | 0 | 0
4 | 0.97618 | -0.45837 | 0 | 0
5 | 0.97428 | -0.49581 | 0 | 0
6 | 0.97555 | -0.47087 | 0.0096688 | 0.0024232
7 | 0.97727 | -0.43705 | 0 | 0
8 | 0.97706 | -0.44112 | 0 | 0
9 | 0.97703 | -0.4417 | 0.0048441 | 0.001214
10 | 0.97406 | -0.50025 | 0 | 0
11 | 0.97404 | -0.50063 | 0.0024213 | 0.00060683
12 | 0.98029 | -0.3781 | 0.0026845 | 0.00067279
13 | 0.97382 | -0.50496 | 0 | 0
14 | 0.97376 | -0.50618 | 0.010221 | 0.0025615
15 | 0.97357 | -0.5098 | 0.0086443 | 0.0021665
16 | 0.97394 | -0.50255 | 0.0042857 | 0.0010741
17 | 0.9814 | -0.35675 | 0.0031569 | 0.00079118
18 | 0.9815 | -0.3547 | 0.0030885 | 0.00077405
19 | 0.98171 | -0.35069 | 0.0033965 | 0.00085124
20 | 0.98197 | -0.34563 | 0.0048401 | 0.001213
21 | 0.98235 | -0.33821 | 0.0072472 | 0.0018163
22 | 0.98287 | -0.32796 | 0.0039879 | 0.00099947
23 | 0.98324 | -0.32066 | 0 | 0
24 | 0.99144 | -0.16293 | 0.0019213 | 0.00048152
25 | 0.99135 | -0.16482 | 0.0025147 | 0.00063025
26 | 0.99155 | -0.1608 | 0.0017744 | 0.00044472
27 | 0.99126 | -0.16655 | 0.0020478 | 0.00051322
28 | 0.99178 | -0.15641 | 0.0013361 | 0.00033486
29 | 0.99122 | -0.16725 | 0.0019287 | 0.00048337
30 | 0.99187 | -0.15474 | 0.0016821 | 0.00042157
31 | 0.99118 | -0.16798 | 0.001965 | 0.00049247
32 | 0.99207 | -0.15091 | 0.0025108 | 0.00062927
33 | 0.9877 | -0.23457 | 0.0018038 | 0.00045209
34 | 0.98771 | -0.23437 | 0.0028261 | 0.00070828
35 | 0.98761 | -0.23637 | 0.0017913 | 0.00044894
36 | 0.98795 | -0.22981 | 0 | 0
37 | 0.9876 | -0.23661 | 0.0035485 | 0.00088934
38 | 0.98858 | -0.21757 | 0.0029788 | 0.00074656
39 | 0.9875 | -0.23846 | 0.0017739 | 0.00044458
40 | 0.99023 | -0.18581 | 0.0021942 | 0.00054993
41 | 0.98678 | -0.25221 | 0 | 0
42 | 0.98209 | -0.343 | 0 | 0
43 | 0.98158 | -0.35298 | 0.003818 | 0.00095689
44 | 0.98455 | -0.29532 | 0.0066444 | 0.0016653
45 | 0.98132 | -0.35822 | 0.0031733 | 0.00079531
46 | 0.97329 | -0.51543 | 0.024991 | 0.0062632
47 | 0.98541 | -0.27872 | 0.0029578 | 0.0007413
48 | 0.98117 | -0.36099 | 0.0071482 | 0.0017915
49 | 0.9856 | -0.27515 | 0.0021626 | 0.00054199
50 | 0.99086 | -0.1738 | 0.0028094 | 0.00070409
51 | 0.98632 | -0.26123 | 0.0029063 | 0.00072838
52 | 0.98604 | -0.2668 | 0.0039804 | 0.00099758
53 | 0.99117 | -0.16823 | 0.0013051 | 0.00032709
54 | 0.99093 | -0.17205 | 0 | 0
55 | 0.99269 | -0.13843 | 0.0057108 | 0.0014313
56 | 0.98927 | -0.20389 | 0.0081786 | 0.0020498
57 | 0.99229 | -0.14651 | 0.0040455 | 0.0010139
58 | 0.99247 | -0.14303 | 0.0023946 | 0.00060015
59 | 0.99293 | -0.13413 | 0 | 0
60 | 0.99194 | -0.15301 | 0.0035809 | 0.00089747
61 | 0.99621 | -0.071743 | 0.0023739 | 0.00059496
62 | 0.99667 | -0.062945 | 0.0026139 | 0.0006551
63 | 0.99796 | -0.038524 | 0.0037046 | 0.00092845
64 | 0.98536 | -0.27999 | 0.0047616 | 0.0011934
65 | 0.98569 | -0.27355 | 0.0034614 | 0.00086751
66 | 0.98433 | -0.3 | 0.0055588 | 0.0013932
67 | 0.98561 | -0.27508 | 0.0096799 | 0.002426
68 | 0.99844 | -0.029432 | 0.006494 | 0.0016275
69 | 0.99894 | -0.020082 | 0.0049447 | 0.0012393
70 | 0.99749 | -0.047377 | 0.0079408 | 0.0019902
71 | 1 | 0 | -0.53259 | -0.13645
72 | 0.99741 | -0.048895 | 0.0049724 | 0.0012462
73 | 0.99886 | -0.021438 | 0 | 0
74 | 0.9974 | -0.049154 | 0.0032122 | 0.00080504
75 | 0.9962 | -0.071931 | 0.0033551 | 0.00084086
76 | 0.99534 | -0.08819 | 0.0064741 | 0.0016226
77 | 0.99565 | -0.0823 | 0 | 0
78 | 0.995 | -0.094885 | 0.012659 | 0.0031727
79 | 0.99506 | -0.093396 | 0.0031711 | 0.00079475
80 | 0.99388 | -0.11592 | 0.0037617 | 0.00094276
81 | 0.99314 | -0.12993 | 0 | 0
82 | 0.98821 | -0.22411 | 0 | 0
83 | 0.98286 | -0.32749 | 0.0078496 | 0.0019673
84 | 0.98619 | -0.26317 | 0.0079952 | 0.0020038
85 | 0.98164 | -0.35128 | 0 | 0
86 | 0.98154 | -0.35316 | 0.002142 | 0.00053684
87 | 0.98085 | -0.36652 | 0.0033772 | 0.00084639
88 | 0.98095 | -0.36483 | 0.010704 | 0.0026827
89 | 0.98039 | -0.37551 | 0.0030798 | 0.00077186
90 | 0.98074 | -0.36877 | 0.0035168 | 0.00088141
91 | 0.97921 | -0.39863 | 0 | 0
92 | 0.98376 | -0.311 | 0 | 0
93 | 0.98311 | -0.32381 | 0.0067392 | 0.001689
94 | 0.98539 | -0.27936 | 0.0024062 | 0.00060305
95 | 0.98543 | -0.27852 | 0 | 0
96 | 0.98547 | -0.27782 | 0.0041408 | 0.0010378
97 | 0.98262 | -0.33333 | 0.0054253 | 0.0013597
98 | 0.98277 | -0.33047 | 0.013233 | 0.0033165
99 | 0.97264 | -0.52816 | 0.0092353 | 0.0023146
100 | 0.97513 | -0.47881 | 0.008143 | 0.0020408
101 | 0.97503 | -0.48061 | 0.002876 | 0.00072079
102 | 0.97514 | -0.47854 | 0 | 0
103 | 0.97501 | -0.48115 | 0.005978 | 0.0014982
104 | 0.97537 | -0.47402 | 0.0056569 | 0.0014177
105 | 0.97602 | -0.46111 | 0.0062768 | 0.0015731
106 | 0.97362 | -0.5084 | 0.0047376 | 0.0011874
107 | 0.97362 | -0.50833 | 0.0041441 | 0.0010386
108 | 0.97625 | -0.45663 | 0.0012277 | 0.00030769
109 | 0.97382 | -0.50442 | 0 | 0
110 | 0.97369 | -0.50699 | 0.0034988 | 0.00087689
111 | 0.97431 | -0.49472 | 0.0026308 | 0.00065934
112 | 0.97441 | -0.49273 | 0 | 0
113 | 0.97496 | -0.48196 | 0 | 0
114 | 0.98065 | -0.37072 | 0.0035502 | 0.00088976
115 | 0.97649 | -0.45189 | 0.0044673 | 0.0011196
116 | 0.97844 | -0.41361 | 0 | 0
117 | 0.9764 | -0.45367 | 0 | 0
118 | 0.97769 | -0.42838 | 0.0050588 | 0.0012679
119 | 0.97557 | -0.46992 | 0.032784 | 0.0082164
120 | 0.97693 | -0.44325 | 0.0052493 | 0.0013156
121 | 0.97441 | -0.49277 | 0 | 0
122 | 0.9748 | -0.48511 | 0.0017284 | 0.00043317
123 | 0.97676 | -0.44664 | 0.00133 | 0.00033332
124 | 0.97377 | -0.50546 | 0.0058958 | 0.0014776
125 | 0.97467 | -0.48768 | 0 | 0
126 | 0.97364 | -0.50798 | 0.0017742 | 0.00044465
127 | 0.97367 | -0.50751 | 0.0052088 | 0.0013054
128 | 0.97379 | -0.50504 | 0 | 0
129 | 0.97396 | -0.50168 | 0 | 0
130 | 0.97422 | -0.49666 | 0 | 0
131 | 0.97406 | -0.49973 | 0.0018305 | 0.00045875
132 | 0.97424 | -0.4962 | 0.0044101 | 0.0011053
133 | 0.97453 | -0.4904 | 0.0016615 | 0.00041642
134 | 0.97316 | -0.51742 | 0.010565 | 0.0026478
135 | 0.9729 | -0.52257 | 0.0079665 | 0.0019966
136 | 0.97671 | -0.44767 | 0.0018138 | 0.00045459
137 | 0.99998 | 149.9956 | 0 | 0

## res_line
| p_from_mw | q_from_mvar | p_to_mw | q_to_mvar | pl_mw | ql_mvar | i_from_ka | i_to_ka | i_ka | vm_from_pu | va_from_degree | vm_to_pu | va_to_degree | loading_percent
0 | -0.013634 | -0.0034171 | 0.013639 | 0.0034196 | 4.5229e-06 | 2.549e-06 | 0.020836 | 0.020836 | 0.020836 | 0.97368 | -0.50778 | 0.97403 | -0.50082 | 5.7243
1 | 0.0061555 | 0.0015427 | -0.0061544 | -0.0015424 | 1.0373e-06 | 2.7518e-07 | 0.0094071 | 0.0094072 | 0.0094072 | 0.97368 | -0.50778 | 0.9735 | -0.51132 | 2.5844
2 | -0.023726 | -0.0059477 | 0.023742 | 0.0059575 | 1.5936e-05 | 9.7963e-06 | 0.036246 | 0.036246 | 0.036246 | 0.97403 | -0.50082 | 0.97474 | -0.48674 | 9.9578
3 | -0.049337 | -0.012379 | 0.049404 | 0.012422 | 6.6832e-05 | 4.2381e-05 | 0.075322 | 0.075322 | 0.075322 | 0.97474 | -0.48674 | 0.97618 | -0.45837 | 20.6929
4 | 0.025596 | 0.0064219 | -0.025585 | -0.0064151 | 1.107e-05 | 6.8441e-06 | 0.039076 | 0.039076 | 0.039076 | 0.97474 | -0.48674 | 0.97428 | -0.49581 | 10.7353
5 | 0.043999 | 0.011066 | -0.043973 | -0.011049 | 2.6256e-05 | 1.661e-05 | 0.067083 | 0.067083 | 0.067083 | 0.97618 | -0.45837 | 0.97555 | -0.47087 | 18.4294
6 | -0.093404 | -0.023488 | 0.093499 | 0.023549 | 9.5188e-05 | 6.0764e-05 | 0.14241 | 0.14241 | 0.14241 | 0.97618 | -0.45837 | 0.97727 | -0.43705 | 39.1223
7 | 0.012937 | 0.0032438 | -0.012934 | -0.0032423 | 2.7351e-06 | 1.5179e-06 | 0.019759 | 0.019759 | 0.019759 | 0.97428 | -0.49581 | 0.97406 | -0.50025 | 5.4284
8 | 0.012647 | 0.0031713 | -0.012645 | -0.0031697 | 2.9014e-06 | 1.5987e-06 | 0.019317 | 0.019317 | 0.019317 | 0.97428 | -0.49581 | 0.97404 | -0.50063 | 5.3069
9 | 0.034304 | 0.0086262 | -0.034231 | -0.0085805 | 7.2845e-05 | 4.5737e-05 | 0.052335 | 0.052335 | 0.052335 | 0.97555 | -0.47087 | 0.97329 | -0.51543 | 14.3779
10 | -0.098344 | -0.024763 | 0.098622 | 0.024939 | 0.00027805 | 0.00017629 | 0.14978 | 0.14978 | 0.14978 | 0.97727 | -0.43705 | 0.98029 | -0.3781 | 20.5745
11 | 0.0048451 | 0.0012141 | -0.0048442 | -0.001214 | 9.3854e-07 | 2.4601e-08 | 0.0073772 | 0.0073774 | 0.0073774 | 0.97727 | -0.43705 | 0.97706 | -0.44112 | 2.0268
12 | 0.0048442 | 0.001214 | -0.0048441 | -0.001214 | 1.3471e-07 | 3.5536e-09 | 0.0073774 | 0.0073775 | 0.0073775 | 0.97706 | -0.44112 | 0.97703 | -0.4417 | 2.0268
13 | 0.0086483 | 0.0021682 | -0.0086443 | -0.0021665 | 3.9364e-06 | 1.7711e-06 | 0.013212 | 0.013212 | 0.013212 | 0.97406 | -0.50025 | 0.97357 | -0.5098 | 3.6297
14 | 0.0042861 | 0.001074 | -0.0042857 | -0.0010741 | 4.6941e-07 | -6.2968e-08 | 0.0065476 | 0.0065477 | 0.0065477 | 0.97406 | -0.50025 | 0.97394 | -0.50255 | 1.7988
15 | 0.010223 | 0.0025629 | -0.010221 | -0.0025618 | 2.1087e-06 | 1.0627e-06 | 0.015618 | 0.015618 | 0.015618 | 0.97404 | -0.50063 | 0.97382 | -0.50496 | 4.2907
16 | -0.10131 | -0.025612 | 0.10148 | 0.02572 | 0.00017082 | 0.00010835 | 0.15386 | 0.15386 | 0.15386 | 0.98029 | -0.3781 | 0.98209 | -0.343 | 21.1342
17 | 0.010221 | 0.0025618 | -0.010221 | -0.0025615 | 5.9705e-07 | 3.0091e-07 | 0.015618 | 0.015618 | 0.015618 | 0.97382 | -0.50496 | 0.97376 | -0.50618 | 4.2907
18 | -0.0031569 | -0.00079118 | 0.0031572 | 0.00079093 | 3.0799e-07 | -2.5593e-07 | 0.0047865 | 0.0047863 | 0.0047865 | 0.9814 | -0.35675 | 0.9815 | -0.3547 | 1.315
19 | -0.0062457 | -0.001565 | 0.0062469 | 0.0015653 | 1.1937e-06 | 3.1514e-07 | 0.0094687 | 0.0094685 | 0.0094687 | 0.9815 | -0.3547 | 0.98171 | -0.35069 | 2.6013
20 | -0.0096433 | -0.0024165 | 0.0096457 | 0.0024177 | 2.3268e-06 | 1.1218e-06 | 0.014617 | 0.014617 | 0.014617 | 0.98171 | -0.35069 | 0.98197 | -0.34563 | 4.0156
21 | -0.014486 | -0.0036307 | 0.014491 | 0.0036336 | 5.1186e-06 | 2.9174e-06 | 0.021951 | 0.021951 | 0.021951 | 0.98197 | -0.34563 | 0.98235 | -0.33821 | 6.0305
22 | -0.021738 | -0.0054499 | 0.021749 | 0.0054564 | 1.0622e-05 | 6.4673e-06 | 0.032929 | 0.032928 | 0.032929 | 0.98235 | -0.33821 | 0.98287 | -0.32796 | 9.0463
23 | -0.025737 | -0.0064559 | 0.025746 | 0.0064614 | 8.9588e-06 | 5.5341e-06 | 0.038966 | 0.038966 | 0.038966 | 0.98287 | -0.32796 | 0.98324 | -0.32066 | 10.7049
24 | -0.1415 | -0.035808 | 0.14167 | 0.035916 | 0.00017237 | 0.00010828 | 0.21426 | 0.21426 | 0.21426 | 0.98324 | -0.32066 | 0.98455 | -0.29532 | 14.7158
25 | 0.11575 | 0.029347 | -0.11563 | -0.029269 | 0.00012414 | 7.7268e-05 | 0.1753 | 0.1753 | 0.1753 | 0.98324 | -0.32066 | 0.98209 | -0.343 | 12.0396
26 | 0.009763 | 0.0024468 | -0.0097621 | -0.0024464 | 8.765e-07 | 4.2059e-07 | 0.014653 | 0.014653 | 0.014653 | 0.99144 | -0.16293 | 0.99135 | -0.16482 | 4.0255
27 | -0.011684 | -0.0029283 | 0.011685 | 0.002929 | 1.1849e-06 | 6.2582e-07 | 0.017536 | 0.017536 | 0.017536 | 0.99144 | -0.16293 | 0.99155 | -0.1608 | 4.8177
28 | 0.0072474 | 0.0018161 | -0.0072468 | -0.0018159 | 5.9979e-07 | 2.0962e-07 | 0.010878 | 0.010878 | 0.010878 | 0.99135 | -0.16482 | 0.99126 | -0.16655 | 2.9886
29 | -0.01346 | -0.0033737 | 0.013463 | 0.0033752 | 2.8193e-06 | 1.5666e-06 | 0.020199 | 0.020199 | 0.020199 | 0.99155 | -0.1608 | 0.99178 | -0.15641 | 5.5493
30 | 0.0051991 | 0.0013027 | -0.0051989 | -0.0013027 | 1.7194e-07 | 1.3006e-08 | 0.0078044 | 0.0078044 | 0.0078044 | 0.99126 | -0.16655 | 0.99122 | -0.16725 | 2.1441
31 | -0.014799 | -0.0037101 | 0.0148 | 0.0037108 | 1.1768e-06 | 6.7103e-07 | 0.022204 | 0.022204 | 0.022204 | 0.99178 | -0.15641 | 0.99187 | -0.15474 | 6.0999
32 | 0.0032702 | 0.00081934 | -0.0032701 | -0.00081943 | 1.1407e-07 | -8.969e-08 | 0.0049091 | 0.0049092 | 0.0049092 | 0.99122 | -0.16725 | 0.99118 | -0.16798 | 1.3487
33 | -0.016482 | -0.0041323 | 0.016485 | 0.0041341 | 3.011e-06 | 1.7575e-06 | 0.024727 | 0.024727 | 0.024727 | 0.99187 | -0.15474 | 0.99207 | -0.15091 | 6.7932
34 | 0.0013051 | 0.00032696 | -0.0013051 | -0.00032709 | 1.5486e-08 | -1.2874e-07 | 0.0019593 | 0.0019593 | 0.0019593 | 0.99118 | -0.16798 | 0.99117 | -0.16823 | 0.53827
35 | -0.018996 | -0.0047634 | 0.019 | 0.0047657 | 3.9778e-06 | 2.377e-06 | 0.028493 | 0.028493 | 0.028493 | 0.99207 | -0.15091 | 0.99229 | -0.14651 | 7.8278
36 | -0.0071441 | -0.0017904 | 0.0071442 | 0.0017904 | 7.0065e-08 | 2.4198e-08 | 0.010763 | 0.010763 | 0.010763 | 0.9877 | -0.23457 | 0.98771 | -0.23437 | 2.9568
37 | 0.0053403 | 0.0013383 | -0.0053398 | -0.0013383 | 4.5737e-07 | 5.1582e-08 | 0.0080454 | 0.0080454 | 0.0080454 | 0.9877 | -0.23457 | 0.98761 | -0.23637 | 2.2103
38 | -0.0099703 | -0.0024987 | 0.0099724 | 0.0024998 | 2.165e-06 | 1.058e-06 | 0.01502 | 0.01502 | 0.01502 | 0.98771 | -0.23437 | 0.98795 | -0.22981 | 4.1265
39 | 0.0035485 | 0.00088932 | -0.0035485 | -0.00088934 | 4.0647e-08 | -2.2507e-08 | 0.0053465 | 0.0053465 | 0.0053465 | 0.98761 | -0.23637 | 0.9876 | -0.23661 | 1.4688
40 | -0.22816 | -0.057852 | 0.22829 | 0.057938 | 0.00013431 | 8.5335e-05 | 0.34389 | 0.34389 | 0.34389 | 0.98795 | -0.22981 | 0.98858 | -0.21757 | 23.6186
41 | 0.21819 | 0.055352 | -0.2181 | -0.055295 | 9.0715e-05 | 5.76e-05 | 0.32887 | 0.32887 | 0.32887 | 0.98795 | -0.22981 | 0.9875 | -0.23846 | 22.587
42 | -0.23127 | -0.058684 | 0.23163 | 0.058909 | 0.00035384 | 0.00022486 | 0.34837 | 0.34837 | 0.34837 | 0.98858 | -0.21757 | 0.99023 | -0.18581 | 23.9266
43 | 0.21632 | 0.05485 | -0.21618 | -0.05476 | 0.00014291 | 9.073e-05 | 0.32619 | 0.32619 | 0.32619 | 0.9875 | -0.23846 | 0.98678 | -0.25221 | 22.4035
44 | -0.23382 | -0.059459 | 0.23396 | 0.059545 | 0.00013539 | 8.6048e-05 | 0.35167 | 0.35167 | 0.35167 | 0.99023 | -0.18581 | 0.99086 | -0.1738 | 24.153
45 | 0.038738 | 0.0097507 | -0.038721 | -0.0097402 | 1.6698e-05 | 1.052e-05 | 0.05843 | 0.05843 | 0.05843 | 0.98678 | -0.25221 | 0.98632 | -0.26123 | 16.0521
46 | 0.023694 | 0.0059465 | -0.023677 | -0.0059363 | 1.6476e-05 | 1.0106e-05 | 0.035732 | 0.035732 | 0.035732 | 0.98678 | -0.25221 | 0.98604 | -0.2668 | 9.8165
47 | 0.15375 | 0.039062 | -0.15358 | -0.038956 | 0.0001696 | 0.00010683 | 0.23203 | 0.23203 | 0.23203 | 0.98678 | -0.25221 | 0.9856 | -0.27515 | 15.9364
48 | 0.01415 | 0.0035492 | -0.014143 | -0.0035453 | 6.7285e-06 | 3.8126e-06 | 0.02144 | 0.02144 | 0.02144 | 0.98209 | -0.343 | 0.98158 | -0.35298 | 5.8902
49 | 0.010325 | 0.0025885 | -0.010323 | -0.0025872 | 2.5739e-06 | 1.2933e-06 | 0.015652 | 0.015653 | 0.015653 | 0.98158 | -0.35298 | 0.98132 | -0.35822 | 4.3002
50 | -0.14831 | -0.037581 | 0.14843 | 0.037656 | 0.00011835 | 7.4464e-05 | 0.2243 | 0.2243 | 0.2243 | 0.98455 | -0.29532 | 0.98541 | -0.27872 | 15.4054
51 | 0.0071492 | 0.0017918 | -0.0071482 | -0.0017915 | 9.4444e-07 | 3.3374e-07 | 0.010841 | 0.010841 | 0.010841 | 0.98132 | -0.35822 | 0.98117 | -0.36099 | 2.9782
52 | 0.0092409 | 0.0023172 | -0.0092353 | -0.0023146 | 5.6026e-06 | 2.6561e-06 | 0.014129 | 0.014129 | 0.014129 | 0.97329 | -0.51543 | 0.97264 | -0.52816 | 3.8816
53 | -0.15139 | -0.038397 | 0.15142 | 0.038414 | 2.5987e-05 | 1.6362e-05 | 0.22877 | 0.22877 | 0.22877 | 0.98541 | -0.27872 | 0.9856 | -0.27515 | 15.7121
54 | -0.23677 | -0.060249 | 0.237 | 0.0604 | 0.00023754 | 0.000151 | 0.35589 | 0.35589 | 0.35589 | 0.99086 | -0.1738 | 0.99194 | -0.15301 | 24.4427
55 | 0.035815 | 0.0090118 | -0.035783 | -0.0089917 | 3.2067e-05 | 2.015e-05 | 0.054045 | 0.054045 | 0.054045 | 0.98632 | -0.26123 | 0.98536 | -0.27999 | 14.8476
56 | 0.019697 | 0.0049388 | -0.019691 | -0.004935 | 6.3313e-06 | 3.8084e-06 | 0.029725 | 0.029725 | 0.029725 | 0.98604 | -0.2668 | 0.98569 | -0.27355 | 8.1663
57 | -0.18972 | -0.048461 | 0.19003 | 0.048656 | 0.00030889 | 0.0001956 | 0.28522 | 0.28522 | 0.28522 | 0.99093 | -0.17205 | 0.99269 | -0.13843 | 19.5891
58 | 0.18972 | 0.048461 | -0.18943 | -0.048276 | 0.00029153 | 0.00018461 | 0.28522 | 0.28522 | 0.28522 | 0.99093 | -0.17205 | 0.98927 | -0.20389 | 19.5891
59 | -0.19574 | -0.050088 | 0.19582 | 0.050139 | 8.0578e-05 | 5.1054e-05 | 0.29378 | 0.29378 | 0.29378 | 0.99269 | -0.13843 | 0.99314 | -0.12993 | 20.1769
60 | 0.18125 | 0.046226 | -0.18107 | -0.046115 | 0.00017679 | 0.00011185 | 0.27292 | 0.27292 | 0.27292 | 0.98927 | -0.20389 | 0.98821 | -0.22411 | 18.7442
61 | -0.023045 | -0.0057796 | 0.023049 | 0.005782 | 3.8243e-06 | 2.3372e-06 | 0.03456 | 0.03456 | 0.03456 | 0.99229 | -0.14651 | 0.99247 | -0.14303 | 9.4944
62 | -0.025444 | -0.0063821 | 0.025455 | 0.0063888 | 1.0808e-05 | 6.6614e-06 | 0.03815 | 0.03815 | 0.03815 | 0.99247 | -0.14303 | 0.99293 | -0.13413 | 10.4807
63 | 0.2408 | 0.061437 | -0.24058 | -0.061298 | 0.00021941 | 0.0001395 | 0.36126 | 0.36126 | 0.36126 | 0.99293 | -0.13413 | 0.99194 | -0.15301 | 24.8116
64 | -0.26626 | -0.067826 | 0.26706 | 0.068338 | 0.00080392 | 0.00051172 | 0.39941 | 0.39941 | 0.39941 | 0.99293 | -0.13413 | 0.99621 | -0.071743 | 27.4318
65 | -0.26944 | -0.068933 | 0.26955 | 0.069006 | 0.00011481 | 7.3084e-05 | 0.40295 | 0.40295 | 0.40295 | 0.99621 | -0.071743 | 0.99667 | -0.062945 | 27.6752
66 | -0.27216 | -0.069661 | 0.27249 | 0.069866 | 0.00032226 | 0.00020516 | 0.40685 | 0.40685 | 0.40685 | 0.99667 | -0.062945 | 0.99796 | -0.038524 | 27.9433
67 | -0.27619 | -0.070794 | 0.27642 | 0.07094 | 0.00022897 | 0.00014579 | 0.41238 | 0.41238 | 0.41238 | 0.99796 | -0.038524 | 0.99886 | -0.021438 | 28.3226
68 | 0.031021 | 0.0077983 | -0.030992 | -0.0077798 | 2.9616e-05 | 1.8496e-05 | 0.046855 | 0.046855 | 0.046855 | 0.98536 | -0.27999 | 0.98433 | -0.3 | 12.8722
69 | 0.016229 | 0.0040675 | -0.016228 | -0.0040668 | 1.1796e-06 | 6.8816e-07 | 0.0245 | 0.0245 | 0.0245 | 0.98569 | -0.27355 | 0.98561 | -0.27508 | 6.7307
70 | 0.025433 | 0.0063866 | -0.02542 | -0.0063784 | 1.3335e-05 | 8.2289e-06 | 0.038452 | 0.038452 | 0.038452 | 0.98433 | -0.3 | 0.98376 | -0.311 | 10.5636
71 | 0.006548 | 0.0016407 | -0.0065472 | -0.0016405 | 8.5613e-07 | 2.5025e-07 | 0.0098857 | 0.0098858 | 0.0098858 | 0.98561 | -0.27508 | 0.98547 | -0.27782 | 2.7159
72 | -0.24892 | -0.063855 | 0.24904 | 0.063927 | 0.00011295 | 7.1832e-05 | 0.3715 | 0.3715 | 0.3715 | 0.99844 | -0.029432 | 0.99894 | -0.020082 | 25.5153
73 | 0.24243 | 0.062228 | -0.24222 | -0.062093 | 0.00021094 | 0.0001341 | 0.36182 | 0.36182 | 0.36182 | 0.99844 | -0.029432 | 0.99749 | -0.047377 | 24.8506
74 | -0.25398 | -0.065166 | 0.25423 | 0.065324 | 0.00024772 | 0.00015758 | 0.37887 | 0.37887 | 0.37887 | 0.99894 | -0.020082 | 1 | 0 | 26.0211
75 | 0.23428 | 0.060103 | -0.23426 | -0.060092 | 1.7255e-05 | 1.0965e-05 | 0.34998 | 0.34998 | 0.34998 | 0.99749 | -0.047377 | 0.99741 | -0.048895 | 24.037
76 | 0.27671 | 0.071123 | -0.27642 | -0.07094 | 0.00028788 | 0.0001833 | 0.41238 | 0.41238 | 0.41238 | 1 | 0 | 0.99886 | -0.021438 | 28.3226
77 | 0.22929 | 0.058846 | -0.22929 | -0.058844 | 2.878e-06 | 1.8283e-06 | 0.34256 | 0.34256 | 0.34256 | 0.99741 | -0.048895 | 0.9974 | -0.049154 | 23.5276
78 | 0.22607 | 0.058039 | -0.22582 | -0.057881 | 0.00024965 | 0.00015856 | 0.33777 | 0.33777 | 0.33777 | 0.9974 | -0.049154 | 0.9962 | -0.071931 | 23.1985
79 | 0.22247 | 0.05704 | -0.22236 | -0.056969 | 0.00011179 | 7.0987e-05 | 0.33276 | 0.33276 | 0.33276 | 0.9962 | -0.071931 | 0.99565 | -0.0823 | 22.8543
80 | -0.019137 | -0.0047974 | 0.019143 | 0.0048006 | 5.3721e-06 | 3.2106e-06 | 0.02861 | 0.02861 | 0.02861 | 0.99534 | -0.08819 | 0.99565 | -0.0823 | 7.8599
81 | 0.012663 | 0.0031749 | -0.012659 | -0.0031727 | 4.0387e-06 | 2.1943e-06 | 0.018931 | 0.018932 | 0.018932 | 0.99534 | -0.08819 | 0.995 | -0.094885 | 5.201
82 | 0.20321 | 0.052168 | -0.2031 | -0.052099 | 0.00010938 | 6.9349e-05 | 0.30415 | 0.30415 | 0.30415 | 0.99565 | -0.0823 | 0.99506 | -0.093396 | 20.8893
83 | 0.19993 | 0.051304 | -0.19972 | -0.051166 | 0.00021825 | 0.00013833 | 0.29941 | 0.29941 | 0.29941 | 0.99506 | -0.093396 | 0.99388 | -0.11592 | 20.5637
84 | 0.19595 | 0.050223 | -0.19582 | -0.050139 | 0.00013301 | 8.4275e-05 | 0.29378 | 0.29378 | 0.29378 | 0.99388 | -0.11592 | 0.99314 | -0.12993 | 20.1769
85 | 0.18107 | 0.046115 | -0.18073 | -0.045899 | 0.00034044 | 0.00021539 | 0.27292 | 0.27292 | 0.27292 | 0.98821 | -0.22411 | 0.98619 | -0.26317 | 18.7443
86 | -0.1722 | -0.043558 | 0.17274 | 0.043895 | 0.00053316 | 0.00033697 | 0.26085 | 0.26085 | 0.26085 | 0.98286 | -0.32749 | 0.98619 | -0.26317 | 17.9158
87 | 0.16435 | 0.041591 | -0.16417 | -0.041473 | 0.00018746 | 0.00011834 | 0.24897 | 0.24897 | 0.24897 | 0.98286 | -0.32749 | 0.98164 | -0.35128 | 17.0997
88 | 0.019927 | 0.004998 | -0.019925 | -0.0049969 | 1.782e-06 | 1.0746e-06 | 0.030207 | 0.030207 | 0.030207 | 0.98164 | -0.35128 | 0.98154 | -0.35316 | 8.2986
89 | 0.14424 | 0.036475 | -0.14414 | -0.036409 | 0.00010538 | 6.6256e-05 | 0.21876 | 0.21876 | 0.21876 | 0.98164 | -0.35128 | 0.98085 | -0.36652 | 15.025
90 | 0.017783 | 0.00446 | -0.017773 | -0.0044542 | 9.8883e-06 | 5.8702e-06 | 0.02696 | 0.02696 | 0.02696 | 0.98154 | -0.35316 | 0.98095 | -0.36483 | 7.4066
91 | 0.14076 | 0.035562 | -0.1407 | -0.035524 | 6.0631e-05 | 3.8089e-05 | 0.21364 | 0.21364 | 0.21364 | 0.98085 | -0.36652 | 0.98039 | -0.37551 | 14.6732
92 | 0.0070687 | 0.0017715 | -0.0070674 | -0.001771 | 1.3279e-06 | 4.6113e-07 | 0.010723 | 0.010723 | 0.010723 | 0.98095 | -0.36483 | 0.98074 | -0.36877 | 2.9458
93 | 0.13762 | 0.034752 | -0.13747 | -0.034657 | 0.00015222 | 9.5546e-05 | 0.20897 | 0.20897 | 0.20897 | 0.98039 | -0.37551 | 0.97921 | -0.39863 | 14.3522
94 | 0.0035505 | 0.00088959 | -0.0035502 | -0.00088976 | 3.2847e-07 | -1.7064e-07 | 0.0053868 | 0.005387 | 0.005387 | 0.98074 | -0.36877 | 0.98065 | -0.37072 | 1.4799
95 | 0.13747 | 0.034657 | -0.13737 | -0.034595 | 9.8494e-05 | 6.1826e-05 | 0.20897 | 0.20897 | 0.20897 | 0.97921 | -0.39863 | 0.97844 | -0.41361 | 14.3522
96 | 0.02542 | 0.0063784 | -0.025404 | -0.0063688 | 1.5511e-05 | 9.5723e-06 | 0.038452 | 0.038452 | 0.038452 | 0.98376 | -0.311 | 0.98311 | -0.32381 | 10.5637
97 | 0.018665 | 0.0046798 | -0.018659 | -0.0046763 | 5.9239e-06 | 3.5404e-06 | 0.028251 | 0.028251 | 0.028251 | 0.98311 | -0.32381 | 0.98277 | -0.33047 | 7.7614
98 | -0.0024062 | -0.00060305 | 0.0024063 | 0.00060287 | 9.6279e-08 | -1.8612e-07 | 0.0036336 | 0.0036335 | 0.0036336 | 0.98539 | -0.27936 | 0.98543 | -0.27852 | 0.99823
99 | -0.0024063 | -0.00060287 | 0.0024064 | 0.00060271 | 8.0221e-08 | -1.551e-07 | 0.0036335 | 0.0036334 | 0.0036335 | 0.98543 | -0.27852 | 0.98547 | -0.27782 | 0.99821
100 | -0.0054253 | -0.0013597 | 0.0054261 | 0.0013598 | 7.3981e-07 | 1.0318e-07 | 0.0082157 | 0.0082156 | 0.0082157 | 0.98262 | -0.33333 | 0.98277 | -0.33047 | 2.2571
101 | 0.0028762 | 0.00072052 | -0.002876 | -0.00072079 | 2.472e-07 | -2.6865e-07 | 0.0043889 | 0.0043891 | 0.0043891 | 0.97513 | -0.47881 | 0.97503 | -0.48061 | 1.2058
102 | -0.011019 | -0.0027614 | 0.011019 | 0.0027614 | 1.4033e-07 | 7.3303e-08 | 0.016815 | 0.016815 | 0.016815 | 0.97513 | -0.47881 | 0.97514 | -0.47854 | 4.6195
103 | 0.0059787 | 0.0014984 | -0.005978 | -0.0014982 | 7.4335e-07 | 1.7869e-07 | 0.0091232 | 0.0091233 | 0.0091233 | 0.97514 | -0.47854 | 0.97501 | -0.48115 | 2.5064
104 | -0.016998 | -0.0042598 | 0.017002 | 0.004262 | 3.6619e-06 | 2.1625e-06 | 0.025938 | 0.025938 | 0.025938 | 0.97514 | -0.47854 | 0.97537 | -0.47402 | 7.1259
105 | -0.022659 | -0.0056797 | 0.022673 | 0.0056883 | 1.3949e-05 | 8.5387e-06 | 0.034568 | 0.034568 | 0.034568 | 0.97537 | -0.47402 | 0.97602 | -0.46111 | 9.4968
106 | -0.028949 | -0.0072614 | 0.028956 | 0.0072652 | 6.181e-06 | 3.8501e-06 | 0.044137 | 0.044137 | 0.044137 | 0.97602 | -0.46111 | 0.97625 | -0.45663 | 12.1257
107 | -0.0047376 | -0.0011874 | 0.0047376 | 0.0011874 | 1.703e-08 | 1.2669e-10 | 0.0072407 | 0.0072407 | 0.0072407 | 0.97362 | -0.5084 | 0.97362 | -0.50833 | 1.9892
108 | -0.0088818 | -0.002226 | 0.0088834 | 0.0022267 | 1.6552e-06 | 7.6136e-07 | 0.013574 | 0.013574 | 0.013574 | 0.97362 | -0.50833 | 0.97382 | -0.50442 | 3.7292
109 | -0.030183 | -0.0075729 | 0.030196 | 0.007581 | 1.2895e-05 | 8.0493e-06 | 0.046009 | 0.046009 | 0.046009 | 0.97625 | -0.45663 | 0.97671 | -0.44767 | 12.6398
110 | 0.0034992 | 0.00087666 | -0.0034988 | -0.00087689 | 4.2858e-07 | -2.23e-07 | 0.0053468 | 0.005347 | 0.005347 | 0.97382 | -0.50442 | 0.97369 | -0.50699 | 1.4689
111 | -0.012383 | -0.0031034 | 0.012388 | 0.0031065 | 5.7222e-06 | 3.1316e-06 | 0.018921 | 0.018921 | 0.018921 | 0.97382 | -0.50442 | 0.97431 | -0.49472 | 5.1981
112 | -0.015019 | -0.0037659 | 0.015021 | 0.0037667 | 1.4286e-06 | 8.241e-07 | 0.022939 | 0.022939 | 0.022939 | 0.97431 | -0.49472 | 0.97441 | -0.49273 | 6.3018
113 | -0.015021 | -0.0037667 | 0.015028 | 0.0037711 | 7.7095e-06 | 4.4471e-06 | 0.022939 | 0.022938 | 0.022939 | 0.97441 | -0.49273 | 0.97496 | -0.48196 | 6.3018
114 | 0.024467 | 0.006146 | -0.024454 | -0.0061383 | 1.2611e-05 | 7.7706e-06 | 0.037347 | 0.037348 | 0.037348 | 0.97496 | -0.48196 | 0.97441 | -0.49277 | 10.2603
115 | 0.016627 | 0.0041708 | -0.016625 | -0.0041693 | 2.4983e-06 | 1.4699e-06 | 0.025379 | 0.025379 | 0.025379 | 0.97496 | -0.48196 | 0.9748 | -0.48511 | 6.9722
116 | -0.056123 | -0.014088 | 0.056199 | 0.014136 | 7.5842e-05 | 4.8195e-05 | 0.085664 | 0.085664 | 0.085664 | 0.97496 | -0.48196 | 0.9764 | -0.45367 | 23.5342
117 | -0.093483 | -0.023493 | 0.093654 | 0.023601 | 0.00017119 | 0.00010843 | 0.14248 | 0.14248 | 0.14248 | 0.97649 | -0.45189 | 0.97844 | -0.41361 | 19.5709
118 | 0.089016 | 0.022373 | -0.089008 | -0.022369 | 7.557e-06 | 4.8228e-06 | 0.13567 | 0.13567 | 0.13567 | 0.97649 | -0.45189 | 0.9764 | -0.45367 | 37.2716
119 | 0.043713 | 0.010993 | -0.043682 | -0.010974 | 3.0818e-05 | 1.949e-05 | 0.066493 | 0.066493 | 0.066493 | 0.97844 | -0.41361 | 0.97769 | -0.42838 | 18.2672
120 | 0.032809 | 0.0082323 | -0.032784 | -0.0082164 | 2.5405e-05 | 1.592e-05 | 0.050004 | 0.050004 | 0.050004 | 0.9764 | -0.45367 | 0.97557 | -0.46992 | 13.7375
121 | 0.038624 | 0.0097061 | -0.038596 | -0.0096888 | 2.74e-05 | 1.7271e-05 | 0.058793 | 0.058794 | 0.058794 | 0.97769 | -0.42838 | 0.97693 | -0.44325 | 16.1521
122 | 0.033347 | 0.0083733 | -0.033342 | -0.0083699 | 5.3818e-06 | 3.3747e-06 | 0.050798 | 0.050798 | 0.050798 | 0.97693 | -0.44325 | 0.97676 | -0.44664 | 13.9555
123 | 0.024454 | 0.0061383 | -0.02444 | -0.0061292 | 1.4798e-05 | 9.1188e-06 | 0.037348 | 0.037348 | 0.037348 | 0.97441 | -0.49277 | 0.97377 | -0.50546 | 10.2604
124 | 0.014897 | 0.0037362 | -0.014895 | -0.0037351 | 1.8236e-06 | 1.0499e-06 | 0.02274 | 0.02274 | 0.02274 | 0.9748 | -0.48511 | 0.97467 | -0.48768 | 6.2474
125 | 0.032012 | 0.0080366 | -0.03201 | -0.0080356 | 1.5837e-06 | 9.9136e-07 | 0.048772 | 0.048772 | 0.048772 | 0.97676 | -0.44664 | 0.97671 | -0.44767 | 13.3989
126 | 0.018544 | 0.0046515 | -0.018533 | -0.0046452 | 1.0562e-05 | 6.3235e-06 | 0.028338 | 0.028339 | 0.028339 | 0.97377 | -0.50546 | 0.97316 | -0.51742 | 7.7853
127 | 0.014895 | 0.0037351 | -0.014893 | -0.003734 | 1.9289e-06 | 1.1105e-06 | 0.02274 | 0.02274 | 0.02274 | 0.97467 | -0.48768 | 0.97453 | -0.4904 | 6.2474
128 | -0.0017742 | -0.00044465 | 0.0017742 | 0.0004445 | 3.9731e-08 | -1.538e-07 | 0.0027115 | 0.0027114 | 0.0027115 | 0.97364 | -0.50798 | 0.97367 | -0.50751 | 0.74491
129 | -0.006983 | -0.0017499 | 0.0069838 | 0.0017502 | 8.2262e-07 | 2.8688e-07 | 0.010672 | 0.010672 | 0.010672 | 0.97367 | -0.50751 | 0.97379 | -0.50504 | 2.9318
130 | -0.0069838 | -0.0017502 | 0.006985 | 0.0017506 | 1.1179e-06 | 3.8975e-07 | 0.010672 | 0.010672 | 0.010672 | 0.97379 | -0.50504 | 0.97396 | -0.50168 | 2.9318
131 | -0.006985 | -0.0017506 | 0.0069856 | 0.0017509 | 6.4917e-07 | 2.2628e-07 | 0.010672 | 0.010672 | 0.010672 | 0.97396 | -0.50168 | 0.97406 | -0.49973 | 2.9318
132 | 0.0088174 | 0.0022102 | -0.0088161 | -0.0022096 | 1.2897e-06 | 5.8936e-07 | 0.013468 | 0.013468 | 0.013468 | 0.97422 | -0.49666 | 0.97406 | -0.49973 | 3.7
133 | -0.0088174 | -0.0022102 | 0.0088176 | 0.0022103 | 1.9236e-07 | 8.7895e-08 | 0.013468 | 0.013468 | 0.013468 | 0.97422 | -0.49666 | 0.97424 | -0.4962 | 3.6999
134 | -0.013228 | -0.0033156 | 0.013231 | 0.0033176 | 3.6566e-06 | 2.0427e-06 | 0.020204 | 0.020203 | 0.020204 | 0.97424 | -0.4962 | 0.97453 | -0.4904 | 5.5504
135 | 0.0079685 | 0.0019974 | -0.0079665 | -0.0019966 | 1.9563e-06 | 8.1557e-07 | 0.012184 | 0.012185 | 0.012185 | 0.97316 | -0.51742 | 0.9729 | -0.52257 | 3.3474

## res_trafo
| p_hv_mw | q_hv_mvar | p_lv_mw | q_lv_mvar | pl_mw | ql_mvar | i_hv_ka | i_lv_ka | vm_hv_pu | va_hv_degree | vm_lv_pu | va_lv_degree | loading_percent
0 | -1.2729e-15 | -1.3162e-15 | 0.00165 | 1.2699e-07 | 0.00165 | 1.2699e-07 | 5.2857e-17 | 0.0023815 | 0.99998 | 149.9956 | 1 | 0 | 0.2619

## res_ext_grid
| p_mw | q_mvar
0 | 0.53998 | 0.1383

## res_load
| p_mw | q_mvar
0 | 0.0074788 | 0.0018744
1 | 0.010087 | 0.002528
2 | 0.0061544 | 0.0015424
3 | 0.0096688 | 0.0024232
4 | 0.0048441 | 0.001214
5 | 0.0024213 | 0.00060683
6 | 0.0026845 | 0.00067279
7 | 0.010221 | 0.0025615
8 | 0.0086443 | 0.0021665
9 | 0.0042857 | 0.0010741
10 | 0.0031569 | 0.00079118
11 | 0.0030885 | 0.00077405
12 | 0.0033965 | 0.00085124
13 | 0.0048401 | 0.001213
14 | 0.0072472 | 0.0018163
15 | 0.0039879 | 0.00099947
16 | 0.0019213 | 0.00048152
17 | 0.0025147 | 0.00063025
18 | 0.0017744 | 0.00044472
19 | 0.0020478 | 0.00051322
20 | 0.0013361 | 0.00033486
21 | 0.0019287 | 0.00048337
22 | 0.0016821 | 0.00042157
23 | 0.001965 | 0.00049247
24 | 0.0025108 | 0.00062927
25 | 0.0018038 | 0.00045209
26 | 0.0028261 | 0.00070828
27 | 0.0017913 | 0.00044894
28 | 0.0035485 | 0.00088934
29 | 0.0029788 | 0.00074656
30 | 0.0017739 | 0.00044458
31 | 0.0021942 | 0.00054993
32 | 0.003818 | 0.00095689
33 | 0.0066444 | 0.0016653
34 | 0.0031733 | 0.00079531
35 | 0.024991 | 0.0062632
36 | 0.0029578 | 0.0007413
37 | 0.0071482 | 0.0017915
38 | 0.0021626 | 0.00054199
39 | 0.0028094 | 0.00070409
40 | 0.0029063 | 0.00072838
41 | 0.0039804 | 0.00099758
42 | 0.0013051 | 0.00032709
43 | 0.0057108 | 0.0014313
44 | 0.0081786 | 0.0020498
45 | 0.0040455 | 0.0010139
46 | 0.0023946 | 0.00060015
47 | 0.0035809 | 0.00089747
48 | 0.0023739 | 0.00059496
49 | 0.0026139 | 0.0006551
50 | 0.0037046 | 0.00092845
51 | 0.0047616 | 0.0011934
52 | 0.0034614 | 0.00086751
53 | 0.0055588 | 0.0013932
54 | 0.0096799 | 0.002426
55 | 0.006494 | 0.0016275
56 | 0.0049447 | 0.0012393
57 | 0.0079408 | 0.0019902
58 | 0.0073921 | 0.0018526
59 | 0.0049724 | 0.0012462
60 | 0.0032122 | 0.00080504
61 | 0.0033551 | 0.00084086
62 | 0.0064741 | 0.0016226
63 | 0.012659 | 0.0031727
64 | 0.0031711 | 0.00079475
65 | 0.0037617 | 0.00094276
66 | 0.0078496 | 0.0019673
67 | 0.0079952 | 0.0020038
68 | 0.002142 | 0.00053684
69 | 0.0033772 | 0.00084639
70 | 0.010704 | 0.0026827
71 | 0.0030798 | 0.00077186
72 | 0.0035168 | 0.00088141
73 | 0.0067392 | 0.001689
74 | 0.0024062 | 0.00060305
75 | 0.0041408 | 0.0010378
76 | 0.0054253 | 0.0013597
77 | 0.013233 | 0.0033165
78 | 0.0092353 | 0.0023146
79 | 0.008143 | 0.0020408
80 | 0.002876 | 0.00072079
81 | 0.005978 | 0.0014982
82 | 0.0056569 | 0.0014177
83 | 0.0062768 | 0.0015731
84 | 0.0047376 | 0.0011874
85 | 0.0041441 | 0.0010386
86 | 0.0012277 | 0.00030769
87 | 0.0034988 | 0.00087689
88 | 0.0026308 | 0.00065934
89 | 0.0035502 | 0.00088976
90 | 0.0044673 | 0.0011196
91 | 0.0050588 | 0.0012679
92 | 0.032784 | 0.0082164
93 | 0.0052493 | 0.0013156
94 | 0.0017284 | 0.00043317
95 | 0.00133 | 0.00033332
96 | 0.0058958 | 0.0014776
97 | 0.0017742 | 0.00044465
98 | 0.0052088 | 0.0013054
99 | 0.0018305 | 0.00045875
100 | 0.0044101 | 0.0011053
101 | 0.0016615 | 0.00041642
102 | 0.010565 | 0.0026478
103 | 0.0079665 | 0.0019966
104 | 0.0018138 | 0.00045459

## dtypes
| element | column | dtype
0 | bus | name | object
1 | bus | vn_kv | float64
2 | bus | type | object
3 | bus | zone | object
4 | bus | in_service | bool
5 | load | name | object
6 | load | bus | uint32
7 | load | p_mw | float64
8 | load | q_mvar | float64
9 | load | const_z_percent | float64
10 | load | const_i_percent | float64
11 | load | sn_mva | float64
12 | load | scaling | float64
13 | load | in_service | bool
14 | load | type | object
15 | ext_grid | name | object
16 | ext_grid | bus | uint32
17 | ext_grid | vm_pu | float64
18 | ext_grid | va_degree | float64
19 | ext_grid | slack_weight | float64
20 | ext_grid | in_service | bool
21 | line | name | object
22 | line | std_type | object
23 | line | from_bus | uint32
24 | line | to_bus | uint32
25 | line | length_km | float64
26 | line | r_ohm_per_km | float64
27 | line | x_ohm_per_km | float64
28 | line | c_nf_per_km | float64
29 | line | g_us_per_km | float64
30 | line | max_i_ka | float64
31 | line | df | float64
32 | line | parallel | uint32
33 | line | type | object
34 | line | in_service | bool
35 | trafo | name | object
36 | trafo | std_type | object
37 | trafo | hv_bus | uint32
38 | trafo | lv_bus | uint32
39 | trafo | sn_mva | float64
40 | trafo | vn_hv_kv | float64
41 | trafo | vn_lv_kv | float64
42 | trafo | vk_percent | float64
43 | trafo | vkr_percent | float64
44 | trafo | pfe_kw | float64
45 | trafo | i0_percent | float64
46 | trafo | shift_degree | float64
47 | trafo | tap_side | object
48 | trafo | tap_neutral | int32
49 | trafo | tap_min | int32
50 | trafo | tap_max | int32
51 | trafo | tap_step_percent | float64
52 | trafo | tap_step_degree | float64
53 | trafo | tap_pos | int32
54 | trafo | tap_phase_shifter | bool
55 | trafo | parallel | uint32
56 | trafo | df | float64
57 | trafo | in_service | bool
58 | line_geodata | coords | object
59 | bus_geodata | x | float64
60 | bus_geodata | y | float64
61 | bus_geodata | coords | object
62 | res_bus | vm_pu | float64
63 | res_bus | va_degree | float64
64 | res_bus | p_mw | float64
65 | res_bus | q_mvar | float64
66 | res_line | p_from_mw | float64
67 | res_line | q_from_mvar | float64
68 | res_line | p_to_mw | float64
69 | res_line | q_to_mvar | float64
70 | res_line | pl_mw | float64
71 | res_line | ql_mvar | float64
72 | res_line | i_from_ka | float64
73 | res_line | i_to_ka | float64
74 | res_line | i_ka | float64
75 | res_line | vm_from_pu | float64
76 | res_line | va_from_degree | float64
77 | res_line | vm_to_pu | float64
78 | res_line | va_to_degree | float64
79 | res_line | loading_percent | float64
80 | res_trafo | p_hv_mw | float64
81 | res_trafo | q_hv_mvar | float64
82 | res_trafo | p_lv_mw | float64
83 | res_trafo | q_lv_mvar | float64
84 | res_trafo | pl_mw | float64
85 | res_trafo | ql_mvar | float64
86 | res_trafo | i_hv_ka | float64
87 | res_trafo | i_lv_ka | float64
88 | res_trafo | vm_hv_pu | float64
89 | res_trafo | va_hv_degree | float64
90 | res_trafo | vm_lv_pu | float64
91 | res_trafo | va_lv_degree | float64
92 | res_trafo | loading_percent | float64
93 | res_ext_grid | p_mw | float64
94 | res_ext_grid | q_mvar | float64
95 | res_load | p_mw | float64
96 | res_load | q_mvar | float64

## parameters
| version | format_version | converged | OPF_converged | name | f_hz | sn_mva
0 | 2.14.6 | 2.14.0 | TRUE | FALSE |  | 50 | 1