## bus
| name | vn_kv | type | zone | in_service
0 | bus_LV_135-2_0_6_node_0 | 0.4 | n |  | TRUE
1 | bus_LV_135-2_0_6_node_1 | 0.4 | n |  | TRUE
2 | bus_LV_135-2_0_6_node_2 | 0.4 | n |  | TRUE
3 | bus_LV_135-2_0_6_node_3 | 0.4 | n |  | TRUE
4 | bus_LV_135-2_0_6_node_4 | 0.4 | n |  | TRUE
5 | bus_LV_135-2_0_6_node_51 | 0.4 | n |  | TRUE
6 | bus_LV_135-2_0_6_node_18 | 0.4 | n |  | TRUE
7 | bus_LV_135-2_0_6_node_61 | 0.4 | n |  | TRUE
8 | bus_LV_135-2_0_6_node_52 | 0.4 | n |  | TRUE
9 | bus_LV_135-2_0_6_node_53 | 0.4 | n |  | TRUE
10 | bus_LV_135-2_0_6_node_17 | 0.4 | n |  | TRUE
11 | bus_LV_135-2_0_6_node_62 | 0.4 | n |  | TRUE
12 | bus_LV_135-2_0_6_node_63 | 0.4 | n |  | TRUE
13 | bus_LV_135-2_0_6_node_64 | 0.4 | n |  | TRUE
14 | bus_LV_135-2_0_6_node_5 | 0.4 | n |  | TRUE
15 | bus_LV_135-2_0_6_node_6 | 0.4 | n |  | TRUE
16 | bus_LV_135-2_0_6_node_7 | 0.4 | n |  | TRUE
17 | bus_LV_135-2_0_6_node_8 | 0.4 | n |  | TRUE
18 | bus_LV_135-2_0_6_node_9 | 0.4 | n |  | TRUE
19 | bus_LV_135-2_0_6_node_10 | 0.4 | n |  | TRUE
20 | bus_LV_135-2_0_6_node_11 | 0.4 | n |  | TRUE
21 | bus_LV_135-2_0_6_node_12 | 0.4 | n |  | TRUE
22 | bus_LV_135-2_0_6_node_33 | 0.4 | n |  | TRUE
23 | bus_LV_135-2_0_6_node_13 | 0.4 | n |  | TRUE
24 | bus_LV_135-2_0_6_node_14 | 0.4 | n |  | TRUE
25 | bus_LV_135-2_0_6_node_16 | 0.4 | n |  | TRUE
26 | bus_LV_135-2_0_6_node_41 | 0.4 | n |  | TRUE
27 | bus_LV_135-2_0_6_node_43 | 0.4 | n |  | TRUE
28 | bus_LV_135-2_0_6_node_40 | 0.4 | n |  | TRUE
29 | bus_LV_135-2_0_6_node_19 | 0.4 | n |  | TRUE
30 | bus_LV_135-2_0_6_node_20 | 0.4 | n |  | TRUE
31 | bus_LV_135-2_0_6_node_21 | 0.4 | n |  | TRUE
32 | bus_LV_135-2_0_6_node_22 | 0.4 | n |  | TRUE
33 | bus_LV_135-2_0_6_node_23 | 0.4 | n |  | TRUE
34 | bus_LV_135-2_0_6_node_24 | 0.4 | n |  | TRUE
35 | bus_LV_135-2_0_6_node_27 | 0.4 | n |  | TRUE
36 | bus_LV_135-2_0_6_node_34 | 0.4 | n |  | TRUE
37 | bus_LV_135-2_0_6_node_29 | 0.4 | n |  | TRUE
38 | bus_LV_135-2_0_6_node_35 | 0.4 | n |  | TRUE
39 | bus_LV_135-2_0_6_node_25 | 0.4 | n |  | TRUE
40 | bus_LV_135-2_0_6_node_26 | 0.4 | n |  | TRUE
41 | bus_LV_135-2_0_6_node_28 | 0.4 | n |  | TRUE
42 | bus_LV_135-2_0_6_node_54 | 0.4 | n |  | TRUE
43 | bus_LV_135-2_0_6_node_86 | 0.4 | n |  | TRUE
44 | bus_LV_135-2_0_6_node_55 | 0.4 | n |  | TRUE
45 | bus_LV_135-2_0_6_node_32 | 0.4 | n |  | TRUE
46 | bus_LV_135-2_0_6_node_87 | 0.4 | n |  | TRUE
47 | bus_LV_135-2_0_6_node_30 | 0.4 | n |  | TRUE
48 | bus_LV_135-2_0_6_node_31 | 0.4 | n |  | TRUE
49 | bus_LV_135-2_0_6_node_125 | 0.4 | n |  | TRUE
50 | bus_LV_135-2_0_6_node_124 | 0.4 | n |  | TRUE
51 | bus_LV_135-2_0_6_node_39 | 0.4 | n |  | TRUE
52 | bus_LV_135-2_0_6_node_36 | 0.4 | n |  | TRUE
53 | bus_LV_135-2_0_6_node_37 | 0.4 | n |  | TRUE
54 | bus_LV_135-2_0_6_node_38 | 0.4 | n |  | TRUE
55 | bus_LV_135-2_0_6_node_42 | 0.4 | n |  | TRUE
56 | bus_LV_135-2_0_6_node_44 | 0.4 | n |  | TRUE
57 | bus_LV_135-2_0_6_node_45 | 0.4 | n |  | TRUE
58 | bus_LV_135-2_0_6_node_46 | 0.4 | n |  | TRUE
59 | bus_LV_135-2_0_6_node_47 | 0.4 | n |  | TRUE
60 | bus_LV_135-2_0_6_node_48 | 0.4 | n |  | TRUE
61 | bus_LV_135-2_0_6_node_49 | 0.4 | n |  | TRUE
62 | bus_LV_135-2_0_6_node_50 | 0.4 | n |  | TRUE
63 | bus_LV_135-2_0_6_node_58 | 0.4 | n |  | TRUE
64 | bus_LV_135-2_0_6_node_114 | 0.4 | n |  | TRUE
65 | bus_LV_135-2_0_6_node_59 | 0.4 | n |  | TRUE
66 | bus_LV_135-2_0_6_node_60 | 0.4 | n |  | TRUE
67 | bus_LV_135-2_0_6_node_112 | 0.4 | n |  | TRUE
68 | bus_LV_135-2_0_6_node_107 | 0.4 | n |  | TRUE
69 | bus_LV_135-2_0_6_node_108 | 0.4 | n |  | TRUE
70 | bus_LV_135-2_0_6_node_109 | 0.4 | n |  | TRUE
71 | bus_LV_135-2_0_6_node_113 | 0.4 | n |  | TRUE
72 | bus_LV_135-2_0_6_node_132 | 0.4 | n |  | TRUE
73 | bus_LV_135-2_0_6_node_111 | 0.4 | n |  | TRUE
74 | bus_LV_135-2_0_6_node_110 | 0.4 | n |  | TRUE
75 | bus_LV_135-2_0_6_node_120 | 0.4 | n |  | TRUE
76 | bus_LV_135-2_0_6_node_121 | 0.4 | n |  | TRUE
77 | bus_LV_135-2_0_6_node_153 | 0.4 | n |  | TRUE
78 | bus_LV_135-2_0_6_node_137 | 0.4 | n |  | TRUE
79 | bus_LV_135-2_0_6_node_138 | 0.4 | n |  | TRUE
80 | bus_LV_135-2_0_6_node_65 | 0.4 | n |  | TRUE
81 | bus_LV_135-2_0_6_node_66 | 0.4 | n |  | TRUE
82 | bus_LV_135-2_0_6_node_67 | 0.4 | n |  | TRUE
83 | bus_LV_135-2_0_6_node_68 | 0.4 | n |  | TRUE
84 | bus_LV_135-2_0_6_node_69 | 0.4 | n |  | TRUE
85 | bus_LV_135-2_0_6_node_76 | 0.4 | n |  | TRUE
86 | bus_LV_135-2_0_6_node_92 | 0.4 | n |  | TRUE
87 | bus_LV_135-2_0_6_node_77 | 0.4 | n |  | TRUE
88 | bus_LV_135-2_0_6_node_93 | 0.4 | n |  | TRUE
89 | bus_LV_135-2_0_6_node_70 | 0.4 | n |  | TRUE
90 | bus_LV_135-2_0_6_node_71 | 0.4 | n |  | TRUE
91 | bus_LV_135-2_0_6_node_72 | 0.4 | n |  | TRUE
92 | bus_LV_135-2_0_6_node_73 | 0.4 | n |  | TRUE
93 | bus_LV_135-2_0_6_node_74 | 0.4 | n |  | TRUE
94 | bus_LV_135-2_0_6_node_75 | 0.4 | n |  | TRUE
95 | bus_LV_135-2_0_6_node_80 | 0.4 | n |  | TRUE
96 | bus_LV_135-2_0_6_node_134 | 0.4 | n |  | TRUE
97 | bus_LV_135-2_0_6_node_78 | 0.4 | n |  | TRUE
98 | bus_LV_135-2_0_6_node_133 | 0.4 | n |  | TRUE
99 | bus_LV_135-2_0_6_node_96 | 0.4 | n |  | TRUE
100 | bus_LV_135-2_0_6_node_101 | 0.4 | n |  | TRUE
101 | bus_LV_135-2_0_6_node_79 | 0.4 | n |  | TRUE
102 | bus_LV_135-2_0_6_node_81 | 0.4 | n |  | TRUE
103 | bus_LV_135-2_0_6_node_89 | 0.4 | n |  | TRUE
104 | bus_LV_135-2_0_6_node_90 | 0.4 | n |  | TRUE
105 | bus_LV_135-2_0_6_node_82 | 0.4 | n |  | TRUE
106 | bus_LV_135-2_0_6_node_83 | 0.4 | n |  | TRUE
107 | bus_LV_135-2_0_6_node_84 | 0.4 | n |  | TRUE
108 | bus_LV_135-2_0_6_node_85 | 0.4 | n |  | TRUE
109 | bus_LV_135-2_0_6_node_136 | 0.4 | n |  | TRUE
110 | bus_LV_135-2_0_6_node_129 | 0.4 | n |  | TRUE
111 | bus_LV_135-2_0_6_node_128 | 0.4 | n |  | TRUE
112 | bus_LV_135-2_0_6_node_88 | 0.4 | n |  | TRUE
113 | bus_LV_135-2_0_6_node_127 | 0.4 | n |  | TRUE
114 | bus_LV_135-2_0_6_node_126 | 0.4 | n |  | TRUE
115 | bus_LV_135-2_0_6_node_142 | 0.4 | n |  | TRUE
116 | bus_LV_135-2_0_6_node_119 | 0.4 | n |  | TRUE
117 | bus_LV_135-2_0_6_node_97 | 0.4 | n |  | TRUE
118 | bus_LV_135-2_0_6_node_95 | 0.4 | n |  | TRUE
119 | bus_LV_135-2_0_6_node_122 | 0.4 | n |  | TRUE
120 | bus_LV_135-2_0_6_node_94 | 0.4 | n |  | TRUE
121 | bus_LV_135-2_0_6_node_98 | 0.4 | n |  | TRUE
122 | bus_LV_135-2_0_6_node_131 | 0.4 | n |  | TRUE
123 | bus_LV_135-2_0_6_node_105 | 0.4 | n |  | TRUE
124 | bus_LV_135-2_0_6_node_99 | 0.4 | n |  | TRUE
125 | bus_LV_135-2_0_6_node_100 | 0.4 | n |  | TRUE
126 | bus_LV_135-2_0_6_node_102 | 0.4 | n |  | TRUE
127 | bus_LV_135-2_0_6_node_103 | 0.4 | n |  | TRUE
128 | bus_LV_135-2_0_6_node_104 | 0.4 | n |  | TRUE
129 | bus_LV_135-2_0_6_node_106 | 0.4 | n |  | TRUE
130 | bus_LV_135-2_0_6_node_118 | 0.4 | n |  | TRUE
131 | bus_LV_135-2_0_6_node_123 | 0.4 | n |  | TRUE
132 | bus_LV_135-2_0_6_node_116 | 0.4 | n |  | TRUE
133 | bus_LV_135-2_0_6_node_151 | 0.4 | n |  | TRUE
134 | bus_LV_135-2_0_6_node_115 | 0.4 | n |  | TRUE
135 | bus_LV_135-2_0_6_node_150 | 0.4 | n |  | TRUE
136 | bus_LV_135-2_0_6_node_130 | 0.4 | n |  | TRUE
137 | bus_LV_135-2_0_6_node_117 | 0.4 | n |  | TRUE
138 | bus_LV_135-2_0_6_node_135 | 0.4 | n |  | TRUE
139 | bus_LV_135-2_0_6_node_141 | 0.4 | n |  | TRUE
140 | bus_LV_135-2_0_6_node_139 | 0.4 | n |  | TRUE
141 | bus_LV_135-2_0_6_node_143 | 0.4 | n |  | TRUE
142 | bus_LV_135-2_0_6_node_144 | 0.4 | n |  | TRUE
143 | bus_LV_135-2_0_6_node_145 | 0.4 | n |  | TRUE
144 | bus_LV_135-2_0_6_node_146 | 0.4 | n |  | TRUE
145 | bus_LV_135-2_0_6_node_147 | 0.4 | n |  | TRUE
146 | bus_LV_135-2_0_6_node_148 | 0.4 | n |  | TRUE
147 | bus_LV_135-2_0_6_node_149 | 0.4 | n |  | TRUE
148 | bus_MV_359_0_node_13 | 20 | n |  | TRUE

## load
| name | bus | p_mw | q_mvar | const_z_percent | const_i_percent | sn_mva | scaling | in_service | type
0 | LV_135-2_0_6_load_0 | 0 | 0.0084912 | 0.0021281 | 0 | 0 |  | 1 | TRUE | wye
1 | LV_135-2_0_6_load_1 | 1 | 0.008866 | 0.002222 | 0 | 0 |  | 1 | TRUE | wye
2 | LV_135-2_0_6_load_2 | 2 | 0.01256 | 0.0031478 | 0 | 0 |  | 1 | TRUE | wye
3 | LV_135-2_0_6_load_3 | 3 | 0.013493 | 0.0033815 | 0 | 0 |  | 1 | TRUE | wye
4 | LV_135-2_0_6_load_61 | 7 | 0.0088574 | 0.0022199 | 0 | 0 |  | 1 | TRUE | wye
5 | LV_135-2_0_6_load_52 | 8 | 0.0099392 | 0.002491 | 0 | 0 |  | 1 | TRUE | wye
6 | LV_135-2_0_6_load_53 | 9 | 0.004623 | 0.0011586 | 0 | 0 |  | 1 | TRUE | wye
7 | LV_135-2_0_6_load_17 | 10 | 0.0071259 | 0.0017859 | 0 | 0 |  | 1 | TRUE | wye
8 | LV_135-2_0_6_load_5 | 14 | 0.0053847 | 0.0013495 | 0 | 0 |  | 1 | TRUE | wye
9 | LV_135-2_0_6_load_6 | 15 | 0.0055337 | 0.0013869 | 0 | 0 |  | 1 | TRUE | wye
10 | LV_135-2_0_6_load_8 | 17 | 0.0023841 | 0.00059751 | 0 | 0 |  | 1 | TRUE | wye
11 | LV_135-2_0_6_load_9 | 18 | 0.005141 | 0.0012884 | 0 | 0 |  | 1 | TRUE | wye
12 | LV_135-2_0_6_load_10 | 19 | 0.003256 | 0.00081603 | 0 | 0 |  | 1 | TRUE | wye
13 | LV_135-2_0_6_load_11 | 20 | 0.0027629 | 0.00069244 | 0 | 0 |  | 1 | TRUE | wye
14 | LV_135-2_0_6_load_12 | 21 | 0.0027807 | 0.00069692 | 0 | 0 |  | 1 | TRUE | wye
15 | LV_135-2_0_6_load_33 | 22 | 0.005392 | 0.0013514 | 0 | 0 |  | 1 | TRUE | wye
16 | LV_135-2_0_6_load_13 | 23 | 0.0041617 | 0.001043 | 0 | 0 |  | 1 | TRUE | wye
17 | LV_135-2_0_6_load_14 | 24 | 0.0038921 | 0.00097546 | 0 | 0 |  | 1 | TRUE | wye
18 | LV_135-2_0_6_load_43 | 27 | 0.0076532 | 0.0019181 | 0 | 0 |  | 1 | TRUE | wye
19 | LV_135-2_0_6_load_19 | 29 | 0.0090439 | 0.0022666 | 0 | 0 |  | 1 | TRUE | wye
20 | LV_135-2_0_6_load_20 | 30 | 0.010749 | 0.0026939 | 0 | 0 |  | 1 | TRUE | wye
21 | LV_135-2_0_6_load_21 | 31 | 0.010285 | 0.0025775 | 0 | 0 |  | 1 | TRUE | wye
22 | LV_135-2_0_6_load_22 | 32 | 0.005686 | 0.001425 | 0 | 0 |  | 1 | TRUE | wye
23 | LV_135-2_0_6_load_24 | 34 | 0.0053389 | 0.001338 | 0 | 0 |  | 1 | TRUE | wye
24 | LV_135-2_0_6_load_29 | 37 | 0.01919 | 0.0048094 | 0 | 0 |  | 1 | TRUE | wye
25 | LV_135-2_0_6_load_25 | 39 | 0.0089329 | 0.0022388 | 0 | 0 |  | 1 | TRUE | wye
26 | LV_135-2_0_6_load_26 | 40 | 0.0073771 | 0.0018489 | 0 | 0 |  | 1 | TRUE | wye
27 | LV_135-2_0_6_load_28 | 41 | 0.006219 | 0.0015586 | 0 | 0 |  | 1 | TRUE | wye
28 | LV_135-2_0_6_load_55 | 44 | 0.0039499 | 0.00098995 | 0 | 0 |  | 1 | TRUE | wye
29 | LV_135-2_0_6_load_30 | 47 | 0.0045295 | 0.0011352 | 0 | 0 |  | 1 | TRUE | wye
30 | LV_135-2_0_6_load_31 | 48 | 0.004722 | 0.0011834 | 0 | 0 |  | 1 | TRUE | wye
31 | LV_135-2_0_6_load_125 | 49 | 0.0039415 | 0.00098783 | 0 | 0 |  | 1 | TRUE | wye
32 | LV_135-2_0_6_load_124 | 50 | 0.0056229 | 0.0014092 | 0 | 0 |  | 1 | TRUE | wye
33 | LV_135-2_0_6_load_39 | 51 | 0.0056818 | 0.001424 | 0 | 0 |  | 1 | TRUE | wye
34 | LV_135-2_0_6_load_36 | 52 | 0.0029402 | 0.00073688 | 0 | 0 |  | 1 | TRUE | wye
35 | LV_135-2_0_6_load_37 | 53 | 0.0038755 | 0.0009713 | 0 | 0 |  | 1 | TRUE | wye
36 | LV_135-2_0_6_load_38 | 54 | 0.003876 | 0.00097141 | 0 | 0 |  | 1 | TRUE | wye
37 | LV_135-2_0_6_load_42 | 55 | 0.0042031 | 0.0010534 | 0 | 0 |  | 1 | TRUE | wye
38 | LV_135-2_0_6_load_44 | 56 | 0.012559 | 0.0031477 | 0 | 0 |  | 1 | TRUE | wye
39 | LV_135-2_0_6_load_47 | 59 | 0.0084403 | 0.0021153 | 0 | 0 |  | 1 | TRUE | wye
40 | LV_135-2_0_6_load_48 | 60 | 0.016486 | 0.0041317 | 0 | 0 |  | 1 | TRUE | wye
41 | LV_135-2_0_6_load_49 | 61 | 0.019313 | 0.0048403 | 0 | 0 |  | 1 | TRUE | wye
42 | LV_135-2_0_6_load_114 | 64 | 0.0099361 | 0.0024902 | 0 | 0 |  | 1 | TRUE | wye
43 | LV_135-2_0_6_load_59 | 65 | 0.013493 | 0.0033816 | 0 | 0 |  | 1 | TRUE | wye
44 | LV_135-2_0_6_load_60 | 66 | 0.0049588 | 0.0012428 | 0 | 0 |  | 1 | TRUE | wye
45 | LV_135-2_0_6_load_109 | 70 | 0.0014921 | 0.00037397 | 0 | 0 |  | 1 | TRUE | wye
46 | LV_135-2_0_6_load_132 | 72 | 0.0023404 | 0.00058656 | 0 | 0 |  | 1 | TRUE | wye
47 | LV_135-2_0_6_load_111 | 73 | 0.0036451 | 0.00091355 | 0 | 0 |  | 1 | TRUE | wye
48 | LV_135-2_0_6_load_110 | 74 | 0.009932 | 0.0024892 | 0 | 0 |  | 1 | TRUE | wye
49 | LV_135-2_0_6_load_120 | 75 | 0.010404 | 0.0026074 | 0 | 0 |  | 1 | TRUE | wye
50 | LV_135-2_0_6_load_121 | 76 | 0.0049595 | 0.001243 | 0 | 0 |  | 1 | TRUE | wye
51 | LV_135-2_0_6_load_153 | 77 | 0.010449 | 0.0026187 | 0 | 0 |  | 1 | TRUE | wye
52 | LV_135-2_0_6_load_137 | 78 | 0.0036523 | 0.00091536 | 0 | 0 |  | 1 | TRUE | wye
53 | LV_135-2_0_6_load_65 | 80 | 0.001612 | 0.00040401 | 0 | 0 |  | 1 | TRUE | wye
54 | LV_135-2_0_6_load_66 | 81 | 0.0048002 | 0.001203 | 0 | 0 |  | 1 | TRUE | wye
55 | LV_135-2_0_6_load_67 | 82 | 0.0027237 | 0.00068263 | 0 | 0 |  | 1 | TRUE | wye
56 | LV_135-2_0_6_load_68 | 83 | 0.0023004 | 0.00057653 | 0 | 0 |  | 1 | TRUE | wye
57 | LV_135-2_0_6_load_69 | 84 | 0.0011837 | 0.00029665 | 0 | 0 |  | 1 | TRUE | wye
58 | LV_135-2_0_6_load_76 | 85 | 0.0048358 | 0.001212 | 0 | 0 |  | 1 | TRUE | wye
59 | LV_135-2_0_6_load_92 | 86 | 0.0016669 | 0.00041775 | 0 | 0 |  | 1 | TRUE | wye
60 | LV_135-2_0_6_load_77 | 87 | 0.0022506 | 0.00056404 | 0 | 0 |  | 1 | TRUE | wye
61 | LV_135-2_0_6_load_93 | 88 | 0.0020426 | 0.00051194 | 0 | 0 |  | 1 | TRUE | wye
62 | LV_135-2_0_6_load_70 | 89 | 0.0018984 | 0.00047577 | 0 | 0 |  | 1 | TRUE | wye
63 | LV_135-2_0_6_load_71 | 90 | 0.0031252 | 0.00078326 | 0 | 0 |  | 1 | TRUE | wye
64 | LV_135-2_0_6_load_73 | 92 | 0.0023141 | 0.00057996 | 0 | 0 |  | 1 | TRUE | wye
65 | LV_135-2_0_6_load_74 | 93 | 0.0020925 | 0.00052443 | 0 | 0 |  | 1 | TRUE | wye
66 | LV_135-2_0_6_load_75 | 94 | 0.0025424 | 0.00063719 | 0 | 0 |  | 1 | TRUE | wye
67 | LV_135-2_0_6_load_80 | 95 | 0.0047974 | 0.0012023 | 0 | 0 |  | 1 | TRUE | wye
68 | LV_135-2_0_6_load_134 | 96 | 0.00068717 | 0.00017222 | 0 | 0 |  | 1 | TRUE | wye
69 | LV_135-2_0_6_load_78 | 97 | 0.0034444 | 0.00086324 | 0 | 0 |  | 1 | TRUE | wye
70 | LV_135-2_0_6_load_133 | 98 | 0.0056813 | 0.0014239 | 0 | 0 |  | 1 | TRUE | wye
71 | LV_135-2_0_6_load_96 | 99 | 0.0068506 | 0.0017169 | 0 | 0 |  | 1 | TRUE | wye
72 | LV_135-2_0_6_load_101 | 100 | 0.0051087 | 0.0012804 | 0 | 0 |  | 1 | TRUE | wye
73 | LV_135-2_0_6_load_79 | 101 | 0.0016113 | 0.00040383 | 0 | 0 |  | 1 | TRUE | wye
74 | LV_135-2_0_6_load_81 | 102 | 0.0031055 | 0.00077831 | 0 | 0 |  | 1 | TRUE | wye
75 | LV_135-2_0_6_load_82 | 105 | 0.0073133 | 0.0018329 | 0 | 0 |  | 1 | TRUE | wye
76 | LV_135-2_0_6_load_84 | 107 | 0.0050439 | 0.0012641 | 0 | 0 |  | 1 | TRUE | wye
77 | LV_135-2_0_6_load_85 | 108 | 0.0049752 | 0.0012469 | 0 | 0 |  | 1 | TRUE | wye
78 | LV_135-2_0_6_load_136 | 109 | 0.0060913 | 0.0015266 | 0 | 0 |  | 1 | TRUE | wye
79 | LV_135-2_0_6_load_129 | 110 | 0.0021686 | 0.00054351 | 0 | 0 |  | 1 | TRUE | wye
80 | LV_135-2_0_6_load_128 | 111 | 0.0027604 | 0.00069181 | 0 | 0 |  | 1 | TRUE | wye
81 | LV_135-2_0_6_load_127 | 113 | 0.0012532 | 0.00031408 | 0 | 0 |  | 1 | TRUE | wye
82 | LV_135-2_0_6_load_142 | 115 | 0.0022476 | 0.00056331 | 0 | 0 |  | 1 | TRUE | wye
83 | LV_135-2_0_6_load_97 | 117 | 0.0011837 | 0.00029665 | 0 | 0 |  | 1 | TRUE | wye
84 | LV_135-2_0_6_load_94 | 120 | 0.00082311 | 0.00020629 | 0 | 0 |  | 1 | TRUE | wye
85 | LV_135-2_0_6_load_98 | 121 | 0.0065045 | 0.0016302 | 0 | 0 |  | 1 | TRUE | wye
86 | LV_135-2_0_6_load_131 | 122 | 0.0030782 | 0.00077148 | 0 | 0 |  | 1 | TRUE | wye
87 | LV_135-2_0_6_load_99 | 124 | 0.0011845 | 0.00029685 | 0 | 0 |  | 1 | TRUE | wye
88 | LV_135-2_0_6_load_100 | 125 | 0.0016131 | 0.00040428 | 0 | 0 |  | 1 | TRUE | wye
89 | LV_135-2_0_6_load_102 | 126 | 0.0050234 | 0.001259 | 0 | 0 |  | 1 | TRUE | wye
90 | LV_135-2_0_6_load_103 | 127 | 0.006628 | 0.0016611 | 0 | 0 |  | 1 | TRUE | wye
91 | LV_135-2_0_6_load_104 | 128 | 0.0051769 | 0.0012974 | 0 | 0 |  | 1 | TRUE | wye
92 | LV_135-2_0_6_load_106 | 129 | 0.0046588 | 0.0011676 | 0 | 0 |  | 1 | TRUE | wye
93 | LV_135-2_0_6_load_118 | 130 | 0.0053122 | 0.0013314 | 0 | 0 |  | 1 | TRUE | wye
94 | LV_135-2_0_6_load_123 | 131 | 0.0035272 | 0.000884 | 0 | 0 |  | 1 | TRUE | wye
95 | LV_135-2_0_6_load_116 | 132 | 0.0038008 | 0.00095257 | 0 | 0 |  | 1 | TRUE | wye
96 | LV_135-2_0_6_load_151 | 133 | 0.0022151 | 0.00055515 | 0 | 0 |  | 1 | TRUE | wye
97 | LV_135-2_0_6_load_115 | 134 | 0.01049 | 0.0026291 | 0 | 0 |  | 1 | TRUE | wye
98 | LV_135-2_0_6_load_150 | 135 | 0.0022127 | 0.00055454 | 0 | 0 |  | 1 | TRUE | wye
99 | LV_135-2_0_6_load_130 | 136 | 0.011944 | 0.0029935 | 0 | 0 |  | 1 | TRUE | wye
100 | LV_135-2_0_6_load_117 | 137 | 0.0040692 | 0.0010198 | 0 | 0 |  | 1 | TRUE | wye
101 | LV_135-2_0_6_load_135 | 138 | 0.017427 | 0.0043675 | 0 | 0 |  | 1 | TRUE | wye
102 | LV_135-2_0_6_load_141 | 139 | 0.0022097 | 0.00055381 | 0 | 0 |  | 1 | TRUE | wye
103 | LV_135-2_0_6_load_139 | 140 | 0.0026359 | 0.00066062 | 0 | 0 |  | 1 | TRUE | wye
104 | LV_135-2_0_6_load_143 | 141 | 0.0021495 | 0.00053871 | 0 | 0 |  | 1 | TRUE | wye
105 | LV_135-2_0_6_load_144 | 142 | 0.002211 | 0.00055414 | 0 | 0 |  | 1 | TRUE | wye
106 | LV_135-2_0_6_load_145 | 143 | 0.0022121 | 0.00055441 | 0 | 0 |  | 1 | TRUE | wye
107 | LV_135-2_0_6_load_146 | 144 | 0.0022107 | 0.00055405 | 0 | 0 |  | 1 | TRUE | wye
108 | LV_135-2_0_6_load_147 | 145 | 0.0021324 | 0.00053444 | 0 | 0 |  | 1 | TRUE | wye
109 | LV_135-2_0_6_load_148 | 146 | 0.0021385 | 0.00053596 | 0 | 0 |  | 1 | TRUE | wye
110 | LV_135-2_0_6_load_149 | 147 | 0.0017344 | 0.00043469 | 0 | 0 |  | 1 | TRUE | wye

## ext_grid
| name | bus | vm_pu | va_degree | slack_weight | in_service
0 |  | 9 | 1 | 0 | 1 | TRUE

## line
| name | std_type | from_bus | to_bus | length_km | r_ohm_per_km | x_ohm_per_km | c_nf_per_km | g_us_per_km | max_i_ka | df | parallel | type | in_service
0 | LV_135-2_0_6_line_0 |  | 0 | 1 | 0.0017436 | 0.125 | 0.08 | 261 | 0 | 0.364 | 1 | 1 | cs | TRUE
1 | LV_135-2_0_6_line_1 |  | 0 | 2 | 0.039519 | 0.125 | 0.08 | 261 | 0 | 0.364 | 1 | 1 | cs | TRUE
2 | LV_135-2_0_6_line_2 |  | 1 | 3 | 0.0048469 | 0.125 | 0.08 | 261 | 0 | 0.364 | 1 | 1 | cs | TRUE
3 | LV_135-2_0_6_line_3 |  | 2 | 4 | 0.018323 | 0.125 | 0.08 | 261 | 0 | 0.364 | 1 | 1 | cs | TRUE
4 | LV_135-2_0_6_line_4 |  | 3 | 5 | 0.025951 | 0.125 | 0.08 | 261 | 0 | 0.364 | 1 | 1 | cs | TRUE
5 | LV_135-2_0_6_line_5 |  | 4 | 6 | 0.01875 | 0.125 | 0.08 | 261 | 0 | 0.364 | 1 | 1 | cs | TRUE
6 | LV_135-2_0_6_line_6 |  | 4 | 7 | 0.055332 | 0.125 | 0.08 | 261 | 0 | 0.364 | 1 | 1 | cs | TRUE
7 | LV_135-2_0_6_line_7 |  | 5 | 8 | 0.027153 | 0.125 | 0.08 | 261 | 0 | 0.364 | 1 | 3 | cs | TRUE
8 | LV_135-2_0_6_line_8 |  | 5 | 9 | 0.047104 | 0.125 | 0.08 | 261 | 0 | 0.364 | 1 | 3 | cs | TRUE
9 | LV_135-2_0_6_line_9 |  | 6 | 10 | 0.010428 | 0.125 | 0.08 | 261 | 0 | 0.364 | 1 | 1 | cs | TRUE
10 | LV_135-2_0_6_line_10 |  | 7 | 11 | 0.012224 | 0.125 | 0.08 | 261 | 0 | 0.364 | 1 | 1 | cs | TRUE
11 | LV_135-2_0_6_line_11 |  | 8 | 65 | 0.015145 | 0.125 | 0.08 | 261 | 0 | 0.364 | 1 | 3 | cs | TRUE
12 | LV_135-2_0_6_line_12 |  | 9 | 50 | 0.0035393 | 0.125 | 0.08 | 261 | 0 | 0.364 | 1 | 3 | cs | TRUE
13 | LV_135-2_0_6_line_13 |  | 10 | 18 | 0.016147 | 0.125 | 0.08 | 261 | 0 | 0.364 | 1 | 1 | cs | TRUE
14 | LV_135-2_0_6_line_14 |  | 11 | 12 | 0.05042 | 0.125 | 0.08 | 261 | 0 | 0.364 | 1 | 1 | cs | TRUE
15 | LV_135-2_0_6_line_15 |  | 11 | 13 | 0.064517 | 0.125 | 0.08 | 261 | 0 | 0.364 | 1 | 1 | cs | TRUE
16 | LV_135-2_0_6_line_16 |  | 12 | 77 | 0.043265 | 0.125 | 0.08 | 261 | 0 | 0.364 | 1 | 1 | cs | TRUE
17 | LV_135-2_0_6_line_17 |  | 13 | 78 | 0.0069761 | 0.125 | 0.08 | 261 | 0 | 0.364 | 1 | 1 | cs | TRUE
18 | LV_135-2_0_6_line_18 |  | 14 | 15 | 0.020381 | 0.125 | 0.08 | 261 | 0 | 0.364 | 1 | 1 | cs | TRUE
19 | LV_135-2_0_6_line_19 |  | 14 | 16 | 0.0098604 | 0.125 | 0.08 | 261 | 0 | 0.364 | 1 | 1 | cs | TRUE
20 | LV_135-2_0_6_line_20 |  | 15 | 17 | 0.00065404 | 0.125 | 0.08 | 261 | 0 | 0.364 | 1 | 1 | cs | TRUE
21 | LV_135-2_0_6_line_21 |  | 16 | 18 | 0.011789 | 0.125 | 0.08 | 261 | 0 | 0.364 | 1 | 1 | cs | TRUE
22 | LV_135-2_0_6_line_22 |  | 16 | 19 | 0.0144 | 0.125 | 0.08 | 261 | 0 | 0.364 | 1 | 1 | cs | TRUE
23 | LV_135-2_0_6_line_23 |  | 17 | 20 | 0.025139 | 0.125 | 0.08 | 261 | 0 | 0.364 | 1 | 1 | cs | TRUE
24 | LV_135-2_0_6_line_24 |  | 20 | 21 | 0.02999 | 0.125 | 0.08 | 261 | 0 | 0.364 | 1 | 1 | cs | TRUE
25 | LV_135-2_0_6_line_25 |  | 21 | 22 | 0.024816 | 0.125 | 0.08 | 261 | 0 | 0.364 | 1 | 1 | cs | TRUE
26 | LV_135-2_0_6_line_26 |  | 23 | 24 | 0.028356 | 0.125 | 0.08 | 261 | 0 | 0.364 | 1 | 1 | cs | TRUE
27 | LV_135-2_0_6_line_27 |  | 24 | 25 | 0.014323 | 0.125 | 0.08 | 261 | 0 | 0.364 | 1 | 1 | cs | TRUE
28 | LV_135-2_0_6_line_28 |  | 25 | 26 | 0.053125 | 0.125 | 0.08 | 261 | 0 | 0.364 | 1 | 1 | cs | TRUE
29 | LV_135-2_0_6_line_29 |  | 26 | 27 | 0.010382 | 0.125 | 0.08 | 261 | 0 | 0.364 | 1 | 1 | cs | TRUE
30 | LV_135-2_0_6_line_30 |  | 26 | 28 | 0.023401 | 0.125 | 0.08 | 261 | 0 | 0.364 | 1 | 1 | cs | TRUE
31 | LV_135-2_0_6_line_31 |  | 27 | 55 | 0.022351 | 0.125 | 0.08 | 261 | 0 | 0.364 | 1 | 1 | cs | TRUE
32 | LV_135-2_0_6_line_32 |  | 28 | 51 | 0.031549 | 0.125 | 0.08 | 261 | 0 | 0.364 | 1 | 1 | cs | TRUE
33 | LV_135-2_0_6_line_33 |  | 29 | 30 | 0.030429 | 0.125 | 0.08 | 261 | 0 | 0.364 | 1 | 1 | cs | TRUE
34 | LV_135-2_0_6_line_34 |  | 29 | 31 | 0.004217 | 0.125 | 0.08 | 261 | 0 | 0.364 | 1 | 1 | cs | TRUE
35 | LV_135-2_0_6_line_35 |  | 30 | 32 | 0.033058 | 0.125 | 0.08 | 261 | 0 | 0.364 | 1 | 1 | cs | TRUE
36 | LV_135-2_0_6_line_36 |  | 31 | 33 | 0.025855 | 0.125 | 0.08 | 261 | 0 | 0.364 | 1 | 1 | cs | TRUE
37 | LV_135-2_0_6_line_37 |  | 32 | 34 | 0.015556 | 0.125 | 0.08 | 261 | 0 | 0.364 | 1 | 1 | cs | TRUE
38 | LV_135-2_0_6_line_38 |  | 33 | 35 | 0.033132 | 0.125 | 0.08 | 261 | 0 | 0.364 | 1 | 1 | cs | TRUE
39 | LV_135-2_0_6_line_39 |  | 33 | 36 | 0.021629 | 0.125 | 0.08 | 261 | 0 | 0.364 | 1 | 1 | cs | TRUE
40 | LV_135-2_0_6_line_40 |  | 35 | 37 | 0.02966 | 0.125 | 0.08 | 261 | 0 | 0.364 | 1 | 1 | cs | TRUE
41 | LV_135-2_0_6_line_41 |  | 36 | 38 | 0.011249 | 0.125 | 0.08 | 261 | 0 | 0.364 | 1 | 1 | cs | TRUE
42 | LV_135-2_0_6_line_42 |  | 37 | 43 | 0.040136 | 0.125 | 0.08 | 261 | 0 | 0.364 | 1 | 1 | cs | TRUE
43 | LV_135-2_0_6_line_43 |  | 38 | 51 | 0.012976 | 0.125 | 0.08 | 261 | 0 | 0.364 | 1 | 1 | cs | TRUE
44 | LV_135-2_0_6_line_44 |  | 39 | 40 | 0.021103 | 0.125 | 0.08 | 261 | 0 | 0.364 | 1 | 1 | cs | TRUE
45 | LV_135-2_0_6_line_45 |  | 40 | 41 | 0.036417 | 0.125 | 0.08 | 261 | 0 | 0.364 | 1 | 1 | cs | TRUE
46 | LV_135-2_0_6_line_46 |  | 41 | 42 | 0.015296 | 0.125 | 0.08 | 261 | 0 | 0.364 | 1 | 1 | cs | TRUE
47 | LV_135-2_0_6_line_47 |  | 42 | 44 | 0.018343 | 0.125 | 0.08 | 261 | 0 | 0.364 | 1 | 3 | cs | TRUE
48 | LV_135-2_0_6_line_48 |  | 42 | 45 | 0.008206 | 0.125 | 0.08 | 261 | 0 | 0.364 | 1 | 3 | cs | TRUE
49 | LV_135-2_0_6_line_49 |  | 43 | 46 | 0.039899 | 0.125 | 0.08 | 261 | 0 | 0.364 | 1 | 1 | cs | TRUE
50 | LV_135-2_0_6_line_50 |  | 44 | 68 | 0.01979 | 0.125 | 0.08 | 261 | 0 | 0.364 | 1 | 3 | cs | TRUE
51 | LV_135-2_0_6_line_51 |  | 45 | 49 | 0.039723 | 0.125 | 0.08 | 261 | 0 | 0.364 | 1 | 3 | cs | TRUE
52 | LV_135-2_0_6_line_52 |  | 45 | 48 | 0.018609 | 0.125 | 0.08 | 261 | 0 | 0.364 | 1 | 1 | cs | TRUE
53 | LV_135-2_0_6_line_53 |  | 46 | 110 | 0.018756 | 0.125 | 0.08 | 261 | 0 | 0.364 | 1 | 2 | cs | TRUE
54 | LV_135-2_0_6_line_54 |  | 46 | 111 | 0.059483 | 0.125 | 0.08 | 261 | 0 | 0.364 | 1 | 1 | cs | TRUE
55 | LV_135-2_0_6_line_55 |  | 47 | 48 | 0.014812 | 0.125 | 0.08 | 261 | 0 | 0.364 | 1 | 1 | cs | TRUE
56 | LV_135-2_0_6_line_56 |  | 49 | 50 | 0.010118 | 0.125 | 0.08 | 261 | 0 | 0.364 | 1 | 3 | cs | TRUE
57 | LV_135-2_0_6_line_57 |  | 52 | 53 | 0.029868 | 0.125 | 0.08 | 261 | 0 | 0.364 | 1 | 1 | cs | TRUE
58 | LV_135-2_0_6_line_58 |  | 53 | 54 | 0.024721 | 0.125 | 0.08 | 261 | 0 | 0.364 | 1 | 1 | cs | TRUE
59 | LV_135-2_0_6_line_59 |  | 54 | 55 | 0.00058423 | 0.125 | 0.08 | 261 | 0 | 0.364 | 1 | 1 | cs | TRUE
60 | LV_135-2_0_6_line_60 |  | 56 | 57 | 0.0022087 | 0.125 | 0.08 | 261 | 0 | 0.364 | 1 | 3 | cs | TRUE
61 | LV_135-2_0_6_line_61 |  | 56 | 58 | 0.028082 | 0.125 | 0.08 | 261 | 0 | 0.364 | 1 | 3 | cs | TRUE
62 | LV_135-2_0_6_line_62 |  | 57 | 59 | 0.030448 | 0.125 | 0.08 | 261 | 0 | 0.364 | 1 | 3 | cs | TRUE
63 | LV_135-2_0_6_line_63 |  | 57 | 60 | 0.02672 | 0.125 | 0.08 | 261 | 0 | 0.364 | 1 | 1 | cs | TRUE
64 | LV_135-2_0_6_line_64 |  | 58 | 61 | 0.012199 | 0.125 | 0.08 | 261 | 0 | 0.364 | 1 | 1 | cs | TRUE
65 | LV_135-2_0_6_line_65 |  | 58 | 62 | 0.046774 | 0.125 | 0.08 | 261 | 0 | 0.364 | 1 | 3 | cs | TRUE
66 | LV_135-2_0_6_line_66 |  | 59 | 63 | 0.0016935 | 0.125 | 0.08 | 261 | 0 | 0.364 | 1 | 3 | cs | TRUE
67 | LV_135-2_0_6_line_67 |  | 62 | 64 | 0.016923 | 0.125 | 0.08 | 261 | 0 | 0.364 | 1 | 3 | cs | TRUE
68 | LV_135-2_0_6_line_68 |  | 63 | 65 | 0.029738 | 0.125 | 0.08 | 261 | 0 | 0.364 | 1 | 3 | cs | TRUE
69 | LV_135-2_0_6_line_69 |  | 63 | 66 | 0.01823 | 0.125 | 0.08 | 261 | 0 | 0.364 | 1 | 1 | cs | TRUE
70 | LV_135-2_0_6_line_70 |  | 64 | 67 | 0.0098164 | 0.125 | 0.08 | 261 | 0 | 0.364 | 1 | 3 | cs | TRUE
71 | LV_135-2_0_6_line_71 |  | 66 | 75 | 0.0019995 | 0.125 | 0.08 | 261 | 0 | 0.364 | 1 | 1 | cs | TRUE
72 | LV_135-2_0_6_line_72 |  | 67 | 71 | 0.025997 | 0.125 | 0.08 | 261 | 0 | 0.364 | 1 | 3 | cs | TRUE
73 | LV_135-2_0_6_line_73 |  | 67 | 74 | 0.0090799 | 0.125 | 0.08 | 261 | 0 | 0.364 | 1 | 1 | cs | TRUE
74 | LV_135-2_0_6_line_74 |  | 68 | 69 | 0.01081 | 0.125 | 0.08 | 261 | 0 | 0.364 | 1 | 1 | cs | TRUE
75 | LV_135-2_0_6_line_75 |  | 68 | 70 | 0.0098755 | 0.125 | 0.08 | 261 | 0 | 0.364 | 1 | 3 | cs | TRUE
76 | LV_135-2_0_6_line_76 |  | 69 | 131 | 0.028929 | 0.125 | 0.08 | 261 | 0 | 0.364 | 1 | 1 | cs | TRUE
77 | LV_135-2_0_6_line_77 |  | 69 | 132 | 0.033033 | 0.125 | 0.08 | 261 | 0 | 0.364 | 1 | 1 | cs | TRUE
78 | LV_135-2_0_6_line_78 |  | 70 | 133 | 0.0073873 | 0.125 | 0.08 | 261 | 0 | 0.364 | 1 | 3 | cs | TRUE
79 | LV_135-2_0_6_line_79 |  | 71 | 72 | 0.02358 | 0.125 | 0.08 | 261 | 0 | 0.364 | 1 | 3 | cs | TRUE
80 | LV_135-2_0_6_line_80 |  | 72 | 136 | 0.035223 | 0.125 | 0.08 | 261 | 0 | 0.364 | 1 | 3 | cs | TRUE
81 | LV_135-2_0_6_line_81 |  | 73 | 74 | 0.019968 | 0.125 | 0.08 | 261 | 0 | 0.364 | 1 | 1 | cs | TRUE
82 | LV_135-2_0_6_line_82 |  | 75 | 76 | 0.015335 | 0.125 | 0.08 | 261 | 0 | 0.364 | 1 | 1 | cs | TRUE
83 | LV_135-2_0_6_line_83 |  | 78 | 79 | 0.026079 | 0.125 | 0.08 | 261 | 0 | 0.364 | 1 | 1 | cs | TRUE
84 | LV_135-2_0_6_line_84 |  | 79 | 140 | 0.01987 | 0.125 | 0.08 | 261 | 0 | 0.364 | 1 | 1 | cs | TRUE
85 | LV_135-2_0_6_line_85 |  | 80 | 81 | 0.00041853 | 0.125 | 0.08 | 261 | 0 | 0.364 | 1 | 3 | cs | TRUE
86 | LV_135-2_0_6_line_86 |  | 80 | 82 | 0.025726 | 0.125 | 0.08 | 261 | 0 | 0.364 | 1 | 3 | cs | TRUE
87 | LV_135-2_0_6_line_87 |  | 81 | 83 | 0.026128 | 0.125 | 0.08 | 261 | 0 | 0.364 | 1 | 3 | cs | TRUE
88 | LV_135-2_0_6_line_88 |  | 82 | 84 | 0.0011351 | 0.125 | 0.08 | 261 | 0 | 0.364 | 1 | 3 | cs | TRUE
89 | LV_135-2_0_6_line_89 |  | 83 | 85 | 0.0060056 | 0.125 | 0.08 | 261 | 0 | 0.364 | 1 | 3 | cs | TRUE
90 | LV_135-2_0_6_line_90 |  | 84 | 86 | 0.034117 | 0.125 | 0.08 | 261 | 0 | 0.364 | 1 | 3 | cs | TRUE
91 | LV_135-2_0_6_line_91 |  | 85 | 87 | 0.021765 | 0.125 | 0.08 | 261 | 0 | 0.364 | 1 | 3 | cs | TRUE
92 | LV_135-2_0_6_line_92 |  | 86 | 88 | 0.010905 | 0.125 | 0.08 | 261 | 0 | 0.364 | 1 | 3 | cs | TRUE
93 | LV_135-2_0_6_line_93 |  | 87 | 99 | 0.024793 | 0.125 | 0.08 | 261 | 0 | 0.364 | 1 | 3 | cs | TRUE
94 | LV_135-2_0_6_line_94 |  | 88 | 120 | 0.0152 | 0.125 | 0.08 | 261 | 0 | 0.364 | 1 | 3 | cs | TRUE
95 | LV_135-2_0_6_line_95 |  | 89 | 90 | 0.032038 | 0.125 | 0.08 | 261 | 0 | 0.364 | 1 | 3 | cs | TRUE
96 | LV_135-2_0_6_line_96 |  | 89 | 91 | 0.019126 | 0.125 | 0.08 | 261 | 0 | 0.364 | 1 | 3 | cs | TRUE
97 | LV_135-2_0_6_line_97 |  | 90 | 92 | 0.021684 | 0.125 | 0.08 | 261 | 0 | 0.364 | 1 | 3 | cs | TRUE
98 | LV_135-2_0_6_line_98 |  | 91 | 93 | 0.022105 | 0.125 | 0.08 | 261 | 0 | 0.364 | 1 | 1 | cs | TRUE
99 | LV_135-2_0_6_line_99 |  | 91 | 94 | 0.030173 | 0.125 | 0.08 | 261 | 0 | 0.364 | 1 | 3 | cs | TRUE
100 | LV_135-2_0_6_line_100 |  | 92 | 95 | 0.0097275 | 0.125 | 0.08 | 261 | 0 | 0.364 | 1 | 2 | cs | TRUE
101 | LV_135-2_0_6_line_101 |  | 94 | 96 | 0.023378 | 0.125 | 0.08 | 261 | 0 | 0.364 | 1 | 3 | cs | TRUE
102 | LV_135-2_0_6_line_102 |  | 95 | 97 | 0.016728 | 0.125 | 0.08 | 261 | 0 | 0.364 | 1 | 1 | cs | TRUE
103 | LV_135-2_0_6_line_103 |  | 96 | 98 | 0.0092219 | 0.125 | 0.08 | 261 | 0 | 0.364 | 1 | 3 | cs | TRUE
104 | LV_135-2_0_6_line_104 |  | 97 | 101 | 0.0099994 | 0.125 | 0.08 | 261 | 0 | 0.364 | 1 | 1 | cs | TRUE
105 | LV_135-2_0_6_line_105 |  | 98 | 100 | 0.0066992 | 0.125 | 0.08 | 261 | 0 | 0.364 | 1 | 3 | cs | TRUE
106 | LV_135-2_0_6_line_106 |  | 99 | 100 | 0.021274 | 0.125 | 0.08 | 261 | 0 | 0.364 | 1 | 3 | cs | TRUE
107 | LV_135-2_0_6_line_107 |  | 101 | 102 | 0.031471 | 0.125 | 0.08 | 261 | 0 | 0.364 | 1 | 1 | cs | TRUE
108 | LV_135-2_0_6_line_108 |  | 102 | 103 | 0.024478 | 0.125 | 0.08 | 261 | 0 | 0.364 | 1 | 1 | cs | TRUE
109 | LV_135-2_0_6_line_109 |  | 103 | 104 | 0.038748 | 0.125 | 0.08 | 261 | 0 | 0.364 | 1 | 1 | cs | TRUE
110 | LV_135-2_0_6_line_110 |  | 104 | 117 | 0.014802 | 0.125 | 0.08 | 261 | 0 | 0.364 | 1 | 1 | cs | TRUE
111 | LV_135-2_0_6_line_111 |  | 105 | 106 | 0.0059827 | 0.125 | 0.08 | 261 | 0 | 0.364 | 1 | 1 | cs | TRUE
112 | LV_135-2_0_6_line_112 |  | 105 | 107 | 0.020245 | 0.125 | 0.08 | 261 | 0 | 0.364 | 1 | 1 | cs | TRUE
113 | LV_135-2_0_6_line_113 |  | 106 | 108 | 0.02643 | 0.125 | 0.08 | 261 | 0 | 0.364 | 1 | 1 | cs | TRUE
114 | LV_135-2_0_6_line_114 |  | 108 | 109 | 0.024447 | 0.125 | 0.08 | 261 | 0 | 0.364 | 1 | 1 | cs | TRUE
115 | LV_135-2_0_6_line_115 |  | 109 | 114 | 0.011473 | 0.125 | 0.08 | 261 | 0 | 0.364 | 1 | 1 | cs | TRUE
116 | LV_135-2_0_6_line_116 |  | 110 | 115 | 0.005723 | 0.125 | 0.08 | 261 | 0 | 0.364 | 1 | 3 | cs | TRUE
117 | LV_135-2_0_6_line_117 |  | 111 | 112 | 0.0049899 | 0.125 | 0.08 | 261 | 0 | 0.364 | 1 | 1 | cs | TRUE
118 | LV_135-2_0_6_line_118 |  | 112 | 113 | 0.01496 | 0.125 | 0.08 | 261 | 0 | 0.364 | 1 | 1 | cs | TRUE
119 | LV_135-2_0_6_line_119 |  | 113 | 116 | 0.0034196 | 0.125 | 0.08 | 261 | 0 | 0.364 | 1 | 1 | cs | TRUE
120 | LV_135-2_0_6_line_120 |  | 114 | 138 | 0.0053854 | 0.125 | 0.08 | 261 | 0 | 0.364 | 1 | 1 | cs | TRUE
121 | LV_135-2_0_6_line_121 |  | 114 | 116 | 0.040587 | 0.125 | 0.08 | 261 | 0 | 0.364 | 1 | 1 | cs | TRUE
122 | LV_135-2_0_6_line_122 |  | 115 | 139 | 0.0059288 | 0.125 | 0.08 | 261 | 0 | 0.364 | 1 | 3 | cs | TRUE
123 | LV_135-2_0_6_line_123 |  | 116 | 130 | 0.037225 | 0.125 | 0.08 | 261 | 0 | 0.364 | 1 | 1 | cs | TRUE
124 | LV_135-2_0_6_line_124 |  | 117 | 121 | 0.028173 | 0.125 | 0.08 | 261 | 0 | 0.364 | 1 | 1 | cs | TRUE
125 | LV_135-2_0_6_line_125 |  | 118 | 119 | 0.016616 | 0.125 | 0.08 | 261 | 0 | 0.364 | 1 | 3 | cs | TRUE
126 | LV_135-2_0_6_line_126 |  | 118 | 120 | 0.023329 | 0.125 | 0.08 | 261 | 0 | 0.364 | 1 | 3 | cs | TRUE
127 | LV_135-2_0_6_line_127 |  | 119 | 122 | 0.018884 | 0.125 | 0.08 | 261 | 0 | 0.364 | 1 | 3 | cs | TRUE
128 | LV_135-2_0_6_line_128 |  | 119 | 123 | 0.015797 | 0.125 | 0.08 | 261 | 0 | 0.364 | 1 | 1 | cs | TRUE
129 | LV_135-2_0_6_line_129 |  | 121 | 124 | 0.0002569 | 0.125 | 0.08 | 261 | 0 | 0.364 | 1 | 1 | cs | TRUE
130 | LV_135-2_0_6_line_130 |  | 122 | 136 | 0.0032759 | 0.125 | 0.08 | 261 | 0 | 0.364 | 1 | 3 | cs | TRUE
131 | LV_135-2_0_6_line_131 |  | 123 | 127 | 0.024665 | 0.125 | 0.08 | 261 | 0 | 0.364 | 1 | 1 | cs | TRUE
132 | LV_135-2_0_6_line_132 |  | 124 | 125 | 0.023224 | 0.125 | 0.08 | 261 | 0 | 0.364 | 1 | 1 | cs | TRUE
133 | LV_135-2_0_6_line_133 |  | 126 | 127 | 0.055575 | 0.125 | 0.08 | 261 | 0 | 0.364 | 1 | 1 | cs | TRUE
134 | LV_135-2_0_6_line_134 |  | 126 | 128 | 0.033324 | 0.125 | 0.08 | 261 | 0 | 0.364 | 1 | 1 | cs | TRUE
135 | LV_135-2_0_6_line_135 |  | 129 | 130 | 0.030597 | 0.125 | 0.08 | 261 | 0 | 0.364 | 1 | 1 | cs | TRUE
136 | LV_135-2_0_6_line_136 |  | 132 | 134 | 0.020603 | 0.125 | 0.08 | 261 | 0 | 0.364 | 1 | 1 | cs | TRUE
137 | LV_135-2_0_6_line_137 |  | 133 | 135 | 0.0057035 | 0.125 | 0.08 | 261 | 0 | 0.364 | 1 | 3 | cs | TRUE
138 | LV_135-2_0_6_line_138 |  | 134 | 137 | 0.011957 | 0.125 | 0.08 | 261 | 0 | 0.364 | 1 | 1 | cs | TRUE
139 | LV_135-2_0_6_line_139 |  | 135 | 147 | 0.0095707 | 0.125 | 0.08 | 261 | 0 | 0.364 | 1 | 3 | cs | TRUE
140 | LV_135-2_0_6_line_140 |  | 139 | 141 | 0.01436 | 0.125 | 0.08 | 261 | 0 | 0.364 | 1 | 3 | cs | TRUE
141 | LV_135-2_0_6_line_141 |  | 141 | 142 | 0.0058911 | 0.125 | 0.08 | 261 | 0 | 0.364 | 1 | 3 | cs | TRUE
142 | LV_135-2_0_6_line_142 |  | 142 | 143 | 0.0057011 | 0.125 | 0.08 | 261 | 0 | 0.364 | 1 | 3 | cs | TRUE
143 | LV_135-2_0_6_line_143 |  | 143 | 144 | 0.0057007 | 0.125 | 0.08 | 261 | 0 | 0.364 | 1 | 3 | cs | TRUE
144 | LV_135-2_0_6_line_144 |  | 144 | 145 | 0.014371 | 0.125 | 0.08 | 261 | 0 | 0.364 | 1 | 3 | cs | TRUE
145 | LV_135-2_0_6_line_145 |  | 145 | 146 | 0.0057813 | 0.125 | 0.08 | 261 | 0 | 0.364 | 1 | 3 | cs | TRUE
146 | LV_135-2_0_6_line_146 |  | 146 | 147 | 0.004992 | 0.125 | 0.08 | 261 | 0 | 0.364 | 1 | 3 | cs | TRUE

## trafo
| name | std_type | hv_bus | lv_bus | sn_mva | vn_hv_kv | vn_lv_kv | vk_percent | vkr_percent | pfe_kw | i0_percent | shift_degree | tap_side | tap_neutral | tap_min | tap_max | tap_step_percent | tap_step_degree | tap_pos | tap_phase_shifter | parallel | df | in_service
0 | LV_135-2_0_6_trafo_53 | 0.63 MVA 20/0.4 kV | 148 | 9 | 0.63 | 20 | 0.4 | 6 | 1.206 | 1.65 | 0.2619 | 150 | hv | 0 | -2 | 2 | 2.5 | 0 | 0 | FALSE | 1 | 1 | TRUE

## line_geodata
| x0 | y0 | x1 | y1 | x2 | y2 | x3 | y3 | x4 | y4 | x5 | y5 | x6 | y6 | x7 | y7 | x8 | y8
0 | 2683168.2355 | 1242660.0968 | 2683169.8939 | 1242660.6351
1 | 2683168.2355 | 1242660.0968 | 2683155.4324 | 1242655.9409 | 2683152.8811 | 1242655.1268 | 2683130.4527 | 1242648.5244
2 | 2683174.5041 | 1242662.1316 | 2683169.8939 | 1242660.6351
3 | 2683112.7944 | 1242643.6348 | 2683116.4768 | 1242644.6538 | 2683130.235 | 1242648.4603 | 2683130.4527 | 1242648.5244
4 | 2683199.1535 | 1242670.2417 | 2683188.0712 | 1242666.4614 | 2683179.6341 | 1242663.7968 | 2683174.5041 | 1242662.1316
5 | 2683107.8539 | 1242661.7231 | 2683112.7944 | 1242643.6348
6 | 2683112.7944 | 1242643.6348 | 2683119.7883 | 1242620.3492 | 2683128.4376 | 1242590.5603
7 | 2683199.1535 | 1242670.2417 | 2683207.5676 | 1242644.4252
8 | 2683199.1535 | 1242670.2417 | 2683184.5491 | 1242715.0243
9 | 2683107.8539 | 1242661.7231 | 2683105.0029 | 1242671.754
10 | 2683131.8461 | 1242578.8214 | 2683128.4376 | 1242590.5603
11 | 2683212.2607 | 1242630.0258 | 2683207.5676 | 1242644.4252
12 | 2683184.5491 | 1242715.0243 | 2683183.4517 | 1242718.3892
13 | 2683105.0029 | 1242671.754 | 2683100.5886 | 1242687.2854
14 | 2683131.8461 | 1242578.8214 | 2683139.7307 | 1242556.727 | 2683148.7955 | 1242531.3356
15 | 2683092.2705 | 1242563.723 | 2683097.2728 | 1242554.175 | 2683106.442 | 1242547.2206 | 2683113.372 | 1242549.0078 | 2683126.8339 | 1242570.7343 | 2683131.8461 | 1242578.8214
16 | 2683148.7955 | 1242531.3356 | 2683170.2101 | 1242538.5186 | 2683173.4223 | 1242541.2656 | 2683174.3505 | 1242546.2378 | 2683173.0981 | 1242551.4462 | 2683168.1712 | 1242555.0687
17 | 2683092.2705 | 1242563.723 | 2683092.2286 | 1242570.6989
18 | 2683095.3859 | 1242708.2848 | 2683093.13 | 1242719.2919 | 2683091.6702 | 1242728.3202
19 | 2683097.3657 | 1242698.6252 | 2683095.3859 | 1242708.2848
20 | 2683091.6702 | 1242728.3202 | 2683091.5658 | 1242728.9658
21 | 2683097.3657 | 1242698.6252 | 2683100.5886 | 1242687.2854
22 | 2683097.3657 | 1242698.6252 | 2683083.605 | 1242694.3817
23 | 2683087.1652 | 1242753.7143 | 2683087.4494 | 1242752.4475 | 2683090.0842 | 1242738.1296 | 2683091.5658 | 1242728.9658
24 | 2683087.1652 | 1242753.7143 | 2683084.7886 | 1242764.3077 | 2683079.4477 | 1242782.6799
25 | 2683072.4152 | 1242806.4782 | 2683075.9807 | 1242794.6063 | 2683079.4477 | 1242782.6799
26 | 2682987.6785 | 1242746.7797 | 2682987.0952 | 1242742.8032 | 2682985.3413 | 1242733.6276 | 2682984.6379 | 1242726.6238 | 2682983.012 | 1242721.8087 | 2682982.1495 | 1242719.0677
27 | 2682984.1164 | 1242756.338 | 2682988.8415 | 1242756.304 | 2682988.3029 | 1242751.0372 | 2682987.6785 | 1242746.7797
28 | 2682984.1164 | 1242756.338 | 2682984.1869 | 1242768.0475 | 2682983.5236 | 1242776.0106 | 2682982.261 | 1242787.3678 | 2682984.5948 | 1242793.4604 | 2682986.2819 | 1242796.0637 | 2682988.8722 | 1242799.4913 | 2682994.6289 | 1242805.1536
29 | 2682994.6289 | 1242805.1536 | 2682998.6146 | 1242801.7847 | 2683002.2193 | 1242798.088
30 | 2682994.6289 | 1242805.1536 | 2683009.8846 | 1242822.9354
31 | 2683011.3671 | 1242777.713 | 2683010.8878 | 1242779.3401 | 2683002.2193 | 1242798.088 | 2683002.2193 | 1242798.088
32 | 2683009.8846 | 1242822.9354 | 2683023.0129 | 1242834.9944 | 2683033.1777 | 1242844.2132
33 | 2683087.4393 | 1242846.7496 | 2683097.1939 | 1242817.9262
34 | 2683086.0875 | 1242850.744 | 2683086.0875 | 1242850.744 | 2683087.4393 | 1242846.7496
35 | 2683106.194 | 1242786.139 | 2683100.8026 | 1242807.263 | 2683097.1939 | 1242817.9262
36 | 2683070.2515 | 1242871.1815 | 2683086.0875 | 1242850.744
37 | 2683110.041 | 1242771.0662 | 2683106.194 | 1242786.139
38 | 2683070.2515 | 1242871.1815 | 2683077.8042 | 1242877.5919 | 2683095.5709 | 1242892.5514
39 | 2683070.2515 | 1242871.1815 | 2683053.2264 | 1242857.778
40 | 2683095.5709 | 1242892.5514 | 2683110.6945 | 1242905.1501 | 2683119.1126 | 1242910.5037
41 | 2683043.548 | 1242852.0051 | 2683046.4922 | 1242853.9143 | 2683053.2264 | 1242857.778
42 | 2683153.0016 | 1242931.7619 | 2683138.8248 | 1242921.189 | 2683125.6047 | 1242914.6324 | 2683119.1126 | 1242910.5037
43 | 2683043.548 | 1242852.0051 | 2683033.9337 | 1242844.8988 | 2683033.1777 | 1242844.2132
44 | 2683145.4063 | 1242821.1944 | 2683138.4993 | 1242833.3209 | 2683134.7492 | 1242839.4056
45 | 2683145.4063 | 1242821.1944 | 2683146.7301 | 1242818.8702 | 2683155.0763 | 1242800.496 | 2683160.1625 | 1242787.9249
46 | 2683165.455 | 1242773.5775 | 2683162.1398 | 1242783.0379 | 2683160.1625 | 1242787.9249
47 | 2683165.455 | 1242773.5775 | 2683182.8039 | 1242779.5331
48 | 2683165.455 | 1242773.5775 | 2683167.9986 | 1242765.7742
49 | 2683153.0016 | 1242931.7619 | 2683156.6549 | 1242928.9111 | 2683167.983 | 1242914.5928 | 2683178.534 | 1242901.2532
50 | 2683201.5217 | 1242785.9586 | 2683182.8039 | 1242779.5331
51 | 2683167.9986 | 1242765.7742 | 2683180.3147 | 1242728.0085
52 | 2683167.9986 | 1242765.7742 | 2683151.4586 | 1242759.2822 | 2683150.6699 | 1242758.9919
53 | 2683178.534 | 1242901.2532 | 2683174.393 | 1242891.9773 | 2683176.7652 | 1242883.7138
54 | 2683178.534 | 1242901.2532 | 2683186.7402 | 1242890.705 | 2683213.995 | 1242853.5017
55 | 2683150.6699 | 1242758.9919 | 2683136.7694 | 1242753.8764
56 | 2683180.3147 | 1242728.0085 | 2683183.4517 | 1242718.3892
57 | 2683017.0489 | 1242723.488 | 2683018.1932 | 1242732.6863 | 2683018.7125 | 1242745.8142 | 2683017.2766 | 1242753.1353
58 | 2683017.2766 | 1242753.1353 | 2683014.626 | 1242766.6499 | 2683011.5322 | 1242777.1526
59 | 2683011.5322 | 1242777.1526 | 2683011.3671 | 1242777.713
60 | 2683231.5677 | 1242571.2357 | 2683232.2005 | 1242569.1196
61 | 2683240.2454 | 1242542.2142 | 2683232.2005 | 1242569.1196
62 | 2683231.5677 | 1242571.2357 | 2683221.9669 | 1242600.1308
63 | 2683231.5677 | 1242571.2357 | 2683257.321 | 1242578.3567
64 | 2683240.2454 | 1242542.2142 | 2683243.7842 | 1242530.5402
65 | 2683285.6349 | 1242554.0372 | 2683240.2454 | 1242542.2142
66 | 2683221.433 | 1242601.7379 | 2683221.9669 | 1242600.1308
67 | 2683285.6349 | 1242554.0372 | 2683290.2462 | 1242537.7547
68 | 2683221.433 | 1242601.7379 | 2683215.4665 | 1242620.1898 | 2683212.2607 | 1242630.0258
69 | 2683221.433 | 1242601.7379 | 2683238.9781 | 1242606.6889
70 | 2683292.921 | 1242528.3098 | 2683290.2462 | 1242537.7547
71 | 2683240.9024 | 1242607.2319 | 2683238.9781 | 1242606.6889
72 | 2683292.921 | 1242528.3098 | 2683298.9826 | 1242530.0294 | 2683314.2926 | 1242517.5575
73 | 2683292.921 | 1242528.3098 | 2683295.4429 | 1242519.5871
74 | 2683201.5217 | 1242785.9586 | 2683211.7131 | 1242789.6486
75 | 2683201.5217 | 1242785.9586 | 2683200.4939 | 1242795.7805
76 | 2683211.7131 | 1242789.6486 | 2683209.0021 | 1242803.9877 | 2683205.8151 | 1242817.9652
77 | 2683211.7131 | 1242789.6486 | 2683217.7461 | 1242757.1708
78 | 2683200.4939 | 1242795.7805 | 2683200.2472 | 1242798.1385 | 2683198.9282 | 1242802.9784
79 | 2683314.2926 | 1242517.5575 | 2683313.8335 | 1242528.1698 | 2683314.3862 | 1242541.1154
80 | 2683315.8884 | 1242576.3065 | 2683314.3862 | 1242541.1154
81 | 2683295.4429 | 1242519.5871 | 2683300.9889 | 1242500.4049
82 | 2683240.9024 | 1242607.2319 | 2683255.6614 | 1242611.3967
83 | 2683092.072 | 1242596.7775 | 2683092.2286 | 1242570.6989
84 | 2683092.072 | 1242596.7775 | 2683072.2079 | 1242596.3116
85 | 2683303.9419 | 1242703.296 | 2683303.8879 | 1242703.711
86 | 2683303.9419 | 1242703.296 | 2683306.1629 | 1242686.2209 | 2683309.0554 | 1242678.2208
87 | 2683300.5176 | 1242729.621 | 2683303.8879 | 1242703.711
88 | 2683309.4413 | 1242677.1532 | 2683309.0554 | 1242678.2208
89 | 2683300.5176 | 1242729.621 | 2683299.7429 | 1242735.5764
90 | 2683309.4413 | 1242677.1532 | 2683321.0413 | 1242645.0692
91 | 2683299.7429 | 1242735.5764 | 2683299.3154 | 1242738.8629 | 2683294.3442 | 1242756.6317
92 | 2683324.751 | 1242634.8144 | 2683323.962 | 1242636.9907 | 2683321.0413 | 1242645.0692
93 | 2683294.3442 | 1242756.6317 | 2683293.744 | 1242758.7769 | 2683286.239 | 1242780.0572
94 | 2683324.751 | 1242634.8144 | 2683329.9313 | 1242620.5245
95 | 2683345.9131 | 1242819.3204 | 2683358.2397 | 1242789.749
96 | 2683338.5544 | 1242836.9737 | 2683345.9131 | 1242819.3204
97 | 2683366.5825 | 1242769.7348 | 2683358.2397 | 1242789.749
98 | 2683338.5544 | 1242836.9737 | 2683329.9934 | 1242857.3537
99 | 2683338.5544 | 1242836.9737 | 2683334.9656 | 1242835.222 | 2683336.8758 | 1242830.0117 | 2683319.3308 | 1242819.1596
100 | 2683370.3252 | 1242760.7561 | 2683366.5825 | 1242769.7348
101 | 2683299.4484 | 1242806.8616 | 2683319.3308 | 1242819.1596
102 | 2683376.7612 | 1242745.3163 | 2683370.3252 | 1242760.7561
103 | 2683299.4484 | 1242806.8616 | 2683295.3045 | 1242804.2984 | 2683291.7685 | 1242801.766
104 | 2683376.7612 | 1242745.3163 | 2683380.6085 | 1242736.0867
105 | 2683291.7685 | 1242801.766 | 2683286.322 | 1242797.8654
106 | 2683286.239 | 1242780.0572 | 2683281.2417 | 1242794.2271 | 2683286.322 | 1242797.8654
107 | 2683380.6085 | 1242736.0867 | 2683392.717 | 1242707.0386
108 | 2683402.135 | 1242684.4452 | 2683392.717 | 1242707.0386
109 | 2683375.9042 | 1242655.856 | 2683402.135 | 1242684.4452
110 | 2683375.9042 | 1242655.856 | 2683370.2659 | 1242669.5418
111 | 2683212.4332 | 1242889.72 | 2683211.1956 | 1242894.4172 | 2683210.7299 | 1242895.4415
112 | 2683209.0659 | 1242914.2128 | 2683207.1191 | 1242910.7274 | 2683206.2271 | 1242907.4903 | 2683208.0054 | 1242901.4331 | 2683210.7299 | 1242895.4415
113 | 2683212.4332 | 1242889.72 | 2683214.3986 | 1242887.0345 | 2683218.6592 | 1242884.0032 | 2683220.9982 | 1242881.0894 | 2683223.6893 | 1242876.7796 | 2683226.5408 | 1242873.9731 | 2683231.1216 | 1242871.8358
114 | 2683248.0763 | 1242856.8294 | 2683242.1502 | 1242857.8692 | 2683237.6043 | 1242860.752 | 2683234.7049 | 1242863.7469 | 2683233.1378 | 1242868.217 | 2683231.1216 | 1242871.8358
115 | 2683257.2712 | 1242850.1758 | 2683256.1247 | 1242851.6163 | 2683252.8978 | 1242854.2396 | 2683248.0763 | 1242856.8294
116 | 2683178.3442 | 1242878.2129 | 2683176.7652 | 1242883.7138
117 | 2683216.9439 | 1242849.4764 | 2683213.995 | 1242853.5017
118 | 2683216.9439 | 1242849.4764 | 2683223.4641 | 1242840.5725 | 2683225.4947 | 1242837.2141
119 | 2683227.264 | 1242834.2879 | 2683225.4947 | 1242837.2141
120 | 2683257.2712 | 1242850.1758 | 2683257.9344 | 1242848.1725 | 2683261.0075 | 1242849.305
121 | 2683257.2712 | 1242850.1758 | 2683250.5031 | 1242847.6568 | 2683250.8051 | 1242846.071 | 2683247.2617 | 1242844.8537 | 2683246.9127 | 1242846.0163 | 2683243.4608 | 1242844.7448 | 2683236.9772 | 1242842.4188 | 2683238.2144 | 1242837.755 | 2683227.264 | 1242834.2879
122 | 2683179.9782 | 1242872.5137 | 2683179.9405 | 1242872.6522 | 2683178.3442 | 1242878.2129
123 | 2683227.264 | 1242834.2879 | 2683243.5006 | 1242807.4406 | 2683245.893 | 1242802.1021
124 | 2683370.2659 | 1242669.5418 | 2683359.5344 | 1242695.5906
125 | 2683337.8823 | 1242598.5917 | 2683321.2963 | 1242596.9688
126 | 2683337.8823 | 1242598.5917 | 2683329.9313 | 1242620.5245
127 | 2683321.2963 | 1242596.9688 | 2683316.4671 | 1242589.8625 | 2683316.0282 | 1242579.5794
128 | 2683307.0474 | 1242603.8738 | 2683321.2963 | 1242596.9688
129 | 2683359.4365 | 1242695.8281 | 2683359.5344 | 1242695.5906
130 | 2683315.8884 | 1242576.3065 | 2683316.0282 | 1242579.5794
131 | 2683307.0474 | 1242603.8738 | 2683300.3036 | 1242613.0635 | 2683295.1455 | 1242625.2855
132 | 2683347.2983 | 1242715.0304 | 2683354.193 | 1242708.5559 | 2683359.4365 | 1242695.8281
133 | 2683281.5431 | 1242678.9527 | 2683289.7466 | 1242638.0779 | 2683295.1455 | 1242625.2855
134 | 2683281.5431 | 1242678.9527 | 2683274.9856 | 1242711.6255
135 | 2683258.4061 | 1242774.1805 | 2683245.893 | 1242802.1021
136 | 2683221.509 | 1242736.9143 | 2683217.7461 | 1242757.1708
137 | 2683198.9282 | 1242802.9784 | 2683197.4285 | 1242808.4812
138 | 2683223.6927 | 1242725.1588 | 2683221.509 | 1242736.9143
139 | 2683194.9121 | 1242817.7151 | 2683197.4285 | 1242808.4812
140 | 2683179.9782 | 1242872.5137 | 2683183.7539 | 1242858.6592
141 | 2683183.7539 | 1242858.6592 | 2683185.3029 | 1242852.9754
142 | 2683186.8019 | 1242847.4749 | 2683185.3029 | 1242852.9754
143 | 2683188.3008 | 1242841.9747 | 2683186.8019 | 1242847.4749
144 | 2683192.0794 | 1242828.1094 | 2683188.3008 | 1242841.9747
145 | 2683192.0794 | 1242828.1094 | 2683193.5995 | 1242822.5315
146 | 2683193.5995 | 1242822.5315 | 2683194.9121 | 1242817.7151

## bus_geodata
| x | y | coords
0 | 2683168.2355 | 1242660.0968
1 | 2683169.8939 | 1242660.6351
2 | 2683130.4527 | 1242648.5244
3 | 2683174.5041 | 1242662.1316
4 | 2683112.7944 | 1242643.6348
5 | 2683199.1535 | 1242670.2417
6 | 2683107.8539 | 1242661.7231
7 | 2683128.4376 | 1242590.5603
8 | 2683207.5676 | 1242644.4252
9 | 2683184.5491 | 1242715.0243
10 | 2683105.0029 | 1242671.754
11 | 2683131.8461 | 1242578.8214
12 | 2683148.7955 | 1242531.3356
13 | 2683092.2705 | 1242563.723
14 | 2683095.3859 | 1242708.2848
15 | 2683091.6702 | 1242728.3202
16 | 2683097.3657 | 1242698.6252
17 | 2683091.5658 | 1242728.9658
18 | 2683100.5886 | 1242687.2854
19 | 2683083.605 | 1242694.3817
20 | 2683087.1652 | 1242753.7143
21 | 2683079.4477 | 1242782.6799
22 | 2683072.4152 | 1242806.4782
23 | 2682982.1495 | 1242719.0677
24 | 2682987.6785 | 1242746.7797
25 | 2682984.1164 | 1242756.338
26 | 2682994.6289 | 1242805.1536
27 | 2683002.2193 | 1242798.088
28 | 2683009.8846 | 1242822.9354
29 | 2683087.4393 | 1242846.7496
30 | 2683097.1939 | 1242817.9262
31 | 2683086.0875 | 1242850.744
32 | 2683106.194 | 1242786.139
33 | 2683070.2515 | 1242871.1815
34 | 2683110.041 | 1242771.0662
35 | 2683095.5709 | 1242892.5514
36 | 2683053.2264 | 1242857.778
37 | 2683119.1126 | 1242910.5037
38 | 2683043.548 | 1242852.0051
39 | 2683134.7492 | 1242839.4056
40 | 2683145.4063 | 1242821.1944
41 | 2683160.1625 | 1242787.9249
42 | 2683165.455 | 1242773.5775
43 | 2683153.0016 | 1242931.7619
44 | 2683182.8039 | 1242779.5331
45 | 2683167.9986 | 1242765.7742
46 | 2683178.534 | 1242901.2532
47 | 2683136.7694 | 1242753.8764
48 | 2683150.6699 | 1242758.9919
49 | 2683180.3147 | 1242728.0085
50 | 2683183.4517 | 1242718.3892
51 | 2683033.1777 | 1242844.2132
52 | 2683017.0489 | 1242723.488
53 | 2683017.2766 | 1242753.1353
54 | 2683011.5322 | 1242777.1526
55 | 2683011.3671 | 1242777.713
56 | 2683232.2005 | 1242569.1196
57 | 2683231.5677 | 1242571.2357
58 | 2683240.2454 | 1242542.2142
59 | 2683221.9669 | 1242600.1308
60 | 2683257.321 | 1242578.3567
61 | 2683243.7842 | 1242530.5402
62 | 2683285.6349 | 1242554.0372
63 | 2683221.433 | 1242601.7379
64 | 2683290.2462 | 1242537.7547
65 | 2683212.2607 | 1242630.0258
66 | 2683238.9781 | 1242606.6889
67 | 2683292.921 | 1242528.3098
68 | 2683201.5217 | 1242785.9586
69 | 2683211.7131 | 1242789.6486
70 | 2683200.4939 | 1242795.7805
71 | 2683314.2926 | 1242517.5575
72 | 2683314.3862 | 1242541.1154
73 | 2683300.9889 | 1242500.4049
74 | 2683295.4429 | 1242519.5871
75 | 2683240.9024 | 1242607.2319
76 | 2683255.6614 | 1242611.3967
77 | 2683168.1712 | 1242555.0687
78 | 2683092.2286 | 1242570.6989
79 | 2683092.072 | 1242596.7775
80 | 2683303.9419 | 1242703.296
81 | 2683303.8879 | 1242703.711
82 | 2683309.0554 | 1242678.2208
83 | 2683300.5176 | 1242729.621
84 | 2683309.4413 | 1242677.1532
85 | 2683299.7429 | 1242735.5764
86 | 2683321.0413 | 1242645.0692
87 | 2683294.3442 | 1242756.6317
88 | 2683324.751 | 1242634.8144
89 | 2683345.9131 | 1242819.3204
90 | 2683358.2397 | 1242789.749
91 | 2683338.5544 | 1242836.9737
92 | 2683366.5825 | 1242769.7348
93 | 2683329.9934 | 1242857.3537
94 | 2683319.3308 | 1242819.1596
95 | 2683370.3252 | 1242760.7561
96 | 2683299.4484 | 1242806.8616
97 | 2683376.7612 | 1242745.3163
98 | 2683291.7685 | 1242801.766
99 | 2683286.239 | 1242780.0572
100 | 2683286.322 | 1242797.8654
101 | 2683380.6085 | 1242736.0867
102 | 2683392.717 | 1242707.0386
103 | 2683402.135 | 1242684.4452
104 | 2683375.9042 | 1242655.856
105 | 2683210.7299 | 1242895.4415
106 | 2683212.4332 | 1242889.72
107 | 2683209.0659 | 1242914.2128
108 | 2683231.1216 | 1242871.8358
109 | 2683248.0763 | 1242856.8294
110 | 2683176.7652 | 1242883.7138
111 | 2683213.995 | 1242853.5017
112 | 2683216.9439 | 1242849.4764
113 | 2683225.4947 | 1242837.2141
114 | 2683257.2712 | 1242850.1758
115 | 2683178.3442 | 1242878.2129
116 | 2683227.264 | 1242834.2879
117 | 2683370.2659 | 1242669.5418
118 | 2683337.8823 | 1242598.5917
119 | 2683321.2963 | 1242596.9688
120 | 2683329.9313 | 1242620.5245
121 | 2683359.5344 | 1242695.5906
122 | 2683316.0282 | 1242579.5794
123 | 2683307.0474 | 1242603.8738
124 | 2683359.4365 | 1242695.8281
125 | 2683347.2983 | 1242715.0304
126 | 2683281.5431 | 1242678.9527
127 | 2683295.1455 | 1242625.2855
128 | 2683274.9856 | 1242711.6255
129 | 2683258.4061 | 1242774.1805
130 | 2683245.893 | 1242802.1021
131 | 2683205.8151 | 1242817.9652
132 | 2683217.7461 | 1242757.1708
133 | 2683198.9282 | 1242802.9784
134 | 2683221.509 | 1242736.9143
135 | 2683197.4285 | 1242808.4812
136 | 2683315.8884 | 1242576.3065
137 | 2683223.6927 | 1242725.1588
138 | 2683261.0075 | 1242849.305
139 | 2683179.9782 | 1242872.5137
140 | 2683072.2079 | 1242596.3116
141 | 2683183.7539 | 1242858.6592
142 | 2683185.3029 | 1242852.9754
143 | 2683186.8019 | 1242847.4748
144 | 2683188.3008 | 1242841.9747
145 | 2683192.0794 | 1242828.1094
146 | 2683193.5995 | 1242822.5315
147 | 2683194.9121 | 1242817.7151
148 | 2683199.1535 | 1242670.2417

## line_std_types
| c_nf_per_km | r_ohm_per_km | x_ohm_per_km | max_i_ka | type | q_mm2 | alpha | voltage_rating
NAYY 4x50 SE | 210 | 0.642 | 0.083 | 0.142 | cs | 50 | 0.00403 | LV
NAYY 4x120 SE | 264 | 0.225 | 0.08 | 0.242 | cs | 120 | 0.00403 | LV
NAYY 4x150 SE | 261 | 0.208 | 0.08 | 0.27 | cs | 150 | 0.00403 | LV
NA2XS2Y 1x95 RM/25 12/20 kV | 216 | 0.313 | 0.132 | 0.252 | cs | 95 | 0.00403 | MV
NA2XS2Y 1x185 RM/25 12/20 kV | 273 | 0.161 | 0.117 | 0.362 | cs | 185 | 0.00403 | MV
NA2XS2Y 1x240 RM/25 12/20 kV | 304 | 0.122 | 0.112 | 0.421 | cs | 240 | 0.00403 | MV
NA2XS2Y 1x95 RM/25 6/10 kV | 315 | 0.313 | 0.123 | 0.249 | cs | 95 | 0.00403 | MV
NA2XS2Y 1x185 RM/25 6/10 kV | 406 | 0.161 | 0.11 | 0.358 | cs | 185 | 0.00403 | MV
NA2XS2Y 1x240 RM/25 6/10 kV | 456 | 0.122 | 0.105 | 0.416 | cs | 240 | 0.00403 | MV
NA2XS2Y 1x150 RM/25 12/20 kV | 250 | 0.206 | 0.116 | 0.319 | cs | 150 | 0.00403 | MV
NA2XS2Y 1x120 RM/25 12/20 kV | 230 | 0.253 | 0.119 | 0.283 | cs | 120 | 0.00403 | MV
NA2XS2Y 1x70 RM/25 12/20 kV | 190 | 0.443 | 0.132 | 0.22 | cs | 70 | 0.00403 | MV
NA2XS2Y 1x150 RM/25 6/10 kV | 360 | 0.206 | 0.11 | 0.315 | cs | 150 | 0.00403 | MV
NA2XS2Y 1x120 RM/25 6/10 kV | 340 | 0.253 | 0.113 | 0.28 | cs | 120 | 0.00403 | MV
NA2XS2Y 1x70 RM/25 6/10 kV | 280 | 0.443 | 0.123 | 0.217 | cs | 70 | 0.00403 | MV
N2XS(FL)2Y 1x120 RM/35 64/110 kV | 112 | 0.153 | 0.166 | 0.366 | cs | 120 | 0.00393 | HV
N2XS(FL)2Y 1x185 RM/35 64/110 kV | 125 | 0.099 | 0.156 | 0.457 | cs | 185 | 0.00393 | HV
N2XS(FL)2Y 1x240 RM/35 64/110 kV | 135 | 0.075 | 0.149 | 0.526 | cs | 240 | 0.00393 | HV
N2XS(FL)2Y 1x300 RM/35 64/110 kV | 144 | 0.06 | 0.144 | 0.588 | cs | 300 | 0.00393 | HV
15-AL1/3-ST1A 0.4 | 11 | 1.8769 | 0.35 | 0.105 | ol | 16 | 0.00403 | LV
24-AL1/4-ST1A 0.4 | 11.25 | 1.2012 | 0.335 | 0.14 | ol | 24 | 0.00403 | LV
48-AL1/8-ST1A 0.4 | 12.2 | 0.5939 | 0.3 | 0.21 | ol | 48 | 0.00403 | LV
94-AL1/15-ST1A 0.4 | 13.2 | 0.306 | 0.29 | 0.35 | ol | 94 | 0.00403 | LV
34-AL1/6-ST1A 10.0 | 9.7 | 0.8342 | 0.36 | 0.17 | ol | 34 | 0.00403 | MV
48-AL1/8-ST1A 10.0 | 10.1 | 0.5939 | 0.35 | 0.21 | ol | 48 | 0.00403 | MV
70-AL1/11-ST1A 10.0 | 10.4 | 0.4132 | 0.339 | 0.29 | ol | 70 | 0.00403 | MV
94-AL1/15-ST1A 10.0 | 10.75 | 0.306 | 0.33 | 0.35 | ol | 94 | 0.00403 | MV
122-AL1/20-ST1A 10.0 | 11.1 | 0.2376 | 0.323 | 0.41 | ol | 122 | 0.00403 | MV
149-AL1/24-ST1A 10.0 | 11.25 | 0.194 | 0.315 | 0.47 | ol | 149 | 0.00403 | MV
34-AL1/6-ST1A 20.0 | 9.15 | 0.8342 | 0.382 | 0.17 | ol | 34 | 0.00403 | MV
48-AL1/8-ST1A 20.0 | 9.5 | 0.5939 | 0.372 | 0.21 | ol | 48 | 0.00403 | MV
70-AL1/11-ST1A 20.0 | 9.7 | 0.4132 | 0.36 | 0.29 | ol | 70 | 0.00403 | MV
94-AL1/15-ST1A 20.0 | 10 | 0.306 | 0.35 | 0.35 | ol | 94 | 0.00403 | MV
122-AL1/20-ST1A 20.0 | 10.3 | 0.2376 | 0.344 | 0.41 | ol | 122 | 0.00403 | MV
149-AL1/24-ST1A 20.0 | 10.5 | 0.194 | 0.337 | 0.47 | ol | 149 | 0.00403 | MV
184-AL1/30-ST1A 20.0 | 10.75 | 0.1571 | 0.33 | 0.535 | ol | 184 | 0.00403 | MV
243-AL1/39-ST1A 20.0 | 11 | 0.1188 | 0.32 | 0.645 | ol | 243 | 0.00403 | MV
48-AL1/8-ST1A 110.0 | 8 | 0.5939 | 0.46 | 0.21 | ol | 48 | 0.00403 | HV
70-AL1/11-ST1A 110.0 | 8.4 | 0.4132 | 0.45 | 0.29 | ol | 70 | 0.00403 | HV
94-AL1/15-ST1A 110.0 | 8.65 | 0.306 | 0.44 | 0.35 | ol | 94 | 0.00403 | HV
122-AL1/20-ST1A 110.0 | 8.5 | 0.2376 | 0.43 | 0.41 | ol | 122 | 0.00403 | HV
149-AL1/24-ST1A 110.0 | 8.75 | 0.194 | 0.41 | 0.47 | ol | 149 | 0.00403 | HV
184-AL1/30-ST1A 110.0 | 8.8 | 0.1571 | 0.4 | 0.535 | ol | 184 | 0.00403 | HV
243-AL1/39-ST1A 110.0 | 9 | 0.1188 | 0.39 | 0.645 | ol | 243 | 0.00403 | HV
305-AL1/39-ST1A 110.0 | 9.2 | 0.0949 | 0.38 | 0.74 | ol | 305 | 0.00403 | HV
490-AL1/64-ST1A 110.0 | 9.75 | 0.059 | 0.37 | 0.96 | ol | 490 | 0.00403 | HV
679-AL1/86-ST1A 110.0 | 9.95 | 0.042 | 0.36 | 1.15 | ol | 679 | 0.00403 | HV
490-AL1/64-ST1A 220.0 | 10 | 0.059 | 0.285 | 0.96 | ol | 490 | 0.00403 | HV
679-AL1/86-ST1A 220.0 | 11.7 | 0.042 | 0.275 | 1.15 | ol | 679 | 0.00403 | HV
490-AL1/64-ST1A 380.0 | 11 | 0.059 | 0.253 | 0.96 | ol | 490 | 0.00403 | HV
679-AL1/86-ST1A 380.0 | 14.6 | 0.042 | 0.25 | 1.15 | ol | 679 | 0.00403 | HV

## trafo_std_types
| i0_percent | pfe_kw | vkr_percent | sn_mva | vn_lv_kv | vn_hv_kv | vk_percent | shift_degree | vector_group | tap_side | tap_neutral | tap_min | tap_max | tap_step_degree | tap_step_percent | tap_phase_shifter
160 MVA 380/110 kV | 0.06 | 60 | 0.25 | 160 | 110 | 380 | 12.2 | 0 | Yy0 | hv | 0 | -9 | 9 | 0 | 1.5 | FALSE
100 MVA 220/110 kV | 0.06 | 55 | 0.26 | 100 | 110 | 220 | 12 | 0 | Yy0 | hv | 0 | -9 | 9 | 0 | 1.5 | FALSE
63 MVA 110/20 kV | 0.04 | 22 | 0.32 | 63 | 20 | 110 | 18 | 150 | YNd5 | hv | 0 | -9 | 9 | 0 | 1.5 | FALSE
40 MVA 110/20 kV | 0.05 | 18 | 0.34 | 40 | 20 | 110 | 16.2 | 150 | YNd5 | hv | 0 | -9 | 9 | 0 | 1.5 | FALSE
25 MVA 110/20 kV | 0.07 | 14 | 0.41 | 25 | 20 | 110 | 12 | 150 | YNd5 | hv | 0 | -9 | 9 | 0 | 1.5 | FALSE
63 MVA 110/10 kV | 0.04 | 22 | 0.32 | 63 | 10 | 110 | 18 | 150 | YNd5 | hv | 0 | -9 | 9 | 0 | 1.5 | FALSE
40 MVA 110/10 kV | 0.05 | 18 | 0.34 | 40 | 10 | 110 | 16.2 | 150 | YNd5 | hv | 0 | -9 | 9 | 0 | 1.5 | FALSE
25 MVA 110/10 kV | 0.07 | 14 | 0.41 | 25 | 10 | 110 | 12 | 150 | YNd5 | hv | 0 | -9 | 9 | 0 | 1.5 | FALSE
0.25 MVA 20/0.4 kV | 0.32 | 0.8 | 1.44 | 0.25 | 0.4 | 20 | 6 | 150 | Yzn5 | hv | 0 | -2 | 2 | 0 | 2.5 | FALSE
0.4 MVA 20/0.4 kV | 0.3375 | 1.35 | 1.425 | 0.4 | 0.4 | 20 | 6 | 150 | Dyn5 | hv | 0 | -2 | 2 | 0 | 2.5 | FALSE
0.63 MVA 20/0.4 kV | 0.2619 | 1.65 | 1.206 | 0.63 | 0.4 | 20 | 6 | 150 | Dyn5 | hv | 0 | -2 | 2 | 0 | 2.5 | FALSE
0.25 MVA 10/0.4 kV | 0.24 | 0.6 | 1.2 | 0.25 | 0.4 | 10 | 4 | 150 | Dyn5 | hv | 0 | -2 | 2 | 0 | 2.5 | FALSE
0.4 MVA 10/0.4 kV | 0.2375 | 0.95 | 1.325 | 0.4 | 0.4 | 10 | 4 | 150 | Dyn5 | hv | 0 | -2 | 2 | 0 | 2.5 | FALSE
0.63 MVA 10/0.4 kV | 0.1873 | 1.18 | 1.0794 | 0.63 | 0.4 | 10 | 4 | 150 | Dyn5 | hv | 0 | -2 | 2 | 0 | 2.5 | FALSE

## trafo3w_std_types
| sn_hv_mva | sn_mv_mva | sn_lv_mva | vn_hv_kv | vn_mv_kv | vn_lv_kv | vk_hv_percent | vk_mv_percent | vk_lv_percent | vkr_hv_percent | vkr_mv_percent | vkr_lv_percent | pfe_kw | i0_percent | shift_mv_degree | shift_lv_degree | vector_group | tap_side | tap_neutral | tap_min | tap_max | tap_step_percent
63/25/38 MVA 110/20/10 kV | 63 | 25 | 38 | 110 | 20 | 10 | 10.4 | 10.4 | 10.4 | 0.28 | 0.32 | 0.35 | 35 | 0.89 | 0 | 0 | YN0yn0yn0 | hv | 0 | -10 | 10 | 1.2
63/25/38 MVA 110/10/10 kV | 63 | 25 | 38 | 110 | 10 | 10 | 10.4 | 10.4 | 10.4 | 0.28 | 0.32 | 0.35 | 35 | 0.89 | 0 | 0 | YN0yn0yn0 | hv | 0 | -10 | 10 | 1.2

## fuse_std_types
| fuse_type | i_rated_a | t_avg | t_min | t_total | x_avg | x_min | x_total
HV 100A | HV 100A | 100 | 0 | [10.0, 3.64, 0.854, 0.281, 0.1, 0.0531, 0.022, 0.01] | [10.0, 4.267, 1.21, 0.403, 0.1, 0.058, 0.022, 0.01] | 0 | [300.0, 350.0, 450.0, 550.0, 700.0, 850.0, 1200.0, 1752.0] | [600.0, 700.0, 900.0, 1150.0, 1665.0, 2000.0, 3000.0, 4313.0]
HV 10A | HV 10A | 10 | 0 | [10.0, 1675.0, 0.344, 0.156, 0.1, 0.0417, 0.0171, 0.01] | [10.0, 1.3, 0.3, 0.155, 0.1, 0.0555, 0.023, 0.01] | 0 | [30.0, 32.0, 35.0, 37.0, 39.0, 50.0, 70.0, 88.0] | [60.0, 70.0, 80.0, 87.0, 94.0, 110.0, 150.0, 216.0]
HV 125A | HV 125A | 125 | 0 | [10.0, 1.82, 0.344, 0.1, 0.0467, 0.0269, 0.01] | [10.0, 2.478, 0.426, 0.1, 0.0427, 0.0211, 0.01] | 0 | [375.0, 500.0, 700.0, 925.0, 1200.0, 1500.0, 2341.0] | [750.0, 1000.0, 1500.0, 2200.0, 3000.0, 4000.0, 5765.0]
HV 160A | HV 160A | 160 | 0 | [10.0, 4.15, 1.03, 0.198, 0.1, 0.051, 0.0172, 0.01] | [10.0, 2.3, 0.734, 0.274, 0.1, 0.046, 0.0177, 0.01] | 0 | [480.0, 550.0, 700.0, 1000.0, 1260.0, 1600.0, 2500.0, 3227.0] | [960.0, 1300.0, 1700.0, 2200.0, 2996.0, 4000.0, 6000.0, 7946.0]
HV 16A | HV 16A | 16 | 0 | [10.0, 0.352, 0.164, 0.1, 0.0649, 0.0342, 0.01] | [10.0, 2.34, 0.722, 0.181, 0.1, 0.055, 0.0296, 0.01] | 0 | [48.0, 60.0, 65.0, 71.0, 80.0, 100.0, 162.0] | [96.0, 110.0, 125.0, 150.0, 168.0, 200.0, 250.0, 398.0]
HV 200A | HV 200A | 200 | 0 | [10.0, 4.267, 1.21, 0.403, 0.1, 0.058, 0.022, 0.01] | [10.0, 3.73, 1.654, 0.328, 0.1, 0.0531, 0.019, 0.01] | 0 | [600.0, 700.0, 900.0, 1150.0, 1665.0, 2000.0, 3000.0, 4313.0] | [1200.0, 1500.0, 1800.0, 2700.0, 3960.0, 5000.0, 7500.0, 10620.0]
HV 20A | HV 20A | 20 | 0 | [10.0, 1.3, 0.3, 0.155, 0.1, 0.0555, 0.023, 0.01] | [10.0, 1.3, 0.161, 0.1, 0.0611, 0.0399, 0.0141, 0.01] | 0 | [60.0, 70.0, 80.0, 87.0, 94.0, 110.0, 150.0, 216.0] | [120.0, 150.0, 200.0, 223.0, 260.0, 300.0, 450.0, 532.0]
HV 25A | HV 25A | 25 | 0 | [10.0, 2.512, 0.833, 0.299, 0.1, 0.0372, 0.0223, 0.01] | [10.0, 3.125, 0.597, 0.198, 0.1, 0.0378, 0.022, 0.01] | 0 | [75.0, 82.0, 90.0, 100.0, 124.0, 170.0, 200.0, 289.0] | [150.0, 170.0, 210.0, 250.0, 294.0, 400.0, 500.0, 711.0]
HV 31.5A | HV 31.5A | 31.5 | 0 | [10.0, 2.34, 0.722, 0.181, 0.1, 0.055, 0.0296, 0.01] | [10.0, 2.84, 0.368, 0.164, 0.1, 0.0621, 0.0378, 0.0195, 0.01] | 0 | [95.0, 110.0, 125.0, 150.0, 165.0, 200.0, 250.0, 390.0] | [189.0, 220.0, 300.0, 350.0, 393.0, 450.0, 530.0, 700.0, 960.0]
HV 40A | HV 40A | 40 | 0 | [10.0, 1.3, 0.161, 0.1, 0.0611, 0.0399, 0.0141, 0.01] | [10.0, 2.05, 0.369, 0.198, 0.1, 0.051, 0.0298, 0.01] | 0 | [120.0, 150.0, 200.0, 223.0, 260.0, 300.0, 450.0, 532.0] | [240.0, 300.0, 400.0, 450.0, 530.0, 650.0, 800.0, 1311.0]
HV 50A | HV 50A | 50 | 0 | [10.0, 3.215, 0.597, 0.198, 0.1, 0.0378, 0.022, 0.01] | [10.0, 3.64, 0.854, 0.281, 0.1, 0.0531, 0.022, 0.01] | 0 | [150.0, 170.0, 210.0, 250.0, 294.0, 400.0, 500.0, 711.0] | [300.0, 350.0, 450.0, 550.0, 700.0, 850.0, 1200.0, 1752.0]
HV 6.3A | HV 6.3A | 6.3 | 0 | [10.0, 1.39, 0.344, 0.168, 0.1, 0.056, 0.0263, 0.01] | [10.0, 1.711, 0.516, 0.198, 0.1, 0.0634, 0.0303, 0.01] | 0 | [19.0, 19.5, 20.4, 20.8, 22.0, 25.0, 32.0, 48.0] | [38.0, 40.0, 43.0, 48.0, 53.0, 60.0, 75.0, 118.0]
HV 63A | HV 63A | 63 | 0 | [10.0, 2.84, 0.368, 0.164, 0.1, 0.0621, 0.0378, 0.0195, 0.01] | [10.0, 1.82, 0.344, 0.1, 0.0467, 0.0269, 0.01] | 0 | [189.0, 220.0, 300.0, 350.0, 393.0, 450.0, 530.0, 700.0, 961.0] | [378.0, 500.0, 700.0, 934.0, 1200.0, 1500.0, 2366.0]
HV 80A | HV 80A | 80 | 0 | [10.0, 2.05, 0.369, 0.198, 0.1, 0.051, 0.0298, 0.01] | [10.0, 4.15, 1.03, 0.198, 0.1, 0.051, 0.0172, 0.01] | 0 | [240.0, 300.0, 400.0, 450.0, 530.0, 650.0, 800.0, 1311.0] | [480.0, 550.0, 700.0, 1000.0, 1260.0, 1600.0, 2500.0, 3227.0]
Siemens NH-1-100 | Siemens NH-1-100 | 100 | [5400.0, 2000.0, 400.0, 20.0, 1.0, 0.2, 0.012, 0.004] | 0 | 0 | [150.0, 190.0, 250.0, 430.0, 900.0, 1250.0, 2700.0, 3600.0] | 0 | 0
Siemens NH-1-125 | Siemens NH-1-125 | 125 | [4800.0, 120.0, 7.0, 0.1, 0.004] | 0 | 0 | [180.0, 400.0, 740.0, 2000.0, 4250.0] | 0 | 0
Siemens NH-1-16 | Siemens NH-1-16 | 16 | [4000.0, 400.0, 2.0, 0.1, 0.04, 0.01] | 0 | 0 | [26.0, 35.0, 75.0, 150.0, 200.0, 300.0] | 0 | 0
Siemens NH-1-160 | Siemens NH-1-160 | 160 | [4800.0, 120.0, 7.0, 0.1, 0.004] | 0 | 0 | [210.0, 500.0, 900.0, 2300.0, 5000.0] | 0 | 0
Siemens NH-1-25 | Siemens NH-1-25 | 25 | [4000.0, 1000.0, 10.0, 0.2, 0.02, 0.01] | 0 | 0 | [40.0, 50.0, 100.0, 210.0, 400.0, 500.0] | 0 | 0
Siemens NH-1-50 | Siemens NH-1-50 | 50 | [4000.0, 40.0, 4.0, 1.0, 0.02, 0.01] | 0 | 0 | [86.0, 200.0, 300.0, 400.0, 1000.0, 1280.0] | 0 | 0
Siemens NH-1-63 | Siemens NH-1-63 | 63 | [4000.0, 100.0, 10.0, 2.0, 0.04, 0.01] | 0 | 0 | [100.0, 200.0, 300.0, 400.0, 1000.0, 1500.0] | 0 | 0
Siemens NH-1-80 | Siemens NH-1-80 | 80 | [4800.0, 120.0, 7.0, 0.1, 0.01] | 0 | 0 | [150.58, 250.0, 450.0, 1150.0, 2470.0] | 0 | 0
Siemens NH-2-1000 | Siemens NH-2-1000 | 1000 | [4800.0, 120.0, 7.0, 0.1, 0.004] | 0 | 0 | [1900.0, 3500.0, 8400.0, 24000.0, 52000.0] | 0 | 0
Siemens NH-2-200 | Siemens NH-2-200 | 200 | [4800.0, 120.0, 7.0, 0.1, 0.004] | 0 | 0 | [280.0, 650.0, 1200.0, 3000.0, 7000.0] | 0 | 0
Siemens NH-2-224 | Siemens NH-2-224 | 224 | [4800.0, 120.0, 7.0, 0.2, 0.04, 0.004] | 0 | 0 | [400.0, 750.0, 1453.0, 3025.0, 4315.0, 7600.0] | 0 | 0
Siemens NH-2-250 | Siemens NH-2-250 | 250 | [4800.0, 120.0, 7.0, 0.1, 0.004] | 0 | 0 | [450.0, 800.0, 1650.0, 4000.0, 8500.0] | 0 | 0
Siemens NH-2-315 | Siemens NH-2-315 | 315 | [4800.0, 120.0, 7.0, 0.1, 0.004] | 0 | 0 | [550.0, 920.0, 1900.0, 5000.0, 11000.0] | 0 | 0
Siemens NH-2-355 | Siemens NH-2-355 | 355 | [4800.0, 120.0, 6.0, 0.1, 0.004] | 0 | 0 | [650.0, 1116.27, 2350.0, 5840.0, 12790.0] | 0 | 0
Siemens NH-2-400 | Siemens NH-2-400 | 400 | [4800.0, 120.0, 7.0, 0.1, 0.004] | 0 | 0 | [720.0, 1350.0, 2800.0, 6500.0, 15000.0] | 0 | 0
Siemens NH-2-425 | Siemens NH-2-425 | 425 | [4800.0, 120.0, 7.0, 0.1, 0.004] | 0 | 0 | [850.0, 1500.0, 3050.0, 7500.0, 16500.0] | 0 | 0
Siemens NH-2-630 | Siemens NH-2-630 | 630 | [4800.0, 120.0, 7.0, 0.1, 0.004] | 0 | 0 | [1200.0, 2000.0, 4800.0, 12000.0, 26000.0] | 0 | 0

## res_bus
| vm_pu | va_degree | p_mw | q_mvar
0 | 0.99185 | -0.15559 | 0.0084912 | 0.0021281
1 | 0.99199 | -0.15292 | 0.008866 | 0.002222
2 | 0.98902 | -0.21031 | 0.01256 | 0.0031478
3 | 0.99241 | -0.14475 | 0.013493 | 0.0033815
4 | 0.98792 | -0.23168 | 0 | 0
5 | 0.995 | -0.094918 | 0 | 0
6 | 0.98723 | -0.245 | 0 | 0
7 | 0.98662 | -0.25701 | 0.0088574 | 0.0022199
8 | 0.99303 | -0.13265 | 0.0099392 | 0.002491
9 | 1 | 0 | -0.60153 | -0.15376
10 | 0.98685 | -0.25242 | 0.0071259 | 0.0017859
11 | 0.98643 | -0.26068 | 0 | 0
12 | 0.98594 | -0.27012 | 0 | 0
13 | 0.98605 | -0.26795 | 0 | 0
14 | 0.98585 | -0.27195 | 0.0053847 | 0.0013495
15 | 0.98549 | -0.27885 | 0.0055337 | 0.0013869
16 | 0.98607 | -0.26767 | 0 | 0
17 | 0.98549 | -0.27901 | 0.0023841 | 0.00059751
18 | 0.98637 | -0.26186 | 0.005141 | 0.0012884
19 | 0.98602 | -0.26851 | 0.003256 | 0.00081603
20 | 0.98523 | -0.28394 | 0.0027629 | 0.00069244
21 | 0.98501 | -0.28834 | 0.0027807 | 0.00069692
22 | 0.98488 | -0.29075 | 0.005392 | 0.0013514
23 | 0.97112 | -0.5574 | 0.0041617 | 0.001043
24 | 0.97123 | -0.55522 | 0.0038921 | 0.00097546
25 | 0.97134 | -0.55309 | 0 | 0
26 | 0.97174 | -0.54519 | 0 | 0
27 | 0.97152 | -0.54951 | 0.0076532 | 0.0019181
28 | 0.97241 | -0.53197 | 0 | 0
29 | 0.97375 | -0.50552 | 0.0090439 | 0.0022666
30 | 0.97314 | -0.51771 | 0.010749 | 0.0026939
31 | 0.97387 | -0.50313 | 0.010285 | 0.0025775
32 | 0.9728 | -0.52442 | 0.005686 | 0.001425
33 | 0.97486 | -0.48362 | 0 | 0
34 | 0.97272 | -0.52595 | 0.0053389 | 0.001338
35 | 0.97726 | -0.43671 | 0 | 0
36 | 0.97413 | -0.49803 | 0 | 0
37 | 0.9794 | -0.3949 | 0.01919 | 0.0048094
38 | 0.97375 | -0.50553 | 0 | 0
39 | 0.99449 | -0.1048 | 0.0089329 | 0.0022388
40 | 0.99466 | -0.10148 | 0.0073771 | 0.0018489
41 | 0.9952 | -0.091021 | 0.006219 | 0.0015586
42 | 0.99551 | -0.084958 | 0 | 0
43 | 0.98301 | -0.32472 | 0 | 0
44 | 0.99436 | -0.10699 | 0.0039499 | 0.00098995
45 | 0.99609 | -0.074037 | 0 | 0
46 | 0.9866 | -0.25546 | 0 | 0
47 | 0.99587 | -0.078241 | 0.0045295 | 0.0011352
48 | 0.99593 | -0.077062 | 0.004722 | 0.0011834
49 | 0.99898 | -0.019206 | 0.0039415 | 0.00098783
50 | 0.99973 | -0.0050593 | 0.0056229 | 0.0014092
51 | 0.97331 | -0.51419 | 0.0056818 | 0.001424
52 | 0.97097 | -0.56051 | 0.0029402 | 0.00073688
53 | 0.97105 | -0.55889 | 0.0038755 | 0.0009713
54 | 0.97121 | -0.55577 | 0.003876 | 0.00097141
55 | 0.97121 | -0.55566 | 0.0042031 | 0.0010534
56 | 0.98808 | -0.22775 | 0.012559 | 0.0031477
57 | 0.98819 | -0.22555 | 0 | 0
58 | 0.98673 | -0.2537 | 0 | 0
59 | 0.98992 | -0.19225 | 0.0084403 | 0.0021153
60 | 0.98779 | -0.23341 | 0.016486 | 0.0041317
61 | 0.98652 | -0.25792 | 0.019313 | 0.0048403
62 | 0.98477 | -0.29166 | 0 | 0
63 | 0.99002 | -0.19032 | 0 | 0
64 | 0.98406 | -0.30544 | 0.0099361 | 0.0024902
65 | 0.99197 | -0.15287 | 0.013493 | 0.0033816
66 | 0.98968 | -0.19691 | 0.0049588 | 0.0012428
67 | 0.98368 | -0.31285 | 0 | 0
68 | 0.99313 | -0.13035 | 0 | 0
69 | 0.99291 | -0.13453 | 0 | 0
70 | 0.99258 | -0.14076 | 0.0014921 | 0.00037397
71 | 0.98278 | -0.33038 | 0 | 0
72 | 0.98196 | -0.34632 | 0.0023404 | 0.00058656
73 | 0.9835 | -0.31638 | 0.0036451 | 0.00091355
74 | 0.98357 | -0.31507 | 0.009932 | 0.0024892
75 | 0.98966 | -0.19746 | 0.010404 | 0.0026074
76 | 0.98959 | -0.19881 | 0.0049595 | 0.001243
77 | 0.98553 | -0.27823 | 0.010449 | 0.0026187
78 | 0.98601 | -0.26874 | 0.0036523 | 0.00091536
79 | 0.98595 | -0.26997 | 0 | 0
80 | 0.97717 | -0.43999 | 0.001612 | 0.00040401
81 | 0.97716 | -0.44016 | 0.0048002 | 0.001203
82 | 0.97772 | -0.42911 | 0.0027237 | 0.00068263
83 | 0.97665 | -0.45021 | 0.0023004 | 0.00057653
84 | 0.97775 | -0.42861 | 0.0011837 | 0.00029665
85 | 0.97653 | -0.45244 | 0.0048358 | 0.001212
86 | 0.97852 | -0.41338 | 0.0016669 | 0.00041775
87 | 0.97615 | -0.45987 | 0.0022506 | 0.00056404
88 | 0.97878 | -0.40841 | 0.0020426 | 0.00051194
89 | 0.97449 | -0.49257 | 0.0018984 | 0.00047577
90 | 0.97421 | -0.49823 | 0.0031252 | 0.00078326
91 | 0.97468 | -0.48897 | 0 | 0
92 | 0.97403 | -0.50166 | 0.0023141 | 0.00057996
93 | 0.97463 | -0.48982 | 0.0020925 | 0.00052443
94 | 0.97498 | -0.4829 | 0.0025424 | 0.00063719
95 | 0.97393 | -0.50375 | 0.0047974 | 0.0012023
96 | 0.97524 | -0.47784 | 0.00068717 | 0.00017222
97 | 0.97363 | -0.50949 | 0.0034444 | 0.00086324
98 | 0.97534 | -0.4758 | 0.0056813 | 0.0014239
99 | 0.97574 | -0.468 | 0.0068506 | 0.0017169
100 | 0.97543 | -0.47409 | 0.0051087 | 0.0012804
101 | 0.97349 | -0.51228 | 0.0016113 | 0.00040383
102 | 0.97309 | -0.52015 | 0.0031055 | 0.00077831
103 | 0.97285 | -0.52488 | 0 | 0
104 | 0.97248 | -0.53237 | 0 | 0
105 | 0.97992 | -0.38573 | 0.0073133 | 0.0018329
106 | 0.97999 | -0.38439 | 0 | 0
107 | 0.97982 | -0.38759 | 0.0050439 | 0.0012641
108 | 0.98029 | -0.37847 | 0.0049752 | 0.0012469
109 | 0.98068 | -0.37078 | 0.0060913 | 0.0015266
110 | 0.98792 | -0.23006 | 0.0021686 | 0.00054351
111 | 0.98358 | -0.31405 | 0.0027604 | 0.00069181
112 | 0.98334 | -0.31873 | 0 | 0
113 | 0.98262 | -0.33279 | 0.0012532 | 0.00031408
114 | 0.98093 | -0.36591 | 0 | 0
115 | 0.98819 | -0.22483 | 0.0022476 | 0.00056331
116 | 0.98246 | -0.33593 | 0 | 0
117 | 0.97233 | -0.53523 | 0.0011837 | 0.00029665
118 | 0.9797 | -0.39028 | 0 | 0
119 | 0.98011 | -0.38243 | 0 | 0
120 | 0.97914 | -0.4013 | 0.00082311 | 0.00020629
121 | 0.97209 | -0.54006 | 0.0065045 | 0.0016302
122 | 0.98066 | -0.3716 | 0.0030782 | 0.00077148
123 | 0.97986 | -0.38726 | 0 | 0
124 | 0.97209 | -0.54008 | 0.0011845 | 0.00029685
125 | 0.97205 | -0.54077 | 0.0016131 | 0.00040428
126 | 0.97895 | -0.4051 | 0.0050234 | 0.001259
127 | 0.97948 | -0.3948 | 0.006628 | 0.0016611
128 | 0.97879 | -0.40824 | 0.0051769 | 0.0012974
129 | 0.98199 | -0.34521 | 0.0046588 | 0.0011676
130 | 0.98212 | -0.34263 | 0.0053122 | 0.0013314
131 | 0.99282 | -0.13634 | 0.0035272 | 0.000884
132 | 0.99236 | -0.14526 | 0.0038008 | 0.00095257
133 | 0.99218 | -0.14848 | 0.0022151 | 0.00055515
134 | 0.99209 | -0.15057 | 0.01049 | 0.0026291
135 | 0.99187 | -0.15438 | 0.0022127 | 0.00055454
136 | 0.98076 | -0.36966 | 0.011944 | 0.0029935
137 | 0.99204 | -0.15144 | 0.0040692 | 0.0010198
138 | 0.98084 | -0.36761 | 0.017427 | 0.0043675
139 | 0.98848 | -0.21933 | 0.0022097 | 0.00055381
140 | 0.9859 | -0.27091 | 0.0026359 | 0.00066062
141 | 0.98918 | -0.20585 | 0.0021495 | 0.00053871
142 | 0.98947 | -0.20024 | 0.002211 | 0.00055414
143 | 0.98976 | -0.19475 | 0.0022121 | 0.00055441
144 | 0.99005 | -0.18919 | 0.0022107 | 0.00055405
145 | 0.99079 | -0.17498 | 0.0021324 | 0.00053444
146 | 0.99109 | -0.1692 | 0.0021385 | 0.00053596
147 | 0.99136 | -0.16415 | 0.0017344 | 0.00043469
148 | 0.99998 | 149.9956 | 0 | 0

## res_line
| p_from_mw | q_from_mvar | p_to_mw | q_to_mvar | pl_mw | ql_mvar | i_from_ka | i_to_ka | i_ka | vm_from_pu | va_from_degree | vm_to_pu | va_to_degree | loading_percent
0 | -0.086801 | -0.021902 | 0.086813 | 0.021909 | 1.1097e-05 | 7.0795e-06 | 0.13028 | 0.13028 | 0.13028 | 0.99185 | -0.15559 | 0.99199 | -0.15292 | 35.79
1 | 0.07831 | 0.019774 | -0.078106 | -0.019643 | 0.00020473 | 0.00013052 | 0.11754 | 0.11754 | 0.11754 | 0.99185 | -0.15559 | 0.98902 | -0.21031 | 32.2904
2 | -0.095679 | -0.024131 | 0.095716 | 0.024155 | 3.7467e-05 | 2.3917e-05 | 0.14357 | 0.14357 | 0.14357 | 0.99199 | -0.15292 | 0.99241 | -0.14475 | 39.4436
3 | 0.065546 | 0.016495 | -0.065479 | -0.016453 | 6.6854e-05 | 4.2552e-05 | 0.09864 | 0.09864 | 0.09864 | 0.98902 | -0.21031 | 0.98792 | -0.23168 | 27.0989
4 | -0.10921 | -0.027536 | 0.10947 | 0.027703 | 0.00026112 | 0.00016678 | 0.16381 | 0.16381 | 0.16381 | 0.99241 | -0.14475 | 0.995 | -0.094918 | 45.0014
5 | 0.039839 | 0.010013 | -0.039814 | -0.0099967 | 2.5326e-05 | 1.5969e-05 | 0.060016 | 0.060016 | 0.060016 | 0.98792 | -0.23168 | 0.98723 | -0.245 | 16.4879
6 | 0.02564 | 0.00644 | -0.025609 | -0.0064209 | 3.0955e-05 | 1.9104e-05 | 0.038624 | 0.038624 | 0.038624 | 0.98792 | -0.23168 | 0.98662 | -0.25701 | 10.6111
7 | 0.23896 | 0.060915 | -0.23852 | -0.060638 | 0.00043434 | 0.00027692 | 0.35772 | 0.35772 | 0.35772 | 0.995 | -0.094918 | 0.99303 | -0.13265 | 32.7587
8 | -0.34843 | -0.088618 | 0.35003 | 0.089641 | 0.0016015 | 0.0010231 | 0.52153 | 0.52153 | 0.52153 | 0.995 | -0.094918 | 1 | 0 | 47.7591
9 | 0.039814 | 0.0099967 | -0.0398 | -0.0099878 | 1.4086e-05 | 8.8815e-06 | 0.060016 | 0.060016 | 0.060016 | 0.98723 | -0.245 | 0.98685 | -0.25242 | 16.4879
10 | 0.016751 | 0.004201 | -0.016749 | -0.0041993 | 2.9261e-06 | 1.7166e-06 | 0.025266 | 0.025266 | 0.025266 | 0.98662 | -0.25701 | 0.98643 | -0.26068 | 6.9411
11 | 0.22858 | 0.058147 | -0.22836 | -0.058006 | 0.0002225 | 0.00014182 | 0.34283 | 0.34283 | 0.34283 | 0.99303 | -0.13265 | 0.99197 | -0.15287 | 31.3948
12 | 0.24985 | 0.064122 | -0.24978 | -0.064083 | 6.1324e-05 | 3.9108e-05 | 0.37231 | 0.37231 | 0.37231 | 1 | 0 | 0.99973 | -0.0050593 | 34.0942
13 | 0.032674 | 0.0082019 | -0.032659 | -0.0081927 | 1.4699e-05 | 9.2015e-06 | 0.049271 | 0.049271 | 0.049271 | 0.98685 | -0.25242 | 0.98637 | -0.26186 | 13.5361
14 | 0.010458 | 0.0026231 | -0.010453 | -0.0026208 | 4.7058e-06 | 2.3684e-06 | 0.015776 | 0.015776 | 0.015776 | 0.98643 | -0.26068 | 0.98594 | -0.27012 | 4.3341
15 | 0.0062909 | 0.0015762 | -0.0062887 | -0.0015756 | 2.1788e-06 | 5.7115e-07 | 0.0094896 | 0.0094899 | 0.0094899 | 0.98643 | -0.26068 | 0.98605 | -0.26795 | 2.6071
16 | 0.010453 | 0.0026208 | -0.010449 | -0.0026187 | 4.0381e-06 | 2.0329e-06 | 0.015776 | 0.015776 | 0.015776 | 0.98594 | -0.27012 | 0.98553 | -0.27823 | 4.3342
17 | 0.0062887 | 0.0015756 | -0.0062885 | -0.0015756 | 2.356e-07 | 6.1799e-08 | 0.0094899 | 0.0094899 | 0.0094899 | 0.98605 | -0.26795 | 0.98601 | -0.26874 | 2.6071
18 | 0.018865 | 0.004731 | -0.018858 | -0.0047273 | 6.1971e-06 | 3.7064e-06 | 0.028475 | 0.028475 | 0.028475 | 0.98585 | -0.27195 | 0.98549 | -0.27885 | 7.8228
19 | -0.024249 | -0.0060805 | 0.024254 | 0.0060836 | 4.9539e-06 | 3.0447e-06 | 0.036602 | 0.036602 | 0.036602 | 0.98585 | -0.27195 | 0.98607 | -0.26767 | 10.0556
20 | 0.013325 | 0.0033404 | -0.013325 | -0.0033404 | 9.9282e-08 | 5.5207e-08 | 0.02012 | 0.02012 | 0.02012 | 0.98549 | -0.27885 | 0.98549 | -0.27901 | 5.5273
21 | -0.02751 | -0.0068995 | 0.027518 | 0.0069042 | 7.6196e-06 | 4.7261e-06 | 0.041516 | 0.041516 | 0.041516 | 0.98607 | -0.26767 | 0.98637 | -0.26186 | 11.4055
22 | 0.0032561 | 0.00081593 | -0.003256 | -0.00081603 | 1.3038e-07 | -1.0024e-07 | 0.0049136 | 0.0049137 | 0.0049137 | 0.98607 | -0.26767 | 0.98602 | -0.26851 | 1.3499
23 | 0.01094 | 0.0027428 | -0.010938 | -0.0027415 | 2.5727e-06 | 1.3263e-06 | 0.01652 | 0.01652 | 0.01652 | 0.98549 | -0.27901 | 0.98523 | -0.28394 | 4.5384
24 | 0.008175 | 0.0020491 | -0.0081733 | -0.0020484 | 1.7145e-06 | 7.1544e-07 | 0.012347 | 0.012347 | 0.012347 | 0.98523 | -0.28394 | 0.98501 | -0.28834 | 3.3921
25 | 0.0053926 | 0.0013514 | -0.005392 | -0.0013514 | 6.1758e-07 | 7.9414e-08 | 0.0081464 | 0.0081465 | 0.0081465 | 0.98501 | -0.28834 | 0.98488 | -0.29075 | 2.238
26 | -0.0041617 | -0.001043 | 0.0041622 | 0.001043 | 4.3239e-07 | -7.4143e-08 | 0.0063768 | 0.0063767 | 0.0063768 | 0.97112 | -0.5574 | 0.97123 | -0.55522 | 1.7519
27 | -0.0080543 | -0.0020184 | 0.0080551 | 0.0020188 | 8.1784e-07 | 3.4615e-07 | 0.01234 | 0.01234 | 0.01234 | 0.97123 | -0.55522 | 0.97134 | -0.55309 | 3.3901
28 | -0.0080551 | -0.0020188 | 0.0080581 | 0.00202 | 3.0334e-06 | 1.2835e-06 | 0.01234 | 0.012339 | 0.01234 | 0.97134 | -0.55309 | 0.97174 | -0.54519 | 3.39
29 | 0.022558 | 0.0056566 | -0.022554 | -0.0056537 | 4.6459e-06 | 2.8448e-06 | 0.034544 | 0.034544 | 0.034544 | 0.97174 | -0.54519 | 0.97152 | -0.54951 | 9.4902
30 | -0.030616 | -0.0076766 | 0.030636 | 0.0076887 | 1.9289e-05 | 1.2055e-05 | 0.046884 | 0.046884 | 0.046884 | 0.97174 | -0.54519 | 0.97241 | -0.53197 | 12.8802
31 | 0.0149 | 0.0037357 | -0.014896 | -0.0037331 | 4.3658e-06 | 2.5174e-06 | 0.022823 | 0.022823 | 0.022823 | 0.97152 | -0.54951 | 0.97121 | -0.55566 | 6.2699
32 | -0.030636 | -0.0076887 | 0.030662 | 0.0077049 | 2.6005e-05 | 1.6251e-05 | 0.046884 | 0.046884 | 0.046884 | 0.97241 | -0.53197 | 0.97331 | -0.51419 | 12.8801
33 | 0.02179 | 0.0054666 | -0.021778 | -0.0054589 | 1.2654e-05 | 7.7201e-06 | 0.0333 | 0.0333 | 0.0333 | 0.97375 | -0.50552 | 0.97314 | -0.51771 | 9.1484
34 | -0.030834 | -0.0077333 | 0.030838 | 0.0077354 | 3.5112e-06 | 2.1947e-06 | 0.04712 | 0.04712 | 0.04712 | 0.97375 | -0.50552 | 0.97387 | -0.50313 | 12.9452
35 | 0.011029 | 0.002765 | -0.011025 | -0.0027631 | 3.5258e-06 | 1.8459e-06 | 0.016864 | 0.016865 | 0.016865 | 0.97314 | -0.51771 | 0.9728 | -0.52442 | 4.6331
36 | -0.041122 | -0.010313 | 0.041161 | 0.010337 | 3.828e-05 | 2.4177e-05 | 0.062835 | 0.062834 | 0.062835 | 0.97387 | -0.50313 | 0.97486 | -0.48362 | 17.2622
37 | 0.0053392 | 0.0013381 | -0.0053389 | -0.001338 | 3.891e-07 | 5.5909e-08 | 0.008167 | 0.0081671 | 0.0081671 | 0.9728 | -0.52442 | 0.97272 | -0.52595 | 2.2437
38 | -0.077557 | -0.019499 | 0.077731 | 0.019611 | 0.00017419 | 0.00011107 | 0.1184 | 0.1184 | 0.1184 | 0.97486 | -0.48362 | 0.97726 | -0.43671 | 32.5286
39 | 0.036397 | 0.0091623 | -0.036372 | -0.0091466 | 2.5046e-05 | 1.576e-05 | 0.05557 | 0.05557 | 0.05557 | 0.97486 | -0.48362 | 0.97413 | -0.49803 | 15.2664
40 | -0.077731 | -0.019611 | 0.077887 | 0.01971 | 0.00015593 | 9.9424e-05 | 0.1184 | 0.1184 | 0.1184 | 0.97726 | -0.43671 | 0.9794 | -0.3949 | 32.5286
41 | 0.036372 | 0.0091466 | -0.036359 | -0.0091384 | 1.3026e-05 | 8.1969e-06 | 0.05557 | 0.05557 | 0.05557 | 0.97413 | -0.49803 | 0.97375 | -0.50553 | 15.2665
42 | -0.097077 | -0.024519 | 0.097405 | 0.024729 | 0.00032771 | 0.00020923 | 0.14756 | 0.14756 | 0.14756 | 0.9794 | -0.3949 | 0.98301 | -0.32472 | 40.5382
43 | 0.036359 | 0.0091384 | -0.036344 | -0.0091289 | 1.5026e-05 | 9.4556e-06 | 0.05557 | 0.05557 | 0.05557 | 0.97375 | -0.50553 | 0.97331 | -0.51419 | 15.2665
44 | -0.0089329 | -0.0022388 | 0.0089343 | 0.0022394 | 1.4138e-06 | 6.3095e-07 | 0.013366 | 0.013366 | 0.013366 | 0.99449 | -0.1048 | 0.99466 | -0.10148 | 3.672
45 | -0.016311 | -0.0040883 | 0.01632 | 0.004093 | 8.1317e-06 | 4.7314e-06 | 0.024402 | 0.024402 | 0.024402 | 0.99466 | -0.10148 | 0.9952 | -0.091021 | 6.7039
46 | -0.022539 | -0.0056517 | 0.022545 | 0.0056556 | 6.5146e-06 | 3.9706e-06 | 0.033701 | 0.0337 | 0.033701 | 0.9952 | -0.091021 | 0.99551 | -0.084958 | 9.2584
47 | 0.2075 | 0.053121 | -0.20728 | -0.05298 | 0.00022112 | 0.0001408 | 0.31055 | 0.31055 | 0.31055 | 0.99551 | -0.084958 | 0.99436 | -0.10699 | 28.4384
48 | -0.23004 | -0.058776 | 0.23016 | 0.058854 | 0.00012156 | 7.7476e-05 | 0.34425 | 0.34425 | 0.34425 | 0.99551 | -0.084958 | 0.99609 | -0.074037 | 31.5244
49 | -0.097405 | -0.024729 | 0.09773 | 0.024937 | 0.00032578 | 0.00020799 | 0.14756 | 0.14756 | 0.14756 | 0.98301 | -0.32472 | 0.9866 | -0.25546 | 40.5382
50 | 0.20333 | 0.05199 | -0.2031 | -0.051844 | 0.00022957 | 0.00014616 | 0.30464 | 0.30464 | 0.30464 | 0.99436 | -0.10699 | 0.99313 | -0.13035 | 27.8971
51 | -0.23942 | -0.061173 | 0.24005 | 0.061579 | 0.00063663 | 0.00040589 | 0.35807 | 0.35807 | 0.35807 | 0.99609 | -0.074037 | 0.99898 | -0.019206 | 32.7902
52 | 0.009253 | 0.0023192 | -0.0092517 | -0.0023186 | 1.3334e-06 | 6.1115e-07 | 0.013823 | 0.013823 | 0.013823 | 0.99609 | -0.074037 | 0.99593 | -0.077062 | 3.7975
53 | -0.15285 | -0.038861 | 0.15304 | 0.03898 | 0.00018722 | 0.00011934 | 0.23074 | 0.23074 | 0.23074 | 0.9866 | -0.25546 | 0.98792 | -0.23006 | 31.6946
54 | 0.055124 | 0.013924 | -0.054969 | -0.013826 | 0.00015433 | 9.8012e-05 | 0.083178 | 0.083178 | 0.083178 | 0.9866 | -0.25546 | 0.98358 | -0.31405 | 22.8512
55 | -0.0045295 | -0.0011352 | 0.0045297 | 0.0011352 | 2.5441e-07 | -2.9907e-08 | 0.0067679 | 0.0067678 | 0.0067679 | 0.99587 | -0.078241 | 0.99593 | -0.077062 | 1.8593
56 | -0.24399 | -0.062567 | 0.24416 | 0.062674 | 0.00016752 | 0.00010681 | 0.36394 | 0.36394 | 0.36394 | 0.99898 | -0.019206 | 0.99973 | -0.0050593 | 33.3278
57 | -0.0029402 | -0.00073688 | 0.0029404 | 0.00073666 | 2.274e-07 | -2.2392e-07 | 0.0045059 | 0.0045058 | 0.0045059 | 0.97097 | -0.56051 | 0.97105 | -0.55889 | 1.2379
58 | -0.006816 | -0.001708 | 0.006817 | 0.0017083 | 1.0113e-06 | 3.4136e-07 | 0.010445 | 0.010444 | 0.010445 | 0.97105 | -0.55889 | 0.97121 | -0.55577 | 2.8694
59 | -0.010693 | -0.0026797 | 0.010693 | 0.0026797 | 5.8803e-08 | 3.0404e-08 | 0.016383 | 0.016383 | 0.016383 | 0.97121 | -0.55577 | 0.97121 | -0.55566 | 4.5008
60 | -0.16889 | -0.042818 | 0.16891 | 0.042829 | 1.7884e-05 | 1.1361e-05 | 0.25452 | 0.25452 | 0.25452 | 0.98808 | -0.22775 | 0.98819 | -0.22555 | 23.3073
61 | 0.15633 | 0.03967 | -0.15613 | -0.039547 | 0.00019485 | 0.00012363 | 0.2356 | 0.2356 | 0.2356 | 0.98808 | -0.22775 | 0.98673 | -0.2537 | 21.5753
62 | -0.1854 | -0.046965 | 0.1857 | 0.047154 | 0.00029701 | 0.00018891 | 0.27935 | 0.27935 | 0.27935 | 0.98819 | -0.22555 | 0.98992 | -0.19225 | 25.5815
63 | 0.016492 | 0.0041353 | -0.016486 | -0.0041317 | 6.1796e-06 | 3.6128e-06 | 0.024834 | 0.024834 | 0.024834 | 0.98819 | -0.22555 | 0.98779 | -0.23341 | 6.8226
64 | 0.019317 | 0.0048427 | -0.019313 | -0.0048403 | 3.882e-06 | 2.3287e-06 | 0.029131 | 0.029131 | 0.029131 | 0.98673 | -0.2537 | 0.98652 | -0.25792 | 8.003
65 | 0.13682 | 0.034704 | -0.13657 | -0.034546 | 0.00024925 | 0.00015773 | 0.20647 | 0.20647 | 0.20647 | 0.98673 | -0.2537 | 0.98477 | -0.29166 | 18.9077
66 | -0.19414 | -0.049269 | 0.19415 | 0.04928 | 1.8053e-05 | 1.1489e-05 | 0.29204 | 0.29204 | 0.29204 | 0.98992 | -0.19225 | 0.99002 | -0.19032 | 26.7433
67 | 0.13657 | 0.034546 | -0.13648 | -0.034489 | 9.018e-05 | 5.7069e-05 | 0.20647 | 0.20647 | 0.20647 | 0.98477 | -0.29166 | 0.98406 | -0.30544 | 18.9077
68 | -0.21448 | -0.054378 | 0.21487 | 0.054624 | 0.00038684 | 0.00024643 | 0.32259 | 0.32259 | 0.32259 | 0.99002 | -0.19032 | 0.99197 | -0.15287 | 29.5414
69 | 0.020329 | 0.0050972 | -0.020323 | -0.0050934 | 6.3827e-06 | 3.8506e-06 | 0.030556 | 0.030556 | 0.030556 | 0.99002 | -0.19032 | 0.98968 | -0.19691 | 8.3944
70 | 0.12654 | 0.031999 | -0.1265 | -0.031971 | 4.4974e-05 | 2.841e-05 | 0.19145 | 0.19145 | 0.19145 | 0.98406 | -0.30544 | 0.98368 | -0.31285 | 17.5319
71 | 0.015364 | 0.0038506 | -0.015363 | -0.0038504 | 4.001e-07 | 2.3037e-07 | 0.0231 | 0.0231 | 0.0231 | 0.98968 | -0.19691 | 0.98966 | -0.19746 | 6.3461
72 | 0.11292 | 0.028567 | -0.11282 | -0.028507 | 9.4919e-05 | 5.9759e-05 | 0.17091 | 0.17091 | 0.17091 | 0.98368 | -0.31285 | 0.98278 | -0.33038 | 15.6509
73 | 0.013579 | 0.0034035 | -0.013577 | -0.0034026 | 1.4366e-06 | 8.042e-07 | 0.020541 | 0.020541 | 0.020541 | 0.98368 | -0.31285 | 0.98357 | -0.31507 | 5.6431
74 | 0.021905 | 0.0054956 | -0.021901 | -0.0054929 | 4.3673e-06 | 2.6552e-06 | 0.032823 | 0.032823 | 0.032823 | 0.99313 | -0.13035 | 0.99291 | -0.13453 | 9.0173
75 | 0.18119 | 0.046348 | -0.1811 | -0.04629 | 9.1204e-05 | 5.7987e-05 | 0.27181 | 0.27181 | 0.27181 | 0.99313 | -0.13035 | 0.99258 | -0.14076 | 24.8914
76 | 0.0035275 | 0.00088382 | -0.0035272 | -0.000884 | 3.0317e-07 | -1.8011e-07 | 0.0052863 | 0.0052865 | 0.0052865 | 0.99291 | -0.13453 | 0.99282 | -0.13634 | 1.4523
77 | 0.018373 | 0.0046091 | -0.018364 | -0.0046035 | 9.393e-06 | 5.5845e-06 | 0.027537 | 0.027537 | 0.027537 | 0.99291 | -0.13453 | 0.99236 | -0.14526 | 7.565
78 | 0.17961 | 0.045916 | -0.17954 | -0.045874 | 6.7106e-05 | 4.2661e-05 | 0.26958 | 0.26958 | 0.26958 | 0.99258 | -0.14076 | 0.99218 | -0.14848 | 24.6866
79 | 0.11282 | 0.028507 | -0.11274 | -0.028453 | 8.6094e-05 | 5.4204e-05 | 0.17091 | 0.17091 | 0.17091 | 0.98278 | -0.33038 | 0.98196 | -0.34632 | 15.6509
80 | 0.1104 | 0.027867 | -0.11027 | -0.027789 | 0.00012332 | 7.7593e-05 | 0.16736 | 0.16736 | 0.16736 | 0.98196 | -0.34632 | 0.98076 | -0.36966 | 15.3262
81 | -0.0036451 | -0.00091355 | 0.0036453 | 0.00091344 | 2.2774e-07 | -1.0765e-07 | 0.005515 | 0.0055149 | 0.005515 | 0.9835 | -0.31638 | 0.98357 | -0.31507 | 1.5151
82 | 0.0049599 | 0.001243 | -0.0049595 | -0.001243 | 3.1982e-07 | 7.653e-09 | 0.0074575 | 0.0074575 | 0.0074575 | 0.98966 | -0.19746 | 0.98959 | -0.19881 | 2.0488
83 | 0.0026362 | 0.00066021 | -0.002636 | -0.00066044 | 1.5477e-07 | -2.3356e-07 | 0.0039782 | 0.0039783 | 0.0039783 | 0.98601 | -0.26874 | 0.98595 | -0.26997 | 1.0929
84 | 0.002636 | 0.00066044 | -0.0026359 | -0.00066062 | 1.1793e-07 | -1.7791e-07 | 0.0039783 | 0.0039784 | 0.0039784 | 0.98595 | -0.26997 | 0.9859 | -0.27091 | 1.093
85 | 0.06809 | 0.017115 | -0.06809 | -0.017114 | 5.6264e-07 | 3.4436e-07 | 0.1037 | 0.1037 | 0.1037 | 0.97717 | -0.43999 | 0.97716 | -0.44016 | 9.4968
86 | -0.069702 | -0.017519 | 0.069738 | 0.017541 | 3.6241e-05 | 2.2227e-05 | 0.10616 | 0.10616 | 0.10616 | 0.97717 | -0.43999 | 0.97772 | -0.42911 | 9.7216
87 | 0.063289 | 0.015911 | -0.063259 | -0.015893 | 3.0348e-05 | 1.8441e-05 | 0.096395 | 0.096395 | 0.096395 | 0.97716 | -0.44016 | 0.97665 | -0.45021 | 8.8274
88 | -0.072462 | -0.018224 | 0.072464 | 0.018225 | 1.7264e-06 | 1.0622e-06 | 0.1103 | 0.1103 | 0.1103 | 0.97772 | -0.42911 | 0.97775 | -0.42861 | 10.1011
89 | 0.060959 | 0.015316 | -0.060952 | -0.015313 | 6.4775e-06 | 3.9202e-06 | 0.092891 | 0.092891 | 0.092891 | 0.97665 | -0.45021 | 0.97653 | -0.45244 | 8.5065
90 | -0.073648 | -0.018521 | 0.073701 | 0.018554 | 5.3596e-05 | 3.3017e-05 | 0.11211 | 0.11211 | 0.11211 | 0.97775 | -0.42861 | 0.97852 | -0.41338 | 10.2661
91 | 0.056116 | 0.014101 | -0.056096 | -0.014089 | 1.9899e-05 | 1.1919e-05 | 0.085522 | 0.085522 | 0.085522 | 0.97653 | -0.45244 | 0.97615 | -0.45987 | 7.8317
92 | -0.075368 | -0.018972 | 0.075386 | 0.018983 | 1.7915e-05 | 1.1055e-05 | 0.11464 | 0.11464 | 0.11464 | 0.97852 | -0.41338 | 0.97878 | -0.40841 | 10.4982
93 | 0.053846 | 0.013525 | -0.053825 | -0.013512 | 2.0885e-05 | 1.2437e-05 | 0.082092 | 0.082092 | 0.082092 | 0.97615 | -0.45987 | 0.97574 | -0.468 | 7.5176
94 | -0.077429 | -0.019495 | 0.077455 | 0.019511 | 2.6341e-05 | 1.6285e-05 | 0.11775 | 0.11775 | 0.11775 | 0.97878 | -0.40841 | 0.97914 | -0.4013 | 10.7825
95 | 0.02892 | 0.0072576 | -0.028912 | -0.0072538 | 7.8108e-06 | 3.8018e-06 | 0.044163 | 0.044164 | 0.044164 | 0.97449 | -0.49257 | 0.97421 | -0.49823 | 4.0443
96 | -0.030818 | -0.0077333 | 0.030824 | 0.007736 | 5.2949e-06 | 2.6738e-06 | 0.047062 | 0.047062 | 0.047062 | 0.97449 | -0.49257 | 0.97468 | -0.48897 | 4.3097
97 | 0.025787 | 0.0064705 | -0.025783 | -0.0064686 | 4.2055e-06 | 1.8817e-06 | 0.03939 | 0.03939 | 0.03939 | 0.97421 | -0.49823 | 0.97403 | -0.50166 | 3.6072
98 | 0.0020926 | 0.00052421 | -0.0020925 | -0.00052443 | 8.4603e-08 | -2.2134e-07 | 0.0031946 | 0.0031947 | 0.0031947 | 0.97468 | -0.48897 | 0.97463 | -0.48982 | 0.87768
99 | -0.032916 | -0.0082602 | 0.032926 | 0.0082652 | 9.5258e-06 | 4.968e-06 | 0.050256 | 0.050256 | 0.050256 | 0.97468 | -0.48897 | 0.97498 | -0.4829 | 4.6022
100 | 0.023469 | 0.0058887 | -0.023466 | -0.0058874 | 2.3448e-06 | 1.2585e-06 | 0.035855 | 0.035855 | 0.035855 | 0.97403 | -0.50166 | 0.97393 | -0.50375 | 4.9252
101 | -0.035468 | -0.0089024 | 0.035477 | 0.008907 | 8.5644e-06 | 4.6063e-06 | 0.054136 | 0.054136 | 0.054136 | 0.97498 | -0.4829 | 0.97524 | -0.47784 | 4.9575
102 | 0.018669 | 0.0046851 | -0.018664 | -0.004682 | 5.1043e-06 | 3.0586e-06 | 0.028526 | 0.028526 | 0.028526 | 0.97393 | -0.50375 | 0.97363 | -0.50949 | 7.8367
103 | -0.036164 | -0.0090792 | 0.036167 | 0.0090811 | 3.5104e-06 | 1.9014e-06 | 0.055184 | 0.055184 | 0.055184 | 0.97524 | -0.47784 | 0.97534 | -0.4758 | 5.0535
104 | 0.015219 | 0.0038188 | -0.015217 | -0.0038176 | 2.029e-06 | 1.1742e-06 | 0.023262 | 0.023262 | 0.023262 | 0.97363 | -0.50949 | 0.97349 | -0.51228 | 6.3906
105 | -0.041849 | -0.010505 | 0.041852 | 0.010507 | 3.4141e-06 | 1.9342e-06 | 0.063852 | 0.063852 | 0.063852 | 0.97534 | -0.4758 | 0.97543 | -0.47409 | 5.8472
106 | 0.046974 | 0.011795 | -0.046961 | -0.011787 | 1.365e-05 | 7.939e-06 | 0.071645 | 0.071645 | 0.071645 | 0.97574 | -0.468 | 0.97543 | -0.47409 | 6.5609
107 | 0.013606 | 0.0034138 | -0.013601 | -0.0034109 | 5.1052e-06 | 2.8762e-06 | 0.020799 | 0.020799 | 0.020799 | 0.97349 | -0.51228 | 0.97309 | -0.52015 | 5.714
108 | 0.010495 | 0.0026326 | -0.010493 | -0.0026314 | 2.3646e-06 | 1.2093e-06 | 0.01605 | 0.01605 | 0.01605 | 0.97309 | -0.52015 | 0.97285 | -0.52488 | 4.4094
109 | 0.010493 | 0.0026314 | -0.010489 | -0.0026295 | 3.7432e-06 | 1.9147e-06 | 0.01605 | 0.01605 | 0.01605 | 0.97285 | -0.52488 | 0.97248 | -0.53237 | 4.4094
110 | 0.010489 | 0.0026295 | -0.010488 | -0.0026287 | 1.4299e-06 | 7.3153e-07 | 0.01605 | 0.01605 | 0.01605 | 0.97248 | -0.53237 | 0.97233 | -0.53523 | 4.4094
111 | -0.012358 | -0.003097 | 0.012358 | 0.0030975 | 7.9002e-07 | 4.3024e-07 | 0.018765 | 0.018765 | 0.018765 | 0.97992 | -0.38573 | 0.97999 | -0.38439 | 5.1553
112 | 0.0050444 | 0.0012642 | -0.0050439 | -0.0012641 | 4.4545e-07 | 3.0075e-08 | 0.0076599 | 0.00766 | 0.00766 | 0.97992 | -0.38573 | 0.97982 | -0.38759 | 2.1044
113 | -0.012358 | -0.0030975 | 0.012362 | 0.0030994 | 3.49e-06 | 1.9005e-06 | 0.018765 | 0.018765 | 0.018765 | 0.97999 | -0.38439 | 0.98029 | -0.37847 | 5.1553
114 | -0.017337 | -0.0043463 | 0.017343 | 0.00435 | 6.3495e-06 | 3.7553e-06 | 0.026317 | 0.026317 | 0.026317 | 0.98029 | -0.37847 | 0.98068 | -0.37078 | 7.23
115 | -0.023435 | -0.0058766 | 0.02344 | 0.00588 | 5.4401e-06 | 3.3369e-06 | 0.035559 | 0.035559 | 0.035559 | 0.98068 | -0.37078 | 0.98093 | -0.36591 | 9.7691
116 | -0.15521 | -0.039524 | 0.15525 | 0.039548 | 3.9172e-05 | 2.485e-05 | 0.234 | 0.234 | 0.234 | 0.98792 | -0.23006 | 0.98819 | -0.22483 | 21.4288
117 | 0.052209 | 0.013134 | -0.052197 | -0.013127 | 1.1679e-05 | 7.4112e-06 | 0.079002 | 0.079002 | 0.079002 | 0.98358 | -0.31405 | 0.98334 | -0.31873 | 21.7039
118 | 0.052197 | 0.013127 | -0.052162 | -0.013105 | 3.5015e-05 | 2.222e-05 | 0.079002 | 0.079002 | 0.079002 | 0.98334 | -0.31873 | 0.98262 | -0.33279 | 21.7039
119 | 0.050909 | 0.012791 | -0.050901 | -0.012786 | 7.6237e-06 | 4.8359e-06 | 0.077105 | 0.077105 | 0.077105 | 0.98262 | -0.33279 | 0.98246 | -0.33593 | 21.1826
120 | 0.017428 | 0.0043684 | -0.017427 | -0.0043675 | 1.4115e-06 | 8.354e-07 | 0.026438 | 0.026438 | 0.026438 | 0.98093 | -0.36591 | 0.98084 | -0.36761 | 7.2631
121 | -0.040868 | -0.010248 | 0.040927 | 0.010285 | 5.85e-05 | 3.6927e-05 | 0.061997 | 0.061997 | 0.061997 | 0.98093 | -0.36591 | 0.98246 | -0.33593 | 17.0321
122 | -0.1575 | -0.040112 | 0.15754 | 0.040138 | 4.1763e-05 | 2.65e-05 | 0.23739 | 0.23739 | 0.23739 | 0.98819 | -0.22483 | 0.98848 | -0.21933 | 21.7387
123 | 0.0099748 | 0.0025005 | -0.0099716 | -0.002499 | 3.1862e-06 | 1.568e-06 | 0.015108 | 0.015108 | 0.015108 | 0.98246 | -0.33593 | 0.98212 | -0.34263 | 4.1505
124 | 0.0093043 | 0.0023321 | -0.0093021 | -0.0023311 | 2.142e-06 | 1.0215e-06 | 0.014239 | 0.014239 | 0.014239 | 0.97233 | -0.53523 | 0.97209 | -0.54006 | 3.9118
125 | -0.078319 | -0.019743 | 0.078349 | 0.019761 | 2.941e-05 | 1.8195e-05 | 0.119 | 0.119 | 0.119 | 0.9797 | -0.39028 | 0.98011 | -0.38243 | 10.897
126 | 0.078319 | 0.019743 | -0.078278 | -0.019718 | 4.1293e-05 | 2.5547e-05 | 0.119 | 0.119 | 0.119 | 0.9797 | -0.39028 | 0.97914 | -0.4013 | 10.8971
127 | -0.095193 | -0.023987 | 0.095242 | 0.024018 | 4.9336e-05 | 3.0861e-05 | 0.14457 | 0.14457 | 0.14457 | 0.98011 | -0.38243 | 0.98066 | -0.3716 | 13.239
128 | 0.016844 | 0.004226 | -0.01684 | -0.0042237 | 3.8745e-06 | 2.2807e-06 | 0.025574 | 0.025574 | 0.025574 | 0.98011 | -0.38243 | 0.97986 | -0.38726 | 7.0259
129 | 0.0027976 | 0.00070088 | -0.0027976 | -0.00070088 | 1.7663e-09 | -2.0545e-09 | 0.0042823 | 0.0042823 | 0.0042823 | 0.97209 | -0.54006 | 0.97209 | -0.54008 | 1.1765
130 | -0.09832 | -0.02479 | 0.098329 | 0.024795 | 9.1204e-06 | 5.713e-06 | 0.14924 | 0.14924 | 0.14924 | 0.98066 | -0.3716 | 0.98076 | -0.36966 | 13.6667
131 | 0.01684 | 0.0042237 | -0.016834 | -0.0042201 | 6.0495e-06 | 3.5611e-06 | 0.025574 | 0.025575 | 0.025575 | 0.97986 | -0.38726 | 0.97948 | -0.3948 | 7.026
132 | 0.0016132 | 0.00040403 | -0.0016131 | -0.00040428 | 5.3101e-08 | -2.5391e-07 | 0.0024692 | 0.0024693 | 0.0024693 | 0.97209 | -0.54008 | 0.97205 | -0.54077 | 0.67839
133 | -0.010201 | -0.0025565 | 0.010206 | 0.002559 | 5.0105e-06 | 2.5076e-06 | 0.015506 | 0.015505 | 0.015506 | 0.97895 | -0.4051 | 0.97948 | -0.3948 | 4.2598
134 | 0.0051777 | 0.0012975 | -0.0051769 | -0.0012974 | 7.7403e-07 | 7.6465e-08 | 0.00787 | 0.0078702 | 0.0078702 | 0.97895 | -0.4051 | 0.97879 | -0.40824 | 2.1621
135 | -0.0046588 | -0.0011676 | 0.0046594 | 0.0011676 | 5.7182e-07 | -2.1169e-08 | 0.0070596 | 0.0070594 | 0.0070596 | 0.98199 | -0.34521 | 0.98212 | -0.34263 | 1.9394
136 | 0.014563 | 0.003651 | -0.014559 | -0.0036489 | 3.6844e-06 | 2.0919e-06 | 0.021837 | 0.021838 | 0.021838 | 0.99236 | -0.14526 | 0.99209 | -0.15057 | 5.9993
137 | 0.17732 | 0.045318 | -0.17727 | -0.045286 | 5.0541e-05 | 3.2126e-05 | 0.26626 | 0.26626 | 0.26626 | 0.99218 | -0.14848 | 0.99187 | -0.15438 | 24.3824
138 | 0.0040693 | 0.0010198 | -0.0040692 | -0.0010198 | 1.6703e-07 | -4.748e-08 | 0.0061035 | 0.0061036 | 0.0061036 | 0.99209 | -0.15057 | 0.99204 | -0.15144 | 1.6768
139 | 0.17506 | 0.044732 | -0.17498 | -0.044679 | 8.2709e-05 | 5.2563e-05 | 0.26294 | 0.26294 | 0.26294 | 0.99187 | -0.15438 | 0.99136 | -0.16415 | 24.0784
140 | -0.15975 | -0.040692 | 0.15985 | 0.040758 | 0.00010401 | 6.6011e-05 | 0.24071 | 0.24071 | 0.24071 | 0.98848 | -0.21933 | 0.98918 | -0.20585 | 22.0434
141 | -0.162 | -0.041297 | 0.16205 | 0.041325 | 4.3823e-05 | 2.782e-05 | 0.24395 | 0.24395 | 0.24395 | 0.98918 | -0.20585 | 0.98947 | -0.20024 | 22.3394
142 | -0.16426 | -0.041879 | 0.1643 | 0.041906 | 4.3573e-05 | 2.7667e-05 | 0.24727 | 0.24727 | 0.24727 | 0.98947 | -0.20024 | 0.98976 | -0.19475 | 22.6439
143 | -0.16651 | -0.042461 | 0.16656 | 0.042489 | 4.475e-05 | 2.842e-05 | 0.2506 | 0.2506 | 0.2506 | 0.98976 | -0.19475 | 0.99005 | -0.18919 | 22.9485
144 | -0.16877 | -0.043043 | 0.16888 | 0.043117 | 0.00011582 | 7.3571e-05 | 0.25392 | 0.25392 | 0.25392 | 0.99005 | -0.18919 | 0.99079 | -0.17498 | 23.2527
145 | -0.17102 | -0.043651 | 0.17106 | 0.043682 | 4.7776e-05 | 3.0353e-05 | 0.25712 | 0.25712 | 0.25712 | 0.99079 | -0.17498 | 0.99109 | -0.1692 | 23.546
146 | -0.1732 | -0.044218 | 0.17324 | 0.044244 | 4.2291e-05 | 2.6873e-05 | 0.26033 | 0.26033 | 0.26033 | 0.99109 | -0.1692 | 0.99136 | -0.16415 | 23.84

## res_trafo
| p_hv_mw | q_hv_mvar | p_lv_mw | q_lv_mvar | pl_mw | ql_mvar | i_hv_ka | i_lv_ka | vm_hv_pu | va_hv_degree | vm_lv_pu | va_lv_degree | loading_percent
0 | -1.2729e-15 | -1.3162e-15 | 0.00165 | 1.2699e-07 | 0.00165 | 1.2699e-07 | 5.2857e-17 | 0.0023815 | 0.99998 | 149.9956 | 1 | 0 | 0.2619

## res_ext_grid
| p_mw | q_mvar
0 | 0.60615 | 0.15492

## res_load
| p_mw | q_mvar
0 | 0.0084912 | 0.0021281
1 | 0.008866 | 0.002222
2 | 0.01256 | 0.0031478
3 | 0.013493 | 0.0033815
4 | 0.0088574 | 0.0022199
5 | 0.0099392 | 0.002491
6 | 0.004623 | 0.0011586
7 | 0.0071259 | 0.0017859
8 | 0.0053847 | 0.0013495
9 | 0.0055337 | 0.0013869
10 | 0.0023841 | 0.00059751
11 | 0.005141 | 0.0012884
12 | 0.003256 | 0.00081603
13 | 0.0027629 | 0.00069244
14 | 0.0027807 | 0.00069692
15 | 0.005392 | 0.0013514
16 | 0.0041617 | 0.001043
17 | 0.0038921 | 0.00097546
18 | 0.0076532 | 0.0019181
19 | 0.0090439 | 0.0022666
20 | 0.010749 | 0.0026939
21 | 0.010285 | 0.0025775
22 | 0.005686 | 0.001425
23 | 0.0053389 | 0.001338
24 | 0.01919 | 0.0048094
25 | 0.0089329 | 0.0022388
26 | 0.0073771 | 0.0018489
27 | 0.006219 | 0.0015586
28 | 0.0039499 | 0.00098995
29 | 0.0045295 | 0.0011352
30 | 0.004722 | 0.0011834
31 | 0.0039415 | 0.00098783
32 | 0.0056229 | 0.0014092
33 | 0.0056818 | 0.001424
34 | 0.0029402 | 0.00073688
35 | 0.0038755 | 0.0009713
36 | 0.003876 | 0.00097141
37 | 0.0042031 | 0.0010534
38 | 0.012559 | 0.0031477
39 | 0.0084403 | 0.0021153
40 | 0.016486 | 0.0041317
41 | 0.019313 | 0.0048403
42 | 0.0099361 | 0.0024902
43 | 0.013493 | 0.0033816
44 | 0.0049588 | 0.0012428
45 | 0.0014921 | 0.00037397
46 | 0.0023404 | 0.00058656
47 | 0.0036451 | 0.00091355
48 | 0.009932 | 0.0024892
49 | 0.010404 | 0.0026074
50 | 0.0049595 | 0.001243
51 | 0.010449 | 0.0026187
52 | 0.0036523 | 0.00091536
53 | 0.001612 | 0.00040401
54 | 0.0048002 | 0.001203
55 | 0.0027237 | 0.00068263
56 | 0.0023004 | 0.00057653
57 | 0.0011837 | 0.00029665
58 | 0.0048358 | 0.001212
59 | 0.0016669 | 0.00041775
60 | 0.0022506 | 0.00056404
61 | 0.0020426 | 0.00051194
62 | 0.0018984 | 0.00047577
63 | 0.0031252 | 0.00078326
64 | 0.0023141 | 0.00057996
65 | 0.0020925 | 0.00052443
66 | 0.0025424 | 0.00063719
67 | 0.0047974 | 0.0012023
68 | 0.00068717 | 0.00017222
69 | 0.0034444 | 0.00086324
70 | 0.0056813 | 0.0014239
71 | 0.0068506 | 0.0017169
72 | 0.0051087 | 0.0012804
73 | 0.0016113 | 0.00040383
74 | 0.0031055 | 0.00077831
75 | 0.0073133 | 0.0018329
76 | 0.0050439 | 0.0012641
77 | 0.0049752 | 0.0012469
78 | 0.0060913 | 0.0015266
79 | 0.0021686 | 0.00054351
80 | 0.0027604 | 0.00069181
81 | 0.0012532 | 0.00031408
82 | 0.0022476 | 0.00056331
83 | 0.0011837 | 0.00029665
84 | 0.00082311 | 0.00020629
85 | 0.0065045 | 0.0016302
86 | 0.0030782 | 0.00077148
87 | 0.0011845 | 0.00029685
88 | 0.0016131 | 0.00040428
89 | 0.0050234 | 0.001259
90 | 0.006628 | 0.0016611
91 | 0.0051769 | 0.0012974
92 | 0.0046588 | 0.0011676
93 | 0.0053122 | 0.0013314
94 | 0.0035272 | 0.000884
95 | 0.0038008 | 0.00095257
96 | 0.0022151 | 0.00055515
97 | 0.01049 | 0.0026291
98 | 0.0022127 | 0.00055454
99 | 0.011944 | 0.0029935
100 | 0.0040692 | 0.0010198
101 | 0.017427 | 0.0043675
102 | 0.0022097 | 0.00055381
103 | 0.0026359 | 0.00066062
104 | 0.0021495 | 0.00053871
105 | 0.002211 | 0.00055414
106 | 0.0022121 | 0.00055441
107 | 0.0022107 | 0.00055405
108 | 0.0021324 | 0.00053444
109 | 0.0021385 | 0.00053596
110 | 0.0017344 | 0.00043469

## dtypes
| element | column | dtype
0 | bus | name | object
1 | bus | vn_kv | float64
2 | bus | type | object
3 | bus | zone | object
4 | bus | in_service | bool
5 | load | name | object
6 | load | bus | uint32
7 | load | p_mw | float64
8 | load | q_mvar | float64
9 | load | const_z_percent | float64
10 | load | const_i_percent | float64
11 | load | sn_mva | float64
12 | load | scaling | float64
13 | load | in_service | bool
14 | load | type | object
15 | ext_grid | name | object
16 | ext_grid | bus | uint32
17 | ext_grid | vm_pu | float64
18 | ext_grid | va_degree | float64
19 | ext_grid | slack_weight | float64
20 | ext_grid | in_service | bool
21 | line | name | object
22 | line | std_type | object
23 | line | from_bus | uint32
24 | line | to_bus | uint32
25 | line | length_km | float64
26 | line | r_ohm_per_km | float64
27 | line | x_ohm_per_km | float64
28 | line | c_nf_per_km | float64
29 | line | g_us_per_km | float64
30 | line | max_i_ka | float64
31 | line | df | float64
32 | line | parallel | uint32
33 | line | type | object
34 | line | in_service | bool
35 | trafo | name | object
36 | trafo | std_type | object
37 | trafo | hv_bus | uint32
38 | trafo | lv_bus | uint32
39 | trafo | sn_mva | float64
40 | trafo | vn_hv_kv | float64
41 | trafo | vn_lv_kv | float64
42 | trafo | vk_percent | float64
43 | trafo | vkr_percent | float64
44 | trafo | pfe_kw | float64
45 | trafo | i0_percent | float64
46 | trafo | shift_degree | float64
47 | trafo | tap_side | object
48 | trafo | tap_neutral | int32
49 | trafo | tap_min | int32
50 | trafo | tap_max | int32
51 | trafo | tap_step_percent | float64
52 | trafo | tap_step_degree | float64
53 | trafo | tap_pos | int32
54 | trafo | tap_phase_shifter | bool
55 | trafo | parallel | uint32
56 | trafo | df | float64
57 | trafo | in_service | bool
58 | line_geodata | coords | object
59 | bus_geodata | x | float64
60 | bus_geodata | y | float64
61 | bus_geodata | coords | object
62 | res_bus | vm_pu | float64
63 | res_bus | va_degree | float64
64 | res_bus | p_mw | float64
65 | res_bus | q_mvar | float64
66 | res_line | p_from_mw | float64
67 | res_line | q_from_mvar | float64
68 | res_line | p_to_mw | float64
69 | res_line | q_to_mvar | float64
70 | res_line | pl_mw | float64
71 | res_line | ql_mvar | float64
72 | res_line | i_from_ka | float64
73 | res_line | i_to_ka | float64
74 | res_line | i_ka | float64
75 | res_line | vm_from_pu | float64
76 | res_line | va_from_degree | float64
77 | res_line | vm_to_pu | float64
78 | res_line | va_to_degree | float64
79 | res_line | loading_percent | float64
80 | res_trafo | p_hv_mw | float64
81 | res_trafo | q_hv_mvar | float64
82 | res_trafo | p_lv_mw | float64
83 | res_trafo | q_lv_mvar | float64
84 | res_trafo | pl_mw | float64
85 | res_trafo | ql_mvar | float64
86 | res_trafo | i_hv_ka | float64
87 | res_trafo | i_lv_ka | float64
88 | res_trafo | vm_hv_pu | float64
89 | res_trafo | va_hv_degree | float64
90 | res_trafo | vm_lv_pu | float64
91 | res_trafo | va_lv_degree | float64
92 | res_trafo | loading_percent | float64
93 | res_ext_grid | p_mw | float64
94 | res_ext_grid | q_mvar | float64
95 | res_load | p_mw | float64
96 | res_load | q_mvar | float64

## parameters
| version | format_version | converged | OPF_converged | name | f_hz | sn_mva
0 | 2.14.6 | 2.14.0 | TRUE | FALSE |  | 50 | 1