## bus
| name | vn_kv | type | zone | in_service
0 | bus_LV_135-5_0_4_node_0 | 0.4 | n |  | TRUE
1 | bus_LV_135-5_0_4_node_1 | 0.4 | n |  | TRUE
2 | bus_LV_135-5_0_4_node_2 | 0.4 | n |  | TRUE
3 | bus_LV_135-5_0_4_node_3 | 0.4 | n |  | TRUE
4 | bus_LV_135-5_0_4_node_4 | 0.4 | n |  | TRUE
5 | bus_LV_135-5_0_4_node_5 | 0.4 | n |  | TRUE
6 | bus_LV_135-5_0_4_node_6 | 0.4 | n |  | TRUE
7 | bus_LV_135-5_0_4_node_46 | 0.4 | n |  | TRUE
8 | bus_LV_135-5_0_4_node_19 | 0.4 | n |  | TRUE
9 | bus_LV_135-5_0_4_node_47 | 0.4 | n |  | TRUE
10 | bus_LV_135-5_0_4_node_27 | 0.4 | n |  | TRUE
11 | bus_LV_135-5_0_4_node_17 | 0.4 | n |  | TRUE
12 | bus_LV_135-5_0_4_node_8 | 0.4 | n |  | TRUE
13 | bus_LV_135-5_0_4_node_9 | 0.4 | n |  | TRUE
14 | bus_LV_135-5_0_4_node_10 | 0.4 | n |  | TRUE
15 | bus_LV_135-5_0_4_node_11 | 0.4 | n |  | TRUE
16 | bus_LV_135-5_0_4_node_12 | 0.4 | n |  | TRUE
17 | bus_LV_135-5_0_4_node_13 | 0.4 | n |  | TRUE
18 | bus_LV_135-5_0_4_node_39 | 0.4 | n |  | TRUE
19 | bus_LV_135-5_0_4_node_40 | 0.4 | n |  | TRUE
20 | bus_LV_135-5_0_4_node_41 | 0.4 | n |  | TRUE
21 | bus_LV_135-5_0_4_node_127 | 0.4 | n |  | TRUE
22 | bus_LV_135-5_0_4_node_126 | 0.4 | n |  | TRUE
23 | bus_LV_135-5_0_4_node_28 | 0.4 | n |  | TRUE
24 | bus_LV_135-5_0_4_node_42 | 0.4 | n |  | TRUE
25 | bus_LV_135-5_0_4_node_43 | 0.4 | n |  | TRUE
26 | bus_LV_135-5_0_4_node_124 | 0.4 | n |  | TRUE
27 | bus_LV_135-5_0_4_node_129 | 0.4 | n |  | TRUE
28 | bus_LV_135-5_0_4_node_98 | 0.4 | n |  | TRUE
29 | bus_LV_135-5_0_4_node_29 | 0.4 | n |  | TRUE
30 | bus_LV_135-5_0_4_node_14 | 0.4 | n |  | TRUE
31 | bus_LV_135-5_0_4_node_15 | 0.4 | n |  | TRUE
32 | bus_LV_135-5_0_4_node_16 | 0.4 | n |  | TRUE
33 | bus_LV_135-5_0_4_node_18 | 0.4 | n |  | TRUE
34 | bus_LV_135-5_0_4_node_20 | 0.4 | n |  | TRUE
35 | bus_LV_135-5_0_4_node_32 | 0.4 | n |  | TRUE
36 | bus_LV_135-5_0_4_node_30 | 0.4 | n |  | TRUE
37 | bus_LV_135-5_0_4_node_21 | 0.4 | n |  | TRUE
38 | bus_LV_135-5_0_4_node_22 | 0.4 | n |  | TRUE
39 | bus_LV_135-5_0_4_node_23 | 0.4 | n |  | TRUE
40 | bus_LV_135-5_0_4_node_24 | 0.4 | n |  | TRUE
41 | bus_LV_135-5_0_4_node_25 | 0.4 | n |  | TRUE
42 | bus_LV_135-5_0_4_node_26 | 0.4 | n |  | TRUE
43 | bus_LV_135-5_0_4_node_31 | 0.4 | n |  | TRUE
44 | bus_LV_135-5_0_4_node_33 | 0.4 | n |  | TRUE
45 | bus_LV_135-5_0_4_node_34 | 0.4 | n |  | TRUE
46 | bus_LV_135-5_0_4_node_45 | 0.4 | n |  | TRUE
47 | bus_LV_135-5_0_4_node_44 | 0.4 | n |  | TRUE
48 | bus_LV_135-5_0_4_node_35 | 0.4 | n |  | TRUE
49 | bus_LV_135-5_0_4_node_36 | 0.4 | n |  | TRUE
50 | bus_LV_135-5_0_4_node_37 | 0.4 | n |  | TRUE
51 | bus_LV_135-5_0_4_node_38 | 0.4 | n |  | TRUE
52 | bus_LV_135-5_0_4_node_128 | 0.4 | n |  | TRUE
53 | bus_LV_135-5_0_4_node_125 | 0.4 | n |  | TRUE
54 | bus_LV_135-5_0_4_node_97 | 0.4 | n |  | TRUE
55 | bus_LV_135-5_0_4_node_48 | 0.4 | n |  | TRUE
56 | bus_LV_135-5_0_4_node_82 | 0.4 | n |  | TRUE
57 | bus_LV_135-5_0_4_node_79 | 0.4 | n |  | TRUE
58 | bus_LV_135-5_0_4_node_49 | 0.4 | n |  | TRUE
59 | bus_LV_135-5_0_4_node_50 | 0.4 | n |  | TRUE
60 | bus_LV_135-5_0_4_node_51 | 0.4 | n |  | TRUE
61 | bus_LV_135-5_0_4_node_52 | 0.4 | n |  | TRUE
62 | bus_LV_135-5_0_4_node_53 | 0.4 | n |  | TRUE
63 | bus_LV_135-5_0_4_node_54 | 0.4 | n |  | TRUE
64 | bus_LV_135-5_0_4_node_55 | 0.4 | n |  | TRUE
65 | bus_LV_135-5_0_4_node_56 | 0.4 | n |  | TRUE
66 | bus_LV_135-5_0_4_node_57 | 0.4 | n |  | TRUE
67 | bus_LV_135-5_0_4_node_102 | 0.4 | n |  | TRUE
68 | bus_LV_135-5_0_4_node_58 | 0.4 | n |  | TRUE
69 | bus_LV_135-5_0_4_node_100 | 0.4 | n |  | TRUE
70 | bus_LV_135-5_0_4_node_103 | 0.4 | n |  | TRUE
71 | bus_LV_135-5_0_4_node_59 | 0.4 | n |  | TRUE
72 | bus_LV_135-5_0_4_node_99 | 0.4 | n |  | TRUE
73 | bus_LV_135-5_0_4_node_90 | 0.4 | n |  | TRUE
74 | bus_LV_135-5_0_4_node_88 | 0.4 | n |  | TRUE
75 | bus_LV_135-5_0_4_node_60 | 0.4 | n |  | TRUE
76 | bus_LV_135-5_0_4_node_62 | 0.4 | n |  | TRUE
77 | bus_LV_135-5_0_4_node_65 | 0.4 | n |  | TRUE
78 | bus_LV_135-5_0_4_node_66 | 0.4 | n |  | TRUE
79 | bus_LV_135-5_0_4_node_63 | 0.4 | n |  | TRUE
80 | bus_LV_135-5_0_4_node_64 | 0.4 | n |  | TRUE
81 | bus_LV_135-5_0_4_node_113 | 0.4 | n |  | TRUE
82 | bus_LV_135-5_0_4_node_67 | 0.4 | n |  | TRUE
83 | bus_LV_135-5_0_4_node_111 | 0.4 | n |  | TRUE
84 | bus_LV_135-5_0_4_node_84 | 0.4 | n |  | TRUE
85 | bus_LV_135-5_0_4_node_85 | 0.4 | n |  | TRUE
86 | bus_LV_135-5_0_4_node_68 | 0.4 | n |  | TRUE
87 | bus_LV_135-5_0_4_node_69 | 0.4 | n |  | TRUE
88 | bus_LV_135-5_0_4_node_70 | 0.4 | n |  | TRUE
89 | bus_LV_135-5_0_4_node_72 | 0.4 | n |  | TRUE
90 | bus_LV_135-5_0_4_node_73 | 0.4 | n |  | TRUE
91 | bus_LV_135-5_0_4_node_71 | 0.4 | n |  | TRUE
92 | bus_LV_135-5_0_4_node_74 | 0.4 | n |  | TRUE
93 | bus_LV_135-5_0_4_node_75 | 0.4 | n |  | TRUE
94 | bus_LV_135-5_0_4_node_80 | 0.4 | n |  | TRUE
95 | bus_LV_135-5_0_4_node_83 | 0.4 | n |  | TRUE
96 | bus_LV_135-5_0_4_node_78 | 0.4 | n |  | TRUE
97 | bus_LV_135-5_0_4_node_76 | 0.4 | n |  | TRUE
98 | bus_LV_135-5_0_4_node_77 | 0.4 | n |  | TRUE
99 | bus_LV_135-5_0_4_node_81 | 0.4 | n |  | TRUE
100 | bus_LV_135-5_0_4_node_96 | 0.4 | n |  | TRUE
101 | bus_LV_135-5_0_4_node_94 | 0.4 | n |  | TRUE
102 | bus_LV_135-5_0_4_node_86 | 0.4 | n |  | TRUE
103 | bus_LV_135-5_0_4_node_87 | 0.4 | n |  | TRUE
104 | bus_LV_135-5_0_4_node_101 | 0.4 | n |  | TRUE
105 | bus_LV_135-5_0_4_node_89 | 0.4 | n |  | TRUE
106 | bus_LV_135-5_0_4_node_91 | 0.4 | n |  | TRUE
107 | bus_LV_135-5_0_4_node_92 | 0.4 | n |  | TRUE
108 | bus_LV_135-5_0_4_node_117 | 0.4 | n |  | TRUE
109 | bus_LV_135-5_0_4_node_118 | 0.4 | n |  | TRUE
110 | bus_LV_135-5_0_4_node_93 | 0.4 | n |  | TRUE
111 | bus_LV_135-5_0_4_node_95 | 0.4 | n |  | TRUE
112 | bus_LV_135-5_0_4_node_104 | 0.4 | n |  | TRUE
113 | bus_LV_135-5_0_4_node_105 | 0.4 | n |  | TRUE
114 | bus_LV_135-5_0_4_node_106 | 0.4 | n |  | TRUE
115 | bus_LV_135-5_0_4_node_107 | 0.4 | n |  | TRUE
116 | bus_LV_135-5_0_4_node_108 | 0.4 | n |  | TRUE
117 | bus_LV_135-5_0_4_node_115 | 0.4 | n |  | TRUE
118 | bus_LV_135-5_0_4_node_112 | 0.4 | n |  | TRUE
119 | bus_LV_135-5_0_4_node_114 | 0.4 | n |  | TRUE
120 | bus_LV_135-5_0_4_node_110 | 0.4 | n |  | TRUE
121 | bus_LV_135-5_0_4_node_109 | 0.4 | n |  | TRUE
122 | bus_LV_135-5_0_4_node_116 | 0.4 | n |  | TRUE
123 | bus_LV_135-5_0_4_node_122 | 0.4 | n |  | TRUE
124 | bus_LV_135-5_0_4_node_120 | 0.4 | n |  | TRUE
125 | bus_LV_135-5_0_4_node_119 | 0.4 | n |  | TRUE
126 | bus_LV_135-5_0_4_node_121 | 0.4 | n |  | TRUE
127 | bus_LV_135-5_0_4_node_123 | 0.4 | n |  | TRUE
128 | bus_MV_359_0_node_160 | 20 | n |  | TRUE

## load
| name | bus | p_mw | q_mvar | const_z_percent | const_i_percent | sn_mva | scaling | in_service | type
0 | LV_135-5_0_4_load_0 | 0 | 0.00583 | 0.0014611 | 0 | 0 |  | 1 | TRUE | wye
1 | LV_135-5_0_4_load_1 | 1 | 0.0034904 | 0.00087477 | 0 | 0 |  | 1 | TRUE | wye
2 | LV_135-5_0_4_load_5 | 5 | 0.0048999 | 0.001228 | 0 | 0 |  | 1 | TRUE | wye
3 | LV_135-5_0_4_load_6 | 6 | 0.003563 | 0.00089296 | 0 | 0 |  | 1 | TRUE | wye
4 | LV_135-5_0_4_load_19 | 8 | 0.0067791 | 0.001699 | 0 | 0 |  | 1 | TRUE | wye
5 | LV_135-5_0_4_load_47 | 9 | 0.0026798 | 0.00067162 | 0 | 0 |  | 1 | TRUE | wye
6 | LV_135-5_0_4_load_27 | 10 | 0.0033647 | 0.00084328 | 0 | 0 |  | 1 | TRUE | wye
7 | LV_135-5_0_4_load_17 | 11 | 0.0021013 | 0.00052664 | 0 | 0 |  | 1 | TRUE | wye
8 | LV_135-5_0_4_load_8 | 12 | 0.0075693 | 0.001897 | 0 | 0 |  | 1 | TRUE | wye
9 | LV_135-5_0_4_load_9 | 13 | 0.0021829 | 0.00054709 | 0 | 0 |  | 1 | TRUE | wye
10 | LV_135-5_0_4_load_10 | 14 | 0.0038682 | 0.00096946 | 0 | 0 |  | 1 | TRUE | wye
11 | LV_135-5_0_4_load_40 | 19 | 0.0015052 | 0.00037724 | 0 | 0 |  | 1 | TRUE | wye
12 | LV_135-5_0_4_load_41 | 20 | 0.0041898 | 0.0010501 | 0 | 0 |  | 1 | TRUE | wye
13 | LV_135-5_0_4_load_127 | 21 | 0.0031444 | 0.00078807 | 0 | 0 |  | 1 | TRUE | wye
14 | LV_135-5_0_4_load_126 | 22 | 0.002022 | 0.00050676 | 0 | 0 |  | 1 | TRUE | wye
15 | LV_135-5_0_4_load_28 | 23 | 0.0019596 | 0.00049113 | 0 | 0 |  | 1 | TRUE | wye
16 | LV_135-5_0_4_load_129 | 27 | 0.0036083 | 0.00090434 | 0 | 0 |  | 1 | TRUE | wye
17 | LV_135-5_0_4_load_98 | 28 | 0.0056265 | 0.0014101 | 0 | 0 |  | 1 | TRUE | wye
18 | LV_135-5_0_4_load_29 | 29 | 0.0063455 | 0.0015903 | 0 | 0 |  | 1 | TRUE | wye
19 | LV_135-5_0_4_load_14 | 30 | 0.0065586 | 0.0016437 | 0 | 0 |  | 1 | TRUE | wye
20 | LV_135-5_0_4_load_15 | 31 | 0.0020428 | 0.00051198 | 0 | 0 |  | 1 | TRUE | wye
21 | LV_135-5_0_4_load_16 | 32 | 0.0020272 | 0.00050805 | 0 | 0 |  | 1 | TRUE | wye
22 | LV_135-5_0_4_load_18 | 33 | 0.0038894 | 0.00097476 | 0 | 0 |  | 1 | TRUE | wye
23 | LV_135-5_0_4_load_20 | 34 | 0.003118 | 0.00078145 | 0 | 0 |  | 1 | TRUE | wye
24 | LV_135-5_0_4_load_32 | 35 | 0.0024331 | 0.00060979 | 0 | 0 |  | 1 | TRUE | wye
25 | LV_135-5_0_4_load_30 | 36 | 0.0038147 | 0.00095605 | 0 | 0 |  | 1 | TRUE | wye
26 | LV_135-5_0_4_load_21 | 37 | 0.0019468 | 0.00048791 | 0 | 0 |  | 1 | TRUE | wye
27 | LV_135-5_0_4_load_22 | 38 | 0.0061439 | 0.0015398 | 0 | 0 |  | 1 | TRUE | wye
28 | LV_135-5_0_4_load_24 | 40 | 0.0021836 | 0.00054726 | 0 | 0 |  | 1 | TRUE | wye
29 | LV_135-5_0_4_load_25 | 41 | 0.0020152 | 0.00050506 | 0 | 0 |  | 1 | TRUE | wye
30 | LV_135-5_0_4_load_26 | 42 | 0.0025908 | 0.00064931 | 0 | 0 |  | 1 | TRUE | wye
31 | LV_135-5_0_4_load_31 | 43 | 0.0038577 | 0.00096683 | 0 | 0 |  | 1 | TRUE | wye
32 | LV_135-5_0_4_load_33 | 44 | 0.0012341 | 0.0003093 | 0 | 0 |  | 1 | TRUE | wye
33 | LV_135-5_0_4_load_34 | 45 | 0.0023054 | 0.00057779 | 0 | 0 |  | 1 | TRUE | wye
34 | LV_135-5_0_4_load_44 | 47 | 0.0015766 | 0.00039514 | 0 | 0 |  | 1 | TRUE | wye
35 | LV_135-5_0_4_load_35 | 48 | 0.004651 | 0.0011656 | 0 | 0 |  | 1 | TRUE | wye
36 | LV_135-5_0_4_load_36 | 49 | 0.0046845 | 0.001174 | 0 | 0 |  | 1 | TRUE | wye
37 | LV_135-5_0_4_load_38 | 51 | 0.0025206 | 0.00063172 | 0 | 0 |  | 1 | TRUE | wye
38 | LV_135-5_0_4_load_128 | 52 | 0.0059595 | 0.0014936 | 0 | 0 |  | 1 | TRUE | wye
39 | LV_135-5_0_4_load_125 | 53 | 0.0022895 | 0.0005738 | 0 | 0 |  | 1 | TRUE | wye
40 | LV_135-5_0_4_load_97 | 54 | 0.0061622 | 0.0015444 | 0 | 0 |  | 1 | TRUE | wye
41 | LV_135-5_0_4_load_48 | 55 | 0.0024124 | 0.00060461 | 0 | 0 |  | 1 | TRUE | wye
42 | LV_135-5_0_4_load_82 | 56 | 0.00088098 | 0.00022079 | 0 | 0 |  | 1 | TRUE | wye
43 | LV_135-5_0_4_load_79 | 57 | 0.0015063 | 0.00037752 | 0 | 0 |  | 1 | TRUE | wye
44 | LV_135-5_0_4_load_49 | 58 | 0.0042346 | 0.0010613 | 0 | 0 |  | 1 | TRUE | wye
45 | LV_135-5_0_4_load_50 | 59 | 0.002567 | 0.00064334 | 0 | 0 |  | 1 | TRUE | wye
46 | LV_135-5_0_4_load_52 | 61 | 0.0017071 | 0.00042784 | 0 | 0 |  | 1 | TRUE | wye
47 | LV_135-5_0_4_load_53 | 62 | 0.0023505 | 0.00058908 | 0 | 0 |  | 1 | TRUE | wye
48 | LV_135-5_0_4_load_54 | 63 | 0.0014018 | 0.00035133 | 0 | 0 |  | 1 | TRUE | wye
49 | LV_135-5_0_4_load_55 | 64 | 0.0010602 | 0.00026571 | 0 | 0 |  | 1 | TRUE | wye
50 | LV_135-5_0_4_load_57 | 66 | 0.00095763 | 0.00024 | 0 | 0 |  | 1 | TRUE | wye
51 | LV_135-5_0_4_load_102 | 67 | 0.0031237 | 0.00078287 | 0 | 0 |  | 1 | TRUE | wye
52 | LV_135-5_0_4_load_100 | 69 | 0.0015651 | 0.00039226 | 0 | 0 |  | 1 | TRUE | wye
53 | LV_135-5_0_4_load_103 | 70 | 0.01655 | 0.0041478 | 0 | 0 |  | 1 | TRUE | wye
54 | LV_135-5_0_4_load_59 | 71 | 0.00074569 | 0.00018689 | 0 | 0 |  | 1 | TRUE | wye
55 | LV_135-5_0_4_load_99 | 72 | 0.010097 | 0.0025305 | 0 | 0 |  | 1 | TRUE | wye
56 | LV_135-5_0_4_load_88 | 74 | 0.0010636 | 0.00026657 | 0 | 0 |  | 1 | TRUE | wye
57 | LV_135-5_0_4_load_60 | 75 | 0.0049068 | 0.0012298 | 0 | 0 |  | 1 | TRUE | wye
58 | LV_135-5_0_4_load_65 | 77 | 0.011722 | 0.0029377 | 0 | 0 |  | 1 | TRUE | wye
59 | LV_135-5_0_4_load_66 | 78 | 0.0080569 | 0.0020192 | 0 | 0 |  | 1 | TRUE | wye
60 | LV_135-5_0_4_load_113 | 81 | 0.0096638 | 0.002422 | 0 | 0 |  | 1 | TRUE | wye
61 | LV_135-5_0_4_load_67 | 82 | 0.0076539 | 0.0019183 | 0 | 0 |  | 1 | TRUE | wye
62 | LV_135-5_0_4_load_84 | 84 | 0.011572 | 0.0029002 | 0 | 0 |  | 1 | TRUE | wye
63 | LV_135-5_0_4_load_85 | 85 | 0.0045134 | 0.0011312 | 0 | 0 |  | 1 | TRUE | wye
64 | LV_135-5_0_4_load_68 | 86 | 0.0058082 | 0.0014557 | 0 | 0 |  | 1 | TRUE | wye
65 | LV_135-5_0_4_load_70 | 88 | 0.0043326 | 0.0010859 | 0 | 0 |  | 1 | TRUE | wye
66 | LV_135-5_0_4_load_72 | 89 | 0.004245 | 0.0010639 | 0 | 0 |  | 1 | TRUE | wye
67 | LV_135-5_0_4_load_74 | 92 | 0.0045957 | 0.0011518 | 0 | 0 |  | 1 | TRUE | wye
68 | LV_135-5_0_4_load_75 | 93 | 0.0067901 | 0.0017018 | 0 | 0 |  | 1 | TRUE | wye
69 | LV_135-5_0_4_load_83 | 95 | 0.0064094 | 0.0016063 | 0 | 0 |  | 1 | TRUE | wye
70 | LV_135-5_0_4_load_76 | 97 | 0.0017415 | 0.00043645 | 0 | 0 |  | 1 | TRUE | wye
71 | LV_135-5_0_4_load_77 | 98 | 0.0017969 | 0.00045035 | 0 | 0 |  | 1 | TRUE | wye
72 | LV_135-5_0_4_load_81 | 99 | 0.0013088 | 0.000328 | 0 | 0 |  | 1 | TRUE | wye
73 | LV_135-5_0_4_load_96 | 100 | 0.0051709 | 0.0012959 | 0 | 0 |  | 1 | TRUE | wye
74 | LV_135-5_0_4_load_86 | 102 | 0.0077934 | 0.0019532 | 0 | 0 |  | 1 | TRUE | wye
75 | LV_135-5_0_4_load_87 | 103 | 0.0063111 | 0.0015817 | 0 | 0 |  | 1 | TRUE | wye
76 | LV_135-5_0_4_load_101 | 104 | 0.0031985 | 0.00080162 | 0 | 0 |  | 1 | TRUE | wye
77 | LV_135-5_0_4_load_89 | 105 | 0.00056251 | 0.00014098 | 0 | 0 |  | 1 | TRUE | wye
78 | LV_135-5_0_4_load_91 | 106 | 0.00059537 | 0.00014921 | 0 | 0 |  | 1 | TRUE | wye
79 | LV_135-5_0_4_load_92 | 107 | 0.00063845 | 0.00016001 | 0 | 0 |  | 1 | TRUE | wye
80 | LV_135-5_0_4_load_117 | 108 | 0.0011213 | 0.00028104 | 0 | 0 |  | 1 | TRUE | wye
81 | LV_135-5_0_4_load_118 | 109 | 0.00063103 | 0.00015815 | 0 | 0 |  | 1 | TRUE | wye
82 | LV_135-5_0_4_load_93 | 110 | 0.0072804 | 0.0018246 | 0 | 0 |  | 1 | TRUE | wye
83 | LV_135-5_0_4_load_95 | 111 | 0.029084 | 0.0072891 | 0 | 0 |  | 1 | TRUE | wye
84 | LV_135-5_0_4_load_105 | 113 | 0.0049925 | 0.0012512 | 0 | 0 |  | 1 | TRUE | wye
85 | LV_135-5_0_4_load_106 | 114 | 0.0094102 | 0.0023584 | 0 | 0 |  | 1 | TRUE | wye
86 | LV_135-5_0_4_load_108 | 116 | 0.012935 | 0.0032419 | 0 | 0 |  | 1 | TRUE | wye
87 | LV_135-5_0_4_load_115 | 117 | 0.0038468 | 0.0009641 | 0 | 0 |  | 1 | TRUE | wye
88 | LV_135-5_0_4_load_110 | 120 | 0.005858 | 0.0014682 | 0 | 0 |  | 1 | TRUE | wye
89 | LV_135-5_0_4_load_109 | 121 | 0.0068117 | 0.0017072 | 0 | 0 |  | 1 | TRUE | wye
90 | LV_135-5_0_4_load_122 | 123 | 0.0020256 | 0.00050767 | 0 | 0 |  | 1 | TRUE | wye
91 | LV_135-5_0_4_load_120 | 124 | 0.0034642 | 0.00086822 | 0 | 0 |  | 1 | TRUE | wye
92 | LV_135-5_0_4_load_119 | 125 | 0.0018735 | 0.00046955 | 0 | 0 |  | 1 | TRUE | wye
93 | LV_135-5_0_4_load_121 | 126 | 0.0051521 | 0.0012912 | 0 | 0 |  | 1 | TRUE | wye

## ext_grid
| name | bus | vm_pu | va_degree | slack_weight | in_service
0 |  | 111 | 1 | 0 | 1 | TRUE

## line
| name | std_type | from_bus | to_bus | length_km | r_ohm_per_km | x_ohm_per_km | c_nf_per_km | g_us_per_km | max_i_ka | df | parallel | type | in_service
0 | LV_135-5_0_4_line_0 |  | 0 | 1 | 0.016309 | 0.125 | 0.08 | 261 | 0 | 0.364 | 1 | 1 | cs | TRUE
1 | LV_135-5_0_4_line_1 |  | 0 | 2 | 0.025757 | 0.125 | 0.08 | 261 | 0 | 0.364 | 1 | 1 | cs | TRUE
2 | LV_135-5_0_4_line_2 |  | 1 | 3 | 0.020872 | 0.125 | 0.08 | 261 | 0 | 0.364 | 1 | 1 | cs | TRUE
3 | LV_135-5_0_4_line_3 |  | 2 | 4 | 0.010349 | 0.125 | 0.08 | 261 | 0 | 0.364 | 1 | 1 | cs | TRUE
4 | LV_135-5_0_4_line_4 |  | 3 | 5 | 0.01634 | 0.125 | 0.08 | 261 | 0 | 0.364 | 1 | 2 | cs | TRUE
5 | LV_135-5_0_4_line_5 |  | 4 | 6 | 0.064215 | 0.125 | 0.08 | 261 | 0 | 0.364 | 1 | 1 | cs | TRUE
6 | LV_135-5_0_4_line_6 |  | 5 | 7 | 0.012292 | 0.125 | 0.08 | 261 | 0 | 0.364 | 1 | 4 | cs | TRUE
7 | LV_135-5_0_4_line_7 |  | 6 | 8 | 0.022524 | 0.125 | 0.08 | 261 | 0 | 0.364 | 1 | 1 | cs | TRUE
8 | LV_135-5_0_4_line_8 |  | 7 | 9 | 0.016053 | 0.125 | 0.08 | 261 | 0 | 0.364 | 1 | 1 | cs | TRUE
9 | LV_135-5_0_4_line_9 |  | 7 | 10 | 0.011031 | 0.125 | 0.08 | 261 | 0 | 0.364 | 1 | 4 | cs | TRUE
10 | LV_135-5_0_4_line_10 |  | 8 | 11 | 0.0044515 | 0.125 | 0.08 | 261 | 0 | 0.364 | 1 | 1 | cs | TRUE
11 | LV_135-5_0_4_line_11 |  | 9 | 55 | 0.006354 | 0.125 | 0.08 | 261 | 0 | 0.364 | 1 | 1 | cs | TRUE
12 | LV_135-5_0_4_line_12 |  | 10 | 40 | 0.011807 | 0.125 | 0.08 | 261 | 0 | 0.364 | 1 | 4 | cs | TRUE
13 | LV_135-5_0_4_line_13 |  | 11 | 31 | 0.0093182 | 0.125 | 0.08 | 261 | 0 | 0.364 | 1 | 1 | cs | TRUE
14 | LV_135-5_0_4_line_14 |  | 12 | 13 | 0.027844 | 0.125 | 0.08 | 261 | 0 | 0.364 | 1 | 1 | cs | TRUE
15 | LV_135-5_0_4_line_15 |  | 12 | 14 | 0.017345 | 0.125 | 0.08 | 261 | 0 | 0.364 | 1 | 1 | cs | TRUE
16 | LV_135-5_0_4_line_16 |  | 14 | 15 | 0.0038871 | 0.125 | 0.08 | 261 | 0 | 0.364 | 1 | 1 | cs | TRUE
17 | LV_135-5_0_4_line_17 |  | 15 | 16 | 0.004143 | 0.125 | 0.08 | 261 | 0 | 0.364 | 1 | 4 | cs | TRUE
18 | LV_135-5_0_4_line_18 |  | 15 | 17 | 0.017795 | 0.125 | 0.08 | 261 | 0 | 0.364 | 1 | 4 | cs | TRUE
19 | LV_135-5_0_4_line_19 |  | 16 | 18 | 0.007149 | 0.125 | 0.08 | 261 | 0 | 0.364 | 1 | 4 | cs | TRUE
20 | LV_135-5_0_4_line_20 |  | 16 | 19 | 0.031562 | 0.125 | 0.08 | 261 | 0 | 0.364 | 1 | 1 | cs | TRUE
21 | LV_135-5_0_4_line_21 |  | 17 | 20 | 0.030588 | 0.125 | 0.08 | 261 | 0 | 0.364 | 1 | 4 | cs | TRUE
22 | LV_135-5_0_4_line_22 |  | 18 | 21 | 0.014514 | 0.125 | 0.08 | 261 | 0 | 0.364 | 1 | 4 | cs | TRUE
23 | LV_135-5_0_4_line_23 |  | 19 | 22 | 0.015224 | 0.125 | 0.08 | 261 | 0 | 0.364 | 1 | 1 | cs | TRUE
24 | LV_135-5_0_4_line_24 |  | 20 | 23 | 0.016797 | 0.125 | 0.08 | 261 | 0 | 0.364 | 1 | 4 | cs | TRUE
25 | LV_135-5_0_4_line_25 |  | 21 | 52 | 0.01269 | 0.125 | 0.08 | 261 | 0 | 0.364 | 1 | 4 | cs | TRUE
26 | LV_135-5_0_4_line_26 |  | 23 | 41 | 0.018202 | 0.125 | 0.08 | 261 | 0 | 0.364 | 1 | 4 | cs | TRUE
27 | LV_135-5_0_4_line_27 |  | 24 | 25 | 0.010671 | 0.125 | 0.08 | 261 | 0 | 0.364 | 1 | 4 | cs | TRUE
28 | LV_135-5_0_4_line_28 |  | 24 | 26 | 0.013805 | 0.125 | 0.08 | 261 | 0 | 0.364 | 1 | 4 | cs | TRUE
29 | LV_135-5_0_4_line_29 |  | 24 | 27 | 0.010856 | 0.125 | 0.08 | 261 | 0 | 0.364 | 1 | 4 | cs | TRUE
30 | LV_135-5_0_4_line_30 |  | 25 | 28 | 0.015193 | 0.125 | 0.08 | 261 | 0 | 0.364 | 1 | 4 | cs | TRUE
31 | LV_135-5_0_4_line_31 |  | 25 | 29 | 0.010509 | 0.125 | 0.08 | 261 | 0 | 0.364 | 1 | 1 | cs | TRUE
32 | LV_135-5_0_4_line_32 |  | 26 | 52 | 0.023121 | 0.125 | 0.08 | 261 | 0 | 0.364 | 1 | 4 | cs | TRUE
33 | LV_135-5_0_4_line_33 |  | 27 | 53 | 0.052558 | 0.125 | 0.08 | 261 | 0 | 0.364 | 1 | 4 | cs | TRUE
34 | LV_135-5_0_4_line_34 |  | 28 | 54 | 0.022899 | 0.125 | 0.08 | 261 | 0 | 0.364 | 1 | 4 | cs | TRUE
35 | LV_135-5_0_4_line_35 |  | 30 | 31 | 0.0081445 | 0.125 | 0.08 | 261 | 0 | 0.364 | 1 | 1 | cs | TRUE
36 | LV_135-5_0_4_line_36 |  | 30 | 32 | 0.0012191 | 0.125 | 0.08 | 261 | 0 | 0.364 | 1 | 1 | cs | TRUE
37 | LV_135-5_0_4_line_37 |  | 32 | 33 | 0.02233 | 0.125 | 0.08 | 261 | 0 | 0.364 | 1 | 1 | cs | TRUE
38 | LV_135-5_0_4_line_38 |  | 33 | 34 | 1.8527e-06 | 0.125 | 0.08 | 261 | 0 | 0.364 | 1 | 1 | cs | TRUE
39 | LV_135-5_0_4_line_39 |  | 34 | 35 | 0.02184 | 0.125 | 0.08 | 261 | 0 | 0.364 | 1 | 1 | cs | TRUE
40 | LV_135-5_0_4_line_40 |  | 35 | 36 | 0.004723 | 0.125 | 0.08 | 261 | 0 | 0.364 | 1 | 1 | cs | TRUE
41 | LV_135-5_0_4_line_41 |  | 36 | 43 | 0.022139 | 0.125 | 0.08 | 261 | 0 | 0.364 | 1 | 1 | cs | TRUE
42 | LV_135-5_0_4_line_42 |  | 37 | 38 | 0.015545 | 0.125 | 0.08 | 261 | 0 | 0.364 | 1 | 4 | cs | TRUE
43 | LV_135-5_0_4_line_43 |  | 37 | 39 | 0.014562 | 0.125 | 0.08 | 261 | 0 | 0.364 | 1 | 4 | cs | TRUE
44 | LV_135-5_0_4_line_44 |  | 38 | 40 | 0.02715 | 0.125 | 0.08 | 261 | 0 | 0.364 | 1 | 4 | cs | TRUE
45 | LV_135-5_0_4_line_45 |  | 39 | 41 | 0.0076635 | 0.125 | 0.08 | 261 | 0 | 0.364 | 1 | 4 | cs | TRUE
46 | LV_135-5_0_4_line_46 |  | 39 | 42 | 0.0051533 | 0.125 | 0.08 | 261 | 0 | 0.364 | 1 | 1 | cs | TRUE
47 | LV_135-5_0_4_line_47 |  | 43 | 44 | 0.00049073 | 0.125 | 0.08 | 261 | 0 | 0.364 | 1 | 1 | cs | TRUE
48 | LV_135-5_0_4_line_48 |  | 44 | 45 | 0.013218 | 0.125 | 0.08 | 261 | 0 | 0.364 | 1 | 1 | cs | TRUE
49 | LV_135-5_0_4_line_49 |  | 45 | 46 | 0.038258 | 0.125 | 0.08 | 261 | 0 | 0.364 | 1 | 1 | cs | TRUE
50 | LV_135-5_0_4_line_50 |  | 46 | 47 | 0.02486 | 0.125 | 0.08 | 261 | 0 | 0.364 | 1 | 1 | cs | TRUE
51 | LV_135-5_0_4_line_51 |  | 47 | 51 | 0.026187 | 0.125 | 0.08 | 261 | 0 | 0.364 | 1 | 1 | cs | TRUE
52 | LV_135-5_0_4_line_52 |  | 48 | 49 | 0.0014719 | 0.125 | 0.08 | 261 | 0 | 0.364 | 1 | 1 | cs | TRUE
53 | LV_135-5_0_4_line_53 |  | 49 | 50 | 0.020929 | 0.125 | 0.08 | 261 | 0 | 0.364 | 1 | 1 | cs | TRUE
54 | LV_135-5_0_4_line_54 |  | 50 | 51 | 0.050074 | 0.125 | 0.08 | 261 | 0 | 0.364 | 1 | 1 | cs | TRUE
55 | LV_135-5_0_4_line_55 |  | 53 | 127 | 0.019041 | 0.125 | 0.08 | 261 | 0 | 0.364 | 1 | 4 | cs | TRUE
56 | LV_135-5_0_4_line_56 |  | 54 | 101 | 0.015047 | 0.125 | 0.08 | 261 | 0 | 0.364 | 1 | 4 | cs | TRUE
57 | LV_135-5_0_4_line_57 |  | 55 | 56 | 0.019016 | 0.125 | 0.08 | 261 | 0 | 0.364 | 1 | 1 | cs | TRUE
58 | LV_135-5_0_4_line_58 |  | 56 | 57 | 0.0020297 | 0.125 | 0.08 | 261 | 0 | 0.364 | 1 | 1 | cs | TRUE
59 | LV_135-5_0_4_line_59 |  | 57 | 98 | 0.028814 | 0.125 | 0.08 | 261 | 0 | 0.364 | 1 | 1 | cs | TRUE
60 | LV_135-5_0_4_line_60 |  | 58 | 59 | 0.010089 | 0.125 | 0.08 | 261 | 0 | 0.364 | 1 | 1 | cs | TRUE
61 | LV_135-5_0_4_line_61 |  | 58 | 60 | 0.050702 | 0.125 | 0.08 | 261 | 0 | 0.364 | 1 | 1 | cs | TRUE
62 | LV_135-5_0_4_line_62 |  | 59 | 61 | 0.0022426 | 0.125 | 0.08 | 261 | 0 | 0.364 | 1 | 1 | cs | TRUE
63 | LV_135-5_0_4_line_63 |  | 60 | 62 | 0.041544 | 0.125 | 0.08 | 261 | 0 | 0.364 | 1 | 1 | cs | TRUE
64 | LV_135-5_0_4_line_64 |  | 60 | 63 | 0.01939 | 0.125 | 0.08 | 261 | 0 | 0.364 | 1 | 1 | cs | TRUE
65 | LV_135-5_0_4_line_65 |  | 61 | 64 | 0.0043781 | 0.125 | 0.08 | 261 | 0 | 0.364 | 1 | 1 | cs | TRUE
66 | LV_135-5_0_4_line_66 |  | 62 | 65 | 0.011955 | 0.125 | 0.08 | 261 | 0 | 0.364 | 1 | 1 | cs | TRUE
67 | LV_135-5_0_4_line_67 |  | 63 | 66 | 0.0085924 | 0.125 | 0.08 | 261 | 0 | 0.364 | 1 | 1 | cs | TRUE
68 | LV_135-5_0_4_line_68 |  | 64 | 67 | 0.013914 | 0.125 | 0.08 | 261 | 0 | 0.364 | 1 | 1 | cs | TRUE
69 | LV_135-5_0_4_line_69 |  | 65 | 68 | 0.005984 | 0.125 | 0.08 | 261 | 0 | 0.364 | 1 | 1 | cs | TRUE
70 | LV_135-5_0_4_line_70 |  | 66 | 69 | 0.011815 | 0.125 | 0.08 | 261 | 0 | 0.364 | 1 | 1 | cs | TRUE
71 | LV_135-5_0_4_line_71 |  | 67 | 70 | 0.011456 | 0.125 | 0.08 | 261 | 0 | 0.364 | 1 | 1 | cs | TRUE
72 | LV_135-5_0_4_line_72 |  | 68 | 71 | 0.016991 | 0.125 | 0.08 | 261 | 0 | 0.364 | 1 | 1 | cs | TRUE
73 | LV_135-5_0_4_line_73 |  | 69 | 72 | 0.026292 | 0.125 | 0.08 | 261 | 0 | 0.364 | 1 | 1 | cs | TRUE
74 | LV_135-5_0_4_line_74 |  | 71 | 73 | 0.011794 | 0.125 | 0.08 | 261 | 0 | 0.364 | 1 | 1 | cs | TRUE
75 | LV_135-5_0_4_line_75 |  | 72 | 104 | 0.0056959 | 0.125 | 0.08 | 261 | 0 | 0.364 | 1 | 1 | cs | TRUE
76 | LV_135-5_0_4_line_76 |  | 73 | 74 | 0.0029705 | 0.125 | 0.08 | 261 | 0 | 0.364 | 1 | 1 | cs | TRUE
77 | LV_135-5_0_4_line_77 |  | 74 | 105 | 0.0073333 | 0.125 | 0.08 | 261 | 0 | 0.364 | 1 | 1 | cs | TRUE
78 | LV_135-5_0_4_line_78 |  | 75 | 76 | 0.014223 | 0.125 | 0.08 | 261 | 0 | 0.364 | 1 | 1 | cs | TRUE
79 | LV_135-5_0_4_line_79 |  | 76 | 77 | 0.024182 | 0.125 | 0.08 | 261 | 0 | 0.364 | 1 | 4 | cs | TRUE
80 | LV_135-5_0_4_line_80 |  | 76 | 78 | 0.0096861 | 0.125 | 0.08 | 261 | 0 | 0.364 | 1 | 4 | cs | TRUE
81 | LV_135-5_0_4_line_81 |  | 77 | 82 | 0.032337 | 0.125 | 0.08 | 261 | 0 | 0.364 | 1 | 4 | cs | TRUE
82 | LV_135-5_0_4_line_82 |  | 78 | 79 | 0.0077075 | 0.125 | 0.08 | 261 | 0 | 0.364 | 1 | 4 | cs | TRUE
83 | LV_135-5_0_4_line_83 |  | 79 | 80 | 0.013522 | 0.125 | 0.08 | 261 | 0 | 0.364 | 1 | 4 | cs | TRUE
84 | LV_135-5_0_4_line_84 |  | 80 | 81 | 0.0031495 | 0.125 | 0.08 | 261 | 0 | 0.364 | 1 | 4 | cs | TRUE
85 | LV_135-5_0_4_line_85 |  | 81 | 83 | 0.022802 | 0.125 | 0.08 | 261 | 0 | 0.364 | 1 | 4 | cs | TRUE
86 | LV_135-5_0_4_line_86 |  | 82 | 84 | 0.0018673 | 0.125 | 0.08 | 261 | 0 | 0.364 | 1 | 4 | cs | TRUE
87 | LV_135-5_0_4_line_87 |  | 83 | 121 | 0.015259 | 0.125 | 0.08 | 261 | 0 | 0.364 | 1 | 4 | cs | TRUE
88 | LV_135-5_0_4_line_88 |  | 84 | 85 | 0.0061398 | 0.125 | 0.08 | 261 | 0 | 0.364 | 1 | 4 | cs | TRUE
89 | LV_135-5_0_4_line_89 |  | 85 | 102 | 0.014539 | 0.125 | 0.08 | 261 | 0 | 0.364 | 1 | 2 | cs | TRUE
90 | LV_135-5_0_4_line_90 |  | 86 | 87 | 0.015998 | 0.125 | 0.08 | 261 | 0 | 0.364 | 1 | 1 | cs | TRUE
91 | LV_135-5_0_4_line_91 |  | 86 | 88 | 0.015536 | 0.125 | 0.08 | 261 | 0 | 0.364 | 1 | 1 | cs | TRUE
92 | LV_135-5_0_4_line_92 |  | 87 | 89 | 0.015985 | 0.125 | 0.08 | 261 | 0 | 0.364 | 1 | 1 | cs | TRUE
93 | LV_135-5_0_4_line_93 |  | 88 | 90 | 0.022853 | 0.125 | 0.08 | 261 | 0 | 0.364 | 1 | 1 | cs | TRUE
94 | LV_135-5_0_4_line_94 |  | 89 | 93 | 0.047265 | 0.125 | 0.08 | 261 | 0 | 0.364 | 1 | 1 | cs | TRUE
95 | LV_135-5_0_4_line_95 |  | 90 | 94 | 0.022905 | 0.125 | 0.08 | 261 | 0 | 0.364 | 1 | 1 | cs | TRUE
96 | LV_135-5_0_4_line_96 |  | 90 | 91 | 0.003307 | 0.125 | 0.08 | 261 | 0 | 0.364 | 1 | 1 | cs | TRUE
97 | LV_135-5_0_4_line_97 |  | 91 | 92 | 0.023071 | 0.125 | 0.08 | 261 | 0 | 0.364 | 1 | 1 | cs | TRUE
98 | LV_135-5_0_4_line_98 |  | 94 | 95 | 0.015765 | 0.125 | 0.08 | 261 | 0 | 0.364 | 1 | 1 | cs | TRUE
99 | LV_135-5_0_4_line_99 |  | 94 | 96 | 0.003686 | 0.125 | 0.08 | 261 | 0 | 0.364 | 1 | 1 | cs | TRUE
100 | LV_135-5_0_4_line_100 |  | 96 | 99 | 0.012383 | 0.125 | 0.08 | 261 | 0 | 0.364 | 1 | 1 | cs | TRUE
101 | LV_135-5_0_4_line_101 |  | 96 | 97 | 0.0094685 | 0.125 | 0.08 | 261 | 0 | 0.364 | 1 | 1 | cs | TRUE
102 | LV_135-5_0_4_line_102 |  | 97 | 98 | 0.021368 | 0.125 | 0.08 | 261 | 0 | 0.364 | 1 | 1 | cs | TRUE
103 | LV_135-5_0_4_line_103 |  | 100 | 101 | 0.0025099 | 0.125 | 0.08 | 261 | 0 | 0.364 | 1 | 1 | cs | TRUE
104 | LV_135-5_0_4_line_104 |  | 101 | 110 | 0.018655 | 0.125 | 0.08 | 261 | 0 | 0.364 | 1 | 4 | cs | TRUE
105 | LV_135-5_0_4_line_105 |  | 102 | 103 | 0.0040789 | 0.125 | 0.08 | 261 | 0 | 0.364 | 1 | 1 | cs | TRUE
106 | LV_135-5_0_4_line_106 |  | 103 | 104 | 0.011004 | 0.125 | 0.08 | 261 | 0 | 0.364 | 1 | 1 | cs | TRUE
107 | LV_135-5_0_4_line_107 |  | 105 | 106 | 0.0052939 | 0.125 | 0.08 | 261 | 0 | 0.364 | 1 | 1 | cs | TRUE
108 | LV_135-5_0_4_line_108 |  | 106 | 107 | 0.0053829 | 0.125 | 0.08 | 261 | 0 | 0.364 | 1 | 1 | cs | TRUE
109 | LV_135-5_0_4_line_109 |  | 107 | 108 | 0.026114 | 0.125 | 0.08 | 261 | 0 | 0.364 | 1 | 1 | cs | TRUE
110 | LV_135-5_0_4_line_110 |  | 108 | 109 | 0.014165 | 0.125 | 0.08 | 261 | 0 | 0.364 | 1 | 1 | cs | TRUE
111 | LV_135-5_0_4_line_111 |  | 110 | 111 | 0.0074457 | 0.125 | 0.08 | 261 | 0 | 0.364 | 1 | 4 | cs | TRUE
112 | LV_135-5_0_4_line_112 |  | 112 | 113 | 0.014536 | 0.125 | 0.08 | 261 | 0 | 0.364 | 1 | 1 | cs | TRUE
113 | LV_135-5_0_4_line_113 |  | 112 | 114 | 0.029753 | 0.125 | 0.08 | 261 | 0 | 0.364 | 1 | 1 | cs | TRUE
114 | LV_135-5_0_4_line_114 |  | 113 | 115 | 0.022803 | 0.125 | 0.08 | 261 | 0 | 0.364 | 1 | 1 | cs | TRUE
115 | LV_135-5_0_4_line_115 |  | 114 | 116 | 0.061915 | 0.125 | 0.08 | 261 | 0 | 0.364 | 1 | 1 | cs | TRUE
116 | LV_135-5_0_4_line_116 |  | 115 | 117 | 0.0056295 | 0.125 | 0.08 | 261 | 0 | 0.364 | 1 | 1 | cs | TRUE
117 | LV_135-5_0_4_line_117 |  | 115 | 118 | 0.032609 | 0.125 | 0.08 | 261 | 0 | 0.364 | 1 | 1 | cs | TRUE
118 | LV_135-5_0_4_line_118 |  | 118 | 119 | 0.038721 | 0.125 | 0.08 | 261 | 0 | 0.364 | 1 | 4 | cs | TRUE
119 | LV_135-5_0_4_line_119 |  | 118 | 120 | 0.044277 | 0.125 | 0.08 | 261 | 0 | 0.364 | 1 | 4 | cs | TRUE
120 | LV_135-5_0_4_line_120 |  | 119 | 122 | 0.0237 | 0.125 | 0.08 | 261 | 0 | 0.364 | 1 | 4 | cs | TRUE
121 | LV_135-5_0_4_line_121 |  | 120 | 121 | 0.020638 | 0.125 | 0.08 | 261 | 0 | 0.364 | 1 | 4 | cs | TRUE
122 | LV_135-5_0_4_line_122 |  | 122 | 123 | 0.026873 | 0.125 | 0.08 | 261 | 0 | 0.364 | 1 | 4 | cs | TRUE
123 | LV_135-5_0_4_line_123 |  | 123 | 124 | 0.033775 | 0.125 | 0.08 | 261 | 0 | 0.364 | 1 | 4 | cs | TRUE
124 | LV_135-5_0_4_line_124 |  | 124 | 125 | 0.017537 | 0.125 | 0.08 | 261 | 0 | 0.364 | 1 | 4 | cs | TRUE
125 | LV_135-5_0_4_line_125 |  | 125 | 126 | 0.022409 | 0.125 | 0.08 | 261 | 0 | 0.364 | 1 | 4 | cs | TRUE
126 | LV_135-5_0_4_line_126 |  | 126 | 127 | 0.0011771 | 0.125 | 0.08 | 261 | 0 | 0.364 | 1 | 4 | cs | TRUE

## trafo
| name | std_type | hv_bus | lv_bus | sn_mva | vn_hv_kv | vn_lv_kv | vk_percent | vkr_percent | pfe_kw | i0_percent | shift_degree | tap_side | tap_neutral | tap_min | tap_max | tap_step_percent | tap_step_degree | tap_pos | tap_phase_shifter | parallel | df | in_service
0 | LV_135-5_0_4_trafo_95 | 0.63 MVA 20/0.4 kV | 128 | 111 | 0.63 | 20 | 0.4 | 6 | 1.206 | 1.65 | 0.2619 | 150 | hv | 0 | -2 | 2 | 2.5 | 0 | 0 | FALSE | 1 | 1 | TRUE

## line_geodata
| x0 | y0 | x1 | y1 | x2 | y2 | x3 | y3 | x4 | y4 | x5 | y5 | x6 | y6 | x7 | y7 | x8 | y8 | x9 | y9 | x10 | y10 | x11 | y11
0 | 2683180.9348 | 1242981.2247 | 2683188.3123 | 1242995.7694
1 | 2683169.2833 | 1242958.2537 | 2683180.9348 | 1242981.2247
2 | 2683202.7041 | 1243009.3591 | 2683199.3854 | 1243008.8344 | 2683196.5211 | 1243007.1709 | 2683192.9027 | 1243003.7621 | 2683190.3064 | 1242999.7006 | 2683188.3123 | 1242995.7694
3 | 2683164.3995 | 1242949.1231 | 2683169.2833 | 1242958.2537
4 | 2683202.7041 | 1243009.3591 | 2683208.1094 | 1243008.79 | 2683218.4865 | 1243005.4388
5 | 2683164.3995 | 1242949.1231 | 2683174.0699 | 1242947.3573 | 2683177.1905 | 1242947.4567 | 2683180.0161 | 1242948.1079 | 2683185.3575 | 1242949.9396 | 2683190.0033 | 1242951.7838 | 2683196.4653 | 1242953.4868 | 2683202.3189 | 1242954.9143 | 2683209.2096 | 1242955.6892 | 2683218.2247 | 1242955.9158 | 2683226.7552 | 1242955.1237 | 2683227.2339 | 1242955.0182
6 | 2683230.1841 | 1243001.6611 | 2683218.4865 | 1243005.4388
7 | 2683248.6356 | 1242948.2006 | 2683242.5331 | 1242950.6974 | 2683235.809 | 1242953.127 | 2683227.2339 | 1242955.0182
8 | 2683230.1841 | 1243001.6611 | 2683233.0709 | 1243004.9484 | 2683240.8427 | 1243013.6653
9 | 2683230.1841 | 1243001.6611 | 2683240.6074 | 1242998.0504
10 | 2683248.6356 | 1242948.2006 | 2683250.8887 | 1242947.2788 | 2683252.6316 | 1242946.2633
11 | 2683245.0711 | 1243018.408 | 2683240.8427 | 1243013.6653
12 | 2683240.6074 | 1242998.0504 | 2683251.7642 | 1242994.1856
13 | 2683252.6316 | 1242946.2633 | 2683257.8397 | 1242943.2289 | 2683260.6006 | 1242941.4385
14 | 2683389.8774 | 1242926.3485 | 2683403.211 | 1242901.9049
15 | 2683389.8774 | 1242926.3485 | 2683381.5712 | 1242941.5758 | 2683381.5712 | 1242941.5758
16 | 2683385.0078 | 1242943.3921 | 2683381.5712 | 1242941.5758
17 | 2683385.0078 | 1242943.3921 | 2683388.6847 | 1242945.3229
18 | 2683385.0078 | 1242943.3921 | 2683375.813 | 1242958.6406
19 | 2683388.6847 | 1242945.3229 | 2683385.1353 | 1242951.5331
20 | 2683388.6847 | 1242945.3229 | 2683403.8019 | 1242917.6166
21 | 2683375.813 | 1242958.6406 | 2683372.183 | 1242957.133 | 2683368.1879 | 1242956.3318 | 2683361.9865 | 1242957.6012 | 2683346.414 | 1242962.2555
22 | 2683385.1353 | 1242951.5331 | 2683395.5075 | 1242961.6862 | 2683395.5075 | 1242961.6862
23 | 2683411.0937 | 1242904.2525 | 2683403.8019 | 1242917.6166
24 | 2683330.6123 | 1242967.9488 | 2683345.9615 | 1242962.3907 | 2683346.414 | 1242962.2555
25 | 2683395.5075 | 1242961.6862 | 2683394.5471 | 1242968.1663 | 2683390.2999 | 1242972.5986
26 | 2683313.4982 | 1242974.1461 | 2683330.6123 | 1242967.9488
27 | 2683355.6347 | 1242993.2378 | 2683357.802 | 1242989.6323 | 2683363.048 | 1242993.4087
28 | 2683363.048 | 1242993.4087 | 2683375.1833 | 1242986.7632
29 | 2683363.048 | 1242993.4087 | 2683371.8621 | 1242999.7467
30 | 2683355.6347 | 1242993.2378 | 2683348.9817 | 1243004.597 | 2683347.9408 | 1243006.3389
31 | 2683355.6347 | 1242993.2378 | 2683352.0788 | 1242991.3087 | 2683345.7977 | 1242989.7857
32 | 2683375.1833 | 1242986.7632 | 2683374.0663 | 1242983.9455 | 2683384.4125 | 1242978.7426 | 2683390.2999 | 1242972.5986
33 | 2683418.3057 | 1243004.3299 | 2683413.1745 | 1243008.3794 | 2683409.5885 | 1243010.7418 | 2683404.0625 | 1243012.8991 | 2683397.8315 | 1243013.0561 | 2683390.4401 | 1243011.3398 | 2683382.8571 | 1243007.6528 | 2683371.8621 | 1242999.7467
34 | 2683336.1938 | 1243025.9956 | 2683347.9408 | 1243006.3389
35 | 2683267.3254 | 1242936.8609 | 2683266.2313 | 1242937.7871 | 2683260.6006 | 1242941.4385
36 | 2683268.2558 | 1242936.0732 | 2683267.3254 | 1242936.8609
37 | 2683268.2558 | 1242936.0732 | 2683273.6215 | 1242931.5307 | 2683284.4073 | 1242920.6798
38 | 2683284.4073 | 1242920.6798 | 2683284.4086 | 1242920.6785
39 | 2683299.2778 | 1242904.6956 | 2683291.4871 | 1242913.5573 | 2683284.4086 | 1242920.6785
40 | 2683299.2778 | 1242904.6956 | 2683302.3962 | 1242901.1485
41 | 2683302.3962 | 1242901.1485 | 2683310.5772 | 1242891.8428 | 2683315.4742 | 1242883.4139
42 | 2683292.361 | 1242980.9926 | 2683277.489 | 1242985.5158
43 | 2683306.2927 | 1242976.7553 | 2683292.361 | 1242980.9926
44 | 2683277.489 | 1242985.5158 | 2683271.8719 | 1242987.2243 | 2683258.4723 | 1242991.8619 | 2683251.7642 | 1242994.1856
45 | 2683306.2927 | 1242976.7553 | 2683313.4982 | 1242974.1461
46 | 2683306.2927 | 1242976.7553 | 2683307.3443 | 1242980.4616 | 2683308.6083 | 1242980.7681
47 | 2683315.4742 | 1242883.4139 | 2683315.7207 | 1242882.9896
48 | 2683322.3608 | 1242871.5606 | 2683315.7207 | 1242882.9896
49 | 2683338.5544 | 1242836.9737 | 2683328.3714 | 1242861.2149 | 2683322.3608 | 1242871.5606
50 | 2683338.5544 | 1242836.9737 | 2683342.4324 | 1242838.5848 | 2683352.6572 | 1242842.5757 | 2683356.778 | 1242844.1236 | 2683361.9951 | 1242843.292
51 | 2683361.9951 | 1242843.292 | 2683381.7121 | 1242840.1488 | 2683387.7342 | 1242841.7094
52 | 2683420.7003 | 1242878.1209 | 2683421.4665 | 1242876.8642
53 | 2683433.9988 | 1242860.1758 | 2683432.3235 | 1242862.1204 | 2683425.5582 | 1242870.1533 | 2683421.4665 | 1242876.8642
54 | 2683433.9988 | 1242860.1758 | 2683406.8916 | 1242846.674 | 2683387.7342 | 1242841.7094
55 | 2683431.6479 | 1242990.7485 | 2683418.5177 | 1243004.1625 | 2683418.3057 | 1243004.3299
56 | 2683328.4751 | 1243038.9117 | 2683336.1938 | 1243025.9956
57 | 2683245.0711 | 1243018.408 | 2683257.726 | 1243032.6018
58 | 2683259.0767 | 1243034.1168 | 2683257.726 | 1243032.6018
59 | 2683277.6627 | 1243056.1289 | 2683265.1462 | 1243040.9244 | 2683259.0767 | 1243034.1168
60 | 2683398.9451 | 1243160.1783 | 2683398.9451 | 1243160.1783 | 2683399.6928 | 1243155.3854 | 2683402.109 | 1243150.7382
61 | 2683414.8377 | 1243207.7584 | 2683410.7742 | 1243201.6191 | 2683407.3536 | 1243194.9106 | 2683402.9461 | 1243179.9044 | 2683399.7595 | 1243167.3061 | 2683398.9451 | 1243160.1783
62 | 2683402.109 | 1243150.7382 | 2683402.109 | 1243150.7382 | 2683403.5972 | 1243149.0605
63 | 2683414.8377 | 1243207.7584 | 2683385.9147 | 1243237.5807
64 | 2683414.8377 | 1243207.7584 | 2683428.1667 | 1243193.6766
65 | 2683403.5972 | 1243149.0605 | 2683406.5024 | 1243145.7852
66 | 2683377.5913 | 1243246.1629 | 2683385.9147 | 1243237.5807
67 | 2683428.1667 | 1243193.6766 | 2683434.0733 | 1243187.4363
68 | 2683417.1335 | 1243136.8085 | 2683406.5024 | 1243145.7852 | 2683406.5024 | 1243145.7852
69 | 2683377.5913 | 1243246.1629 | 2683381.6413 | 1243250.5785
70 | 2683442.195 | 1243178.8559 | 2683434.0733 | 1243187.4363
71 | 2683417.1335 | 1243136.8085 | 2683425.8866 | 1243129.4175
72 | 2683381.6413 | 1243250.5785 | 2683393.504 | 1243262.7433
73 | 2683460.2688 | 1243159.7612 | 2683442.195 | 1243178.8559
74 | 2683401.7379 | 1243271.187 | 2683393.504 | 1243262.7433
75 | 2683460.2688 | 1243159.7612 | 2683464.1843 | 1243155.6245
76 | 2683401.7379 | 1243271.187 | 2683404.2735 | 1243272.7345
77 | 2683404.2735 | 1243272.7345 | 2683410.533 | 1243276.5549
78 | 2683525.1884 | 1243083.9873 | 2683537.0074 | 1243091.8988
79 | 2683525.1884 | 1243083.9873 | 2683509.9303 | 1243102.7478
80 | 2683525.1884 | 1243083.9873 | 2683531.0472 | 1243076.2741
81 | 2683509.9303 | 1243102.7478 | 2683489.5266 | 1243127.8351
82 | 2683535.7093 | 1243070.1365 | 2683531.0472 | 1243076.2741
83 | 2683544.0685 | 1243059.4909 | 2683535.7093 | 1243070.1365
84 | 2683544.0685 | 1243059.4909 | 2683545.9635 | 1243056.9752
85 | 2683559.683 | 1243038.7623 | 2683545.9635 | 1243056.9752
86 | 2683488.3484 | 1243129.2838 | 2683489.5266 | 1243127.8351
87 | 2683559.683 | 1243038.7623 | 2683553.6705 | 1243034.141 | 2683547.9474 | 1243029.0261
88 | 2683488.3484 | 1243129.2838 | 2683484.4743 | 1243134.0471
89 | 2683474.5529 | 1243144.6702 | 2683483.6577 | 1243135.0511 | 2683484.4743 | 1243134.0471
90 | 2683300.788 | 1243134.5479 | 2683305.7427 | 1243132.149 | 2683309.0624 | 1243129.9051 | 2683313.8558 | 1243125.5359
91 | 2683303.1568 | 1243114.2706 | 2683313.8558 | 1243125.5359
92 | 2683300.788 | 1243134.5479 | 2683304.7972 | 1243144.567 | 2683307.6025 | 1243148.9373
93 | 2683287.4195 | 1243097.7002 | 2683303.1568 | 1243114.2706
94 | 2683333.1128 | 1243188.7268 | 2683323.9337 | 1243174.3795 | 2683307.6025 | 1243148.9373
95 | 2683287.4195 | 1243097.7002 | 2683284.8496 | 1243094.9955 | 2683288.7515 | 1243092.2038 | 2683299.6102 | 1243082.7827
96 | 2683287.4195 | 1243097.7002 | 2683284.7686 | 1243099.6867
97 | 2683284.7686 | 1243099.6867 | 2683281.6506 | 1243102.1002 | 2683269.2584 | 1243111.9891 | 2683266.8275 | 1243114.1812
98 | 2683299.6102 | 1243082.7827 | 2683306.6886 | 1243076.6443 | 2683310.3162 | 1243071.3767
99 | 2683299.6102 | 1243082.7827 | 2683297.2615 | 1243079.9366
100 | 2683297.2615 | 1243079.9366 | 2683288.4513 | 1243087.2071 | 2683287.6716 | 1243087.7681
101 | 2683297.2615 | 1243079.9366 | 2683291.2437 | 1243072.6264
102 | 2683291.2437 | 1243072.6264 | 2683277.6627 | 1243056.1289
103 | 2683328.4751 | 1243038.9117 | 2683327.3244 | 1243041.1423
104 | 2683328.4751 | 1243038.9117 | 2683344.9161 | 1243047.7257
105 | 2683474.5529 | 1243144.6702 | 2683471.749 | 1243147.6325
106 | 2683464.1843 | 1243155.6245 | 2683471.749 | 1243147.6325
107 | 2683410.533 | 1243276.5549 | 2683415.0517 | 1243279.3128
108 | 2683419.6464 | 1243282.1171 | 2683415.0517 | 1243279.3128
109 | 2683441.9366 | 1243295.7214 | 2683419.6464 | 1243282.1171
110 | 2683454.0273 | 1243303.1007 | 2683441.9366 | 1243295.7214
111 | 2683351.4783 | 1243051.2437 | 2683344.9161 | 1243047.7257
112 | 2683499.5241 | 1243024.4608 | 2683505.8499 | 1243011.3737
113 | 2683499.5241 | 1243024.4608 | 2683497.6979 | 1243023.7013 | 2683494.7411 | 1243023.7819 | 2683491.4776 | 1243025.2482 | 2683489.6234 | 1243027.546 | 2683488.0336 | 1243032.0158 | 2683480.3493 | 1243043.167
114 | 2683515.7736 | 1242990.8429 | 2683505.8499 | 1243011.3737
115 | 2683443.4938 | 1243092.789 | 2683454.0972 | 1243081.1185 | 2683467.0284 | 1243062.498 | 2683480.3493 | 1243043.167
116 | 2683515.7736 | 1242990.8429 | 2683518.5306 | 1242985.9347
117 | 2683515.7736 | 1242990.8429 | 2683522.8667 | 1242994.4231 | 2683539.9005 | 1242976.5165
118 | 2683539.9005 | 1242976.5165 | 2683540.9814 | 1242967.9366 | 2683542.9585 | 1242955.2997 | 2683537.812 | 1242952.5141 | 2683534.3607 | 1242950.6753 | 2683527.3397 | 1242947.8745
119 | 2683539.9005 | 1242976.5165 | 2683540.3399 | 1242978.5908 | 2683531.2916 | 1242995.22 | 2683532.4078 | 1242995.9362 | 2683541.4114 | 1243000.7331 | 2683543.9545 | 1243002.1143 | 2683542.3374 | 1243009.5859 | 2683542.247 | 1243010.7409
120 | 2683511.0755 | 1242931.5227 | 2683518.1537 | 1242935.0915 | 2683523.7609 | 1242941.6641 | 2683527.3397 | 1242947.8745
121 | 2683547.9474 | 1243029.0261 | 2683543.5327 | 1243025.0806 | 2683542.5033 | 1243023.565 | 2683541.9389 | 1243019.632 | 2683541.8028 | 1243016.4166 | 2683542.247 | 1243010.7409
122 | 2683511.0755 | 1242931.5227 | 2683506.0544 | 1242931.1073 | 2683502.1401 | 1242931.5414 | 2683496.8307 | 1242933.3458 | 2683494.0091 | 1242934.5625 | 2683489.5962 | 1242937.1245 | 2683486.3349 | 1242939.6318
123 | 2683486.3349 | 1242939.6318 | 2683482.1681 | 1242942.8353 | 2683470.0523 | 1242953.9841 | 2683461.1792 | 1242962.1433
124 | 2683448.2865 | 1242974.0308 | 2683448.6624 | 1242973.6531 | 2683461.1792 | 1242962.1433
125 | 2683448.2865 | 1242974.0308 | 2683432.4783 | 1242989.9142
126 | 2683431.6479 | 1242990.7485 | 2683432.4783 | 1242989.9142

## bus_geodata
| x | y | coords
0 | 2683180.9348 | 1242981.2247
1 | 2683188.3123 | 1242995.7694
2 | 2683169.2833 | 1242958.2537
3 | 2683202.7041 | 1243009.3591
4 | 2683164.3995 | 1242949.1231
5 | 2683218.4865 | 1243005.4388
6 | 2683227.2339 | 1242955.0182
7 | 2683230.1841 | 1243001.6611
8 | 2683248.6356 | 1242948.2006
9 | 2683240.8427 | 1243013.6653
10 | 2683240.6074 | 1242998.0504
11 | 2683252.6316 | 1242946.2633
12 | 2683389.8774 | 1242926.3485
13 | 2683403.211 | 1242901.9049
14 | 2683381.5712 | 1242941.5758
15 | 2683385.0078 | 1242943.3921
16 | 2683388.6847 | 1242945.3229
17 | 2683375.813 | 1242958.6406
18 | 2683385.1353 | 1242951.5331
19 | 2683403.8019 | 1242917.6166
20 | 2683346.414 | 1242962.2555
21 | 2683395.5075 | 1242961.6862
22 | 2683411.0937 | 1242904.2525
23 | 2683330.6123 | 1242967.9488
24 | 2683363.048 | 1242993.4087
25 | 2683355.6347 | 1242993.2378
26 | 2683375.1833 | 1242986.7632
27 | 2683371.8621 | 1242999.7467
28 | 2683347.9408 | 1243006.3389
29 | 2683345.7977 | 1242989.7857
30 | 2683267.3254 | 1242936.8609
31 | 2683260.6006 | 1242941.4385
32 | 2683268.2558 | 1242936.0732
33 | 2683284.4073 | 1242920.6798
34 | 2683284.4086 | 1242920.6785
35 | 2683299.2778 | 1242904.6956
36 | 2683302.3962 | 1242901.1485
37 | 2683292.361 | 1242980.9926
38 | 2683277.489 | 1242985.5158
39 | 2683306.2927 | 1242976.7553
40 | 2683251.7642 | 1242994.1856
41 | 2683313.4982 | 1242974.1461
42 | 2683308.6083 | 1242980.7681
43 | 2683315.4742 | 1242883.4139
44 | 2683315.7207 | 1242882.9896
45 | 2683322.3608 | 1242871.5606
46 | 2683338.5544 | 1242836.9737
47 | 2683361.9951 | 1242843.292
48 | 2683420.7003 | 1242878.1209
49 | 2683421.4665 | 1242876.8642
50 | 2683433.9988 | 1242860.1758
51 | 2683387.7342 | 1242841.7094
52 | 2683390.2999 | 1242972.5986
53 | 2683418.3057 | 1243004.3299
54 | 2683336.1938 | 1243025.9956
55 | 2683245.0711 | 1243018.408
56 | 2683257.726 | 1243032.6018
57 | 2683259.0767 | 1243034.1168
58 | 2683398.9451 | 1243160.1783
59 | 2683402.109 | 1243150.7382
60 | 2683414.8377 | 1243207.7584
61 | 2683403.5972 | 1243149.0605
62 | 2683385.9147 | 1243237.5807
63 | 2683428.1667 | 1243193.6766
64 | 2683406.5024 | 1243145.7852
65 | 2683377.5913 | 1243246.1629
66 | 2683434.0733 | 1243187.4363
67 | 2683417.1335 | 1243136.8085
68 | 2683381.6413 | 1243250.5785
69 | 2683442.195 | 1243178.8559
70 | 2683425.8866 | 1243129.4175
71 | 2683393.504 | 1243262.7433
72 | 2683460.2688 | 1243159.7612
73 | 2683401.7379 | 1243271.187
74 | 2683404.2735 | 1243272.7345
75 | 2683537.0074 | 1243091.8988
76 | 2683525.1884 | 1243083.9873
77 | 2683509.9303 | 1243102.7478
78 | 2683531.0472 | 1243076.2741
79 | 2683535.7093 | 1243070.1365
80 | 2683544.0685 | 1243059.4909
81 | 2683545.9635 | 1243056.9752
82 | 2683489.5266 | 1243127.8351
83 | 2683559.683 | 1243038.7623
84 | 2683488.3484 | 1243129.2838
85 | 2683484.4743 | 1243134.0471
86 | 2683313.8558 | 1243125.5359
87 | 2683300.788 | 1243134.5479
88 | 2683303.1568 | 1243114.2706
89 | 2683307.6025 | 1243148.9373
90 | 2683287.4195 | 1243097.7002
91 | 2683284.7686 | 1243099.6867
92 | 2683266.8275 | 1243114.1812
93 | 2683333.1128 | 1243188.7268
94 | 2683299.6102 | 1243082.7827
95 | 2683310.3162 | 1243071.3767
96 | 2683297.2615 | 1243079.9366
97 | 2683291.2437 | 1243072.6264
98 | 2683277.6627 | 1243056.1289
99 | 2683287.6716 | 1243087.7681
100 | 2683327.3244 | 1243041.1423
101 | 2683328.4751 | 1243038.9117
102 | 2683474.5529 | 1243144.6702
103 | 2683471.749 | 1243147.6325
104 | 2683464.1843 | 1243155.6245
105 | 2683410.533 | 1243276.5549
106 | 2683415.0517 | 1243279.3128
107 | 2683419.6464 | 1243282.1171
108 | 2683441.9366 | 1243295.7214
109 | 2683454.0273 | 1243303.1007
110 | 2683344.9161 | 1243047.7257
111 | 2683351.4783 | 1243051.2437
112 | 2683499.5241 | 1243024.4608
113 | 2683505.8499 | 1243011.3737
114 | 2683480.3493 | 1243043.167
115 | 2683515.7736 | 1242990.8429
116 | 2683443.4938 | 1243092.789
117 | 2683518.5306 | 1242985.9347
118 | 2683539.9005 | 1242976.5165
119 | 2683527.3397 | 1242947.8745
120 | 2683542.247 | 1243010.7409
121 | 2683547.9474 | 1243029.0261
122 | 2683511.0755 | 1242931.5227
123 | 2683486.3349 | 1242939.6318
124 | 2683461.1792 | 1242962.1433
125 | 2683448.2865 | 1242974.0308
126 | 2683432.4783 | 1242989.9142
127 | 2683431.6479 | 1242990.7485
128 | 2683328.4751 | 1243038.9117

## line_std_types
| c_nf_per_km | r_ohm_per_km | x_ohm_per_km | max_i_ka | type | q_mm2 | alpha | voltage_rating
NAYY 4x50 SE | 210 | 0.642 | 0.083 | 0.142 | cs | 50 | 0.00403 | LV
NAYY 4x120 SE | 264 | 0.225 | 0.08 | 0.242 | cs | 120 | 0.00403 | LV
NAYY 4x150 SE | 261 | 0.208 | 0.08 | 0.27 | cs | 150 | 0.00403 | LV
NA2XS2Y 1x95 RM/25 12/20 kV | 216 | 0.313 | 0.132 | 0.252 | cs | 95 | 0.00403 | MV
NA2XS2Y 1x185 RM/25 12/20 kV | 273 | 0.161 | 0.117 | 0.362 | cs | 185 | 0.00403 | MV
NA2XS2Y 1x240 RM/25 12/20 kV | 304 | 0.122 | 0.112 | 0.421 | cs | 240 | 0.00403 | MV
NA2XS2Y 1x95 RM/25 6/10 kV | 315 | 0.313 | 0.123 | 0.249 | cs | 95 | 0.00403 | MV
NA2XS2Y 1x185 RM/25 6/10 kV | 406 | 0.161 | 0.11 | 0.358 | cs | 185 | 0.00403 | MV
NA2XS2Y 1x240 RM/25 6/10 kV | 456 | 0.122 | 0.105 | 0.416 | cs | 240 | 0.00403 | MV
NA2XS2Y 1x150 RM/25 12/20 kV | 250 | 0.206 | 0.116 | 0.319 | cs | 150 | 0.00403 | MV
NA2XS2Y 1x120 RM/25 12/20 kV | 230 | 0.253 | 0.119 | 0.283 | cs | 120 | 0.00403 | MV
NA2XS2Y 1x70 RM/25 12/20 kV | 190 | 0.443 | 0.132 | 0.22 | cs | 70 | 0.00403 | MV
NA2XS2Y 1x150 RM/25 6/10 kV | 360 | 0.206 | 0.11 | 0.315 | cs | 150 | 0.00403 | MV
NA2XS2Y 1x120 RM/25 6/10 kV | 340 | 0.253 | 0.113 | 0.28 | cs | 120 | 0.00403 | MV
NA2XS2Y 1x70 RM/25 6/10 kV | 280 | 0.443 | 0.123 | 0.217 | cs | 70 | 0.00403 | MV
N2XS(FL)2Y 1x120 RM/35 64/110 kV | 112 | 0.153 | 0.166 | 0.366 | cs | 120 | 0.00393 | HV
N2XS(FL)2Y 1x185 RM/35 64/110 kV | 125 | 0.099 | 0.156 | 0.457 | cs | 185 | 0.00393 | HV
N2XS(FL)2Y 1x240 RM/35 64/110 kV | 135 | 0.075 | 0.149 | 0.526 | cs | 240 | 0.00393 | HV
N2XS(FL)2Y 1x300 RM/35 64/110 kV | 144 | 0.06 | 0.144 | 0.588 | cs | 300 | 0.00393 | HV
15-AL1/3-ST1A 0.4 | 11 | 1.8769 | 0.35 | 0.105 | ol | 16 | 0.00403 | LV
24-AL1/4-ST1A 0.4 | 11.25 | 1.2012 | 0.335 | 0.14 | ol | 24 | 0.00403 | LV
48-AL1/8-ST1A 0.4 | 12.2 | 0.5939 | 0.3 | 0.21 | ol | 48 | 0.00403 | LV
94-AL1/15-ST1A 0.4 | 13.2 | 0.306 | 0.29 | 0.35 | ol | 94 | 0.00403 | LV
34-AL1/6-ST1A 10.0 | 9.7 | 0.8342 | 0.36 | 0.17 | ol | 34 | 0.00403 | MV
48-AL1/8-ST1A 10.0 | 10.1 | 0.5939 | 0.35 | 0.21 | ol | 48 | 0.00403 | MV
70-AL1/11-ST1A 10.0 | 10.4 | 0.4132 | 0.339 | 0.29 | ol | 70 | 0.00403 | MV
94-AL1/15-ST1A 10.0 | 10.75 | 0.306 | 0.33 | 0.35 | ol | 94 | 0.00403 | MV
122-AL1/20-ST1A 10.0 | 11.1 | 0.2376 | 0.323 | 0.41 | ol | 122 | 0.00403 | MV
149-AL1/24-ST1A 10.0 | 11.25 | 0.194 | 0.315 | 0.47 | ol | 149 | 0.00403 | MV
34-AL1/6-ST1A 20.0 | 9.15 | 0.8342 | 0.382 | 0.17 | ol | 34 | 0.00403 | MV
48-AL1/8-ST1A 20.0 | 9.5 | 0.5939 | 0.372 | 0.21 | ol | 48 | 0.00403 | MV
70-AL1/11-ST1A 20.0 | 9.7 | 0.4132 | 0.36 | 0.29 | ol | 70 | 0.00403 | MV
94-AL1/15-ST1A 20.0 | 10 | 0.306 | 0.35 | 0.35 | ol | 94 | 0.00403 | MV
122-AL1/20-ST1A 20.0 | 10.3 | 0.2376 | 0.344 | 0.41 | ol | 122 | 0.00403 | MV
149-AL1/24-ST1A 20.0 | 10.5 | 0.194 | 0.337 | 0.47 | ol | 149 | 0.00403 | MV
184-AL1/30-ST1A 20.0 | 10.75 | 0.1571 | 0.33 | 0.535 | ol | 184 | 0.00403 | MV
243-AL1/39-ST1A 20.0 | 11 | 0.1188 | 0.32 | 0.645 | ol | 243 | 0.00403 | MV
48-AL1/8-ST1A 110.0 | 8 | 0.5939 | 0.46 | 0.21 | ol | 48 | 0.00403 | HV
70-AL1/11-ST1A 110.0 | 8.4 | 0.4132 | 0.45 | 0.29 | ol | 70 | 0.00403 | HV
94-AL1/15-ST1A 110.0 | 8.65 | 0.306 | 0.44 | 0.35 | ol | 94 | 0.00403 | HV
122-AL1/20-ST1A 110.0 | 8.5 | 0.2376 | 0.43 | 0.41 | ol | 122 | 0.00403 | HV
149-AL1/24-ST1A 110.0 | 8.75 | 0.194 | 0.41 | 0.47 | ol | 149 | 0.00403 | HV
184-AL1/30-ST1A 110.0 | 8.8 | 0.1571 | 0.4 | 0.535 | ol | 184 | 0.00403 | HV
243-AL1/39-ST1A 110.0 | 9 | 0.1188 | 0.39 | 0.645 | ol | 243 | 0.00403 | HV
305-AL1/39-ST1A 110.0 | 9.2 | 0.0949 | 0.38 | 0.74 | ol | 305 | 0.00403 | HV
490-AL1/64-ST1A 110.0 | 9.75 | 0.059 | 0.37 | 0.96 | ol | 490 | 0.00403 | HV
679-AL1/86-ST1A 110.0 | 9.95 | 0.042 | 0.36 | 1.15 | ol | 679 | 0.00403 | HV
490-AL1/64-ST1A 220.0 | 10 | 0.059 | 0.285 | 0.96 | ol | 490 | 0.00403 | HV
679-AL1/86-ST1A 220.0 | 11.7 | 0.042 | 0.275 | 1.15 | ol | 679 | 0.00403 | HV
490-AL1/64-ST1A 380.0 | 11 | 0.059 | 0.253 | 0.96 | ol | 490 | 0.00403 | HV
679-AL1/86-ST1A 380.0 | 14.6 | 0.042 | 0.25 | 1.15 | ol | 679 | 0.00403 | HV

## trafo_std_types
| i0_percent | pfe_kw | vkr_percent | sn_mva | vn_lv_kv | vn_hv_kv | vk_percent | shift_degree | vector_group | tap_side | tap_neutral | tap_min | tap_max | tap_step_degree | tap_step_percent | tap_phase_shifter
160 MVA 380/110 kV | 0.06 | 60 | 0.25 | 160 | 110 | 380 | 12.2 | 0 | Yy0 | hv | 0 | -9 | 9 | 0 | 1.5 | FALSE
100 MVA 220/110 kV | 0.06 | 55 | 0.26 | 100 | 110 | 220 | 12 | 0 | Yy0 | hv | 0 | -9 | 9 | 0 | 1.5 | FALSE
63 MVA 110/20 kV | 0.04 | 22 | 0.32 | 63 | 20 | 110 | 18 | 150 | YNd5 | hv | 0 | -9 | 9 | 0 | 1.5 | FALSE
40 MVA 110/20 kV | 0.05 | 18 | 0.34 | 40 | 20 | 110 | 16.2 | 150 | YNd5 | hv | 0 | -9 | 9 | 0 | 1.5 | FALSE
25 MVA 110/20 kV | 0.07 | 14 | 0.41 | 25 | 20 | 110 | 12 | 150 | YNd5 | hv | 0 | -9 | 9 | 0 | 1.5 | FALSE
63 MVA 110/10 kV | 0.04 | 22 | 0.32 | 63 | 10 | 110 | 18 | 150 | YNd5 | hv | 0 | -9 | 9 | 0 | 1.5 | FALSE
40 MVA 110/10 kV | 0.05 | 18 | 0.34 | 40 | 10 | 110 | 16.2 | 150 | YNd5 | hv | 0 | -9 | 9 | 0 | 1.5 | FALSE
25 MVA 110/10 kV | 0.07 | 14 | 0.41 | 25 | 10 | 110 | 12 | 150 | YNd5 | hv | 0 | -9 | 9 | 0 | 1.5 | FALSE
0.25 MVA 20/0.4 kV | 0.32 | 0.8 | 1.44 | 0.25 | 0.4 | 20 | 6 | 150 | Yzn5 | hv | 0 | -2 | 2 | 0 | 2.5 | FALSE
0.4 MVA 20/0.4 kV | 0.3375 | 1.35 | 1.425 | 0.4 | 0.4 | 20 | 6 | 150 | Dyn5 | hv | 0 | -2 | 2 | 0 | 2.5 | FALSE
0.63 MVA 20/0.4 kV | 0.2619 | 1.65 | 1.206 | 0.63 | 0.4 | 20 | 6 | 150 | Dyn5 | hv | 0 | -2 | 2 | 0 | 2.5 | FALSE
0.25 MVA 10/0.4 kV | 0.24 | 0.6 | 1.2 | 0.25 | 0.4 | 10 | 4 | 150 | Dyn5 | hv | 0 | -2 | 2 | 0 | 2.5 | FALSE
0.4 MVA 10/0.4 kV | 0.2375 | 0.95 | 1.325 | 0.4 | 0.4 | 10 | 4 | 150 | Dyn5 | hv | 0 | -2 | 2 | 0 | 2.5 | FALSE
0.63 MVA 10/0.4 kV | 0.1873 | 1.18 | 1.0794 | 0.63 | 0.4 | 10 | 4 | 150 | Dyn5 | hv | 0 | -2 | 2 | 0 | 2.5 | FALSE

## trafo3w_std_types
| sn_hv_mva | sn_mv_mva | sn_lv_mva | vn_hv_kv | vn_mv_kv | vn_lv_kv | vk_hv_percent | vk_mv_percent | vk_lv_percent | vkr_hv_percent | vkr_mv_percent | vkr_lv_percent | pfe_kw | i0_percent | shift_mv_degree | shift_lv_degree | vector_group | tap_side | tap_neutral | tap_min | tap_max | tap_step_percent
63/25/38 MVA 110/20/10 kV | 63 | 25 | 38 | 110 | 20 | 10 | 10.4 | 10.4 | 10.4 | 0.28 | 0.32 | 0.35 | 35 | 0.89 | 0 | 0 | YN0yn0yn0 | hv | 0 | -10 | 10 | 1.2
63/25/38 MVA 110/10/10 kV | 63 | 25 | 38 | 110 | 10 | 10 | 10.4 | 10.4 | 10.4 | 0.28 | 0.32 | 0.35 | 35 | 0.89 | 0 | 0 | YN0yn0yn0 | hv | 0 | -10 | 10 | 1.2

## fuse_std_types
| fuse_type | i_rated_a | t_avg | t_min | t_total | x_avg | x_min | x_total
HV 100A | HV 100A | 100 | 0 | [10.0, 3.64, 0.854, 0.281, 0.1, 0.0531, 0.022, 0.01] | [10.0, 4.267, 1.21, 0.403, 0.1, 0.058, 0.022, 0.01] | 0 | [300.0, 350.0, 450.0, 550.0, 700.0, 850.0, 1200.0, 1752.0] | [600.0, 700.0, 900.0, 1150.0, 1665.0, 2000.0, 3000.0, 4313.0]
HV 10A | HV 10A | 10 | 0 | [10.0, 1675.0, 0.344, 0.156, 0.1, 0.0417, 0.0171, 0.01] | [10.0, 1.3, 0.3, 0.155, 0.1, 0.0555, 0.023, 0.01] | 0 | [30.0, 32.0, 35.0, 37.0, 39.0, 50.0, 70.0, 88.0] | [60.0, 70.0, 80.0, 87.0, 94.0, 110.0, 150.0, 216.0]
HV 125A | HV 125A | 125 | 0 | [10.0, 1.82, 0.344, 0.1, 0.0467, 0.0269, 0.01] | [10.0, 2.478, 0.426, 0.1, 0.0427, 0.0211, 0.01] | 0 | [375.0, 500.0, 700.0, 925.0, 1200.0, 1500.0, 2341.0] | [750.0, 1000.0, 1500.0, 2200.0, 3000.0, 4000.0, 5765.0]
HV 160A | HV 160A | 160 | 0 | [10.0, 4.15, 1.03, 0.198, 0.1, 0.051, 0.0172, 0.01] | [10.0, 2.3, 0.734, 0.274, 0.1, 0.046, 0.0177, 0.01] | 0 | [480.0, 550.0, 700.0, 1000.0, 1260.0, 1600.0, 2500.0, 3227.0] | [960.0, 1300.0, 1700.0, 2200.0, 2996.0, 4000.0, 6000.0, 7946.0]
HV 16A | HV 16A | 16 | 0 | [10.0, 0.352, 0.164, 0.1, 0.0649, 0.0342, 0.01] | [10.0, 2.34, 0.722, 0.181, 0.1, 0.055, 0.0296, 0.01] | 0 | [48.0, 60.0, 65.0, 71.0, 80.0, 100.0, 162.0] | [96.0, 110.0, 125.0, 150.0, 168.0, 200.0, 250.0, 398.0]
HV 200A | HV 200A | 200 | 0 | [10.0, 4.267, 1.21, 0.403, 0.1, 0.058, 0.022, 0.01] | [10.0, 3.73, 1.654, 0.328, 0.1, 0.0531, 0.019, 0.01] | 0 | [600.0, 700.0, 900.0, 1150.0, 1665.0, 2000.0, 3000.0, 4313.0] | [1200.0, 1500.0, 1800.0, 2700.0, 3960.0, 5000.0, 7500.0, 10620.0]
HV 20A | HV 20A | 20 | 0 | [10.0, 1.3, 0.3, 0.155, 0.1, 0.0555, 0.023, 0.01] | [10.0, 1.3, 0.161, 0.1, 0.0611, 0.0399, 0.0141, 0.01] | 0 | [60.0, 70.0, 80.0, 87.0, 94.0, 110.0, 150.0, 216.0] | [120.0, 150.0, 200.0, 223.0, 260.0, 300.0, 450.0, 532.0]
HV 25A | HV 25A | 25 | 0 | [10.0, 2.512, 0.833, 0.299, 0.1, 0.0372, 0.0223, 0.01] | [10.0, 3.125, 0.597, 0.198, 0.1, 0.0378, 0.022, 0.01] | 0 | [75.0, 82.0, 90.0, 100.0, 124.0, 170.0, 200.0, 289.0] | [150.0, 170.0, 210.0, 250.0, 294.0, 400.0, 500.0, 711.0]
HV 31.5A | HV 31.5A | 31.5 | 0 | [10.0, 2.34, 0.722, 0.181, 0.1, 0.055, 0.0296, 0.01] | [10.0, 2.84, 0.368, 0.164, 0.1, 0.0621, 0.0378, 0.0195, 0.01] | 0 | [95.0, 110.0, 125.0, 150.0, 165.0, 200.0, 250.0, 390.0] | [189.0, 220.0, 300.0, 350.0, 393.0, 450.0, 530.0, 700.0, 960.0]
HV 40A | HV 40A | 40 | 0 | [10.0, 1.3, 0.161, 0.1, 0.0611, 0.0399, 0.0141, 0.01] | [10.0, 2.05, 0.369, 0.198, 0.1, 0.051, 0.0298, 0.01] | 0 | [120.0, 150.0, 200.0, 223.0, 260.0, 300.0, 450.0, 532.0] | [240.0, 300.0, 400.0, 450.0, 530.0, 650.0, 800.0, 1311.0]
HV 50A | HV 50A | 50 | 0 | [10.0, 3.215, 0.597, 0.198, 0.1, 0.0378, 0.022, 0.01] | [10.0, 3.64, 0.854, 0.281, 0.1, 0.0531, 0.022, 0.01] | 0 | [150.0, 170.0, 210.0, 250.0, 294.0, 400.0, 500.0, 711.0] | [300.0, 350.0, 450.0, 550.0, 700.0, 850.0, 1200.0, 1752.0]
HV 6.3A | HV 6.3A | 6.3 | 0 | [10.0, 1.39, 0.344, 0.168, 0.1, 0.056, 0.0263, 0.01] | [10.0, 1.711, 0.516, 0.198, 0.1, 0.0634, 0.0303, 0.01] | 0 | [19.0, 19.5, 20.4, 20.8, 22.0, 25.0, 32.0, 48.0] | [38.0, 40.0, 43.0, 48.0, 53.0, 60.0, 75.0, 118.0]
HV 63A | HV 63A | 63 | 0 | [10.0, 2.84, 0.368, 0.164, 0.1, 0.0621, 0.0378, 0.0195, 0.01] | [10.0, 1.82, 0.344, 0.1, 0.0467, 0.0269, 0.01] | 0 | [189.0, 220.0, 300.0, 350.0, 393.0, 450.0, 530.0, 700.0, 961.0] | [378.0, 500.0, 700.0, 934.0, 1200.0, 1500.0, 2366.0]
HV 80A | HV 80A | 80 | 0 | [10.0, 2.05, 0.369, 0.198, 0.1, 0.051, 0.0298, 0.01] | [10.0, 4.15, 1.03, 0.198, 0.1, 0.051, 0.0172, 0.01] | 0 | [240.0, 300.0, 400.0, 450.0, 530.0, 650.0, 800.0, 1311.0] | [480.0, 550.0, 700.0, 1000.0, 1260.0, 1600.0, 2500.0, 3227.0]
Siemens NH-1-100 | Siemens NH-1-100 | 100 | [5400.0, 2000.0, 400.0, 20.0, 1.0, 0.2, 0.012, 0.004] | 0 | 0 | [150.0, 190.0, 250.0, 430.0, 900.0, 1250.0, 2700.0, 3600.0] | 0 | 0
Siemens NH-1-125 | Siemens NH-1-125 | 125 | [4800.0, 120.0, 7.0, 0.1, 0.004] | 0 | 0 | [180.0, 400.0, 740.0, 2000.0, 4250.0] | 0 | 0
Siemens NH-1-16 | Siemens NH-1-16 | 16 | [4000.0, 400.0, 2.0, 0.1, 0.04, 0.01] | 0 | 0 | [26.0, 35.0, 75.0, 150.0, 200.0, 300.0] | 0 | 0
Siemens NH-1-160 | Siemens NH-1-160 | 160 | [4800.0, 120.0, 7.0, 0.1, 0.004] | 0 | 0 | [210.0, 500.0, 900.0, 2300.0, 5000.0] | 0 | 0
Siemens NH-1-25 | Siemens NH-1-25 | 25 | [4000.0, 1000.0, 10.0, 0.2, 0.02, 0.01] | 0 | 0 | [40.0, 50.0, 100.0, 210.0, 400.0, 500.0] | 0 | 0
Siemens NH-1-50 | Siemens NH-1-50 | 50 | [4000.0, 40.0, 4.0, 1.0, 0.02, 0.01] | 0 | 0 | [86.0, 200.0, 300.0, 400.0, 1000.0, 1280.0] | 0 | 0
Siemens NH-1-63 | Siemens NH-1-63 | 63 | [4000.0, 100.0, 10.0, 2.0, 0.04, 0.01] | 0 | 0 | [100.0, 200.0, 300.0, 400.0, 1000.0, 1500.0] | 0 | 0
Siemens NH-1-80 | Siemens NH-1-80 | 80 | [4800.0, 120.0, 7.0, 0.1, 0.01] | 0 | 0 | [150.58, 250.0, 450.0, 1150.0, 2470.0] | 0 | 0
Siemens NH-2-1000 | Siemens NH-2-1000 | 1000 | [4800.0, 120.0, 7.0, 0.1, 0.004] | 0 | 0 | [1900.0, 3500.0, 8400.0, 24000.0, 52000.0] | 0 | 0
Siemens NH-2-200 | Siemens NH-2-200 | 200 | [4800.0, 120.0, 7.0, 0.1, 0.004] | 0 | 0 | [280.0, 650.0, 1200.0, 3000.0, 7000.0] | 0 | 0
Siemens NH-2-224 | Siemens NH-2-224 | 224 | [4800.0, 120.0, 7.0, 0.2, 0.04, 0.004] | 0 | 0 | [400.0, 750.0, 1453.0, 3025.0, 4315.0, 7600.0] | 0 | 0
Siemens NH-2-250 | Siemens NH-2-250 | 250 | [4800.0, 120.0, 7.0, 0.1, 0.004] | 0 | 0 | [450.0, 800.0, 1650.0, 4000.0, 8500.0] | 0 | 0
Siemens NH-2-315 | Siemens NH-2-315 | 315 | [4800.0, 120.0, 7.0, 0.1, 0.004] | 0 | 0 | [550.0, 920.0, 1900.0, 5000.0, 11000.0] | 0 | 0
Siemens NH-2-355 | Siemens NH-2-355 | 355 | [4800.0, 120.0, 6.0, 0.1, 0.004] | 0 | 0 | [650.0, 1116.27, 2350.0, 5840.0, 12790.0] | 0 | 0
Siemens NH-2-400 | Siemens NH-2-400 | 400 | [4800.0, 120.0, 7.0, 0.1, 0.004] | 0 | 0 | [720.0, 1350.0, 2800.0, 6500.0, 15000.0] | 0 | 0
Siemens NH-2-425 | Siemens NH-2-425 | 425 | [4800.0, 120.0, 7.0, 0.1, 0.004] | 0 | 0 | [850.0, 1500.0, 3050.0, 7500.0, 16500.0] | 0 | 0
Siemens NH-2-630 | Siemens NH-2-630 | 630 | [4800.0, 120.0, 7.0, 0.1, 0.004] | 0 | 0 | [1200.0, 2000.0, 4800.0, 12000.0, 26000.0] | 0 | 0

## res_bus
| vm_pu | va_degree | p_mw | q_mvar
0 | 0.98131 | -0.35783 | 0.00583 | 0.0014611
1 | 0.98227 | -0.33925 | 0.0034904 | 0.00087477
2 | 0.97994 | -0.38452 | 0 | 0
3 | 0.98356 | -0.31422 | 0 | 0
4 | 0.97939 | -0.39527 | 0 | 0
5 | 0.98407 | -0.30444 | 0.0048999 | 0.001228
6 | 0.97596 | -0.46221 | 0.003563 | 0.00089296
7 | 0.98427 | -0.30049 | 0 | 0
8 | 0.97484 | -0.48432 | 0.0067791 | 0.001699
9 | 0.98361 | -0.31335 | 0.0026798 | 0.00067162
10 | 0.98457 | -0.29474 | 0.0033647 | 0.00084328
11 | 0.97464 | -0.48815 | 0.0021013 | 0.00052664
12 | 0.98926 | -0.20429 | 0.0075693 | 0.001897
13 | 0.9892 | -0.20537 | 0.0021829 | 0.00054709
14 | 0.98941 | -0.20127 | 0.0038682 | 0.00096946
15 | 0.98946 | -0.20033 | 0 | 0
16 | 0.98961 | -0.19749 | 0 | 0
17 | 0.98888 | -0.21145 | 0 | 0
18 | 0.98987 | -0.19248 | 0 | 0
19 | 0.98951 | -0.19947 | 0.0015052 | 0.00037724
20 | 0.98789 | -0.2306 | 0.0041898 | 0.0010501
21 | 0.9904 | -0.18233 | 0.0031444 | 0.00078807
22 | 0.98948 | -0.20002 | 0.002022 | 0.00050676
23 | 0.98736 | -0.24081 | 0.0019596 | 0.00049113
24 | 0.99229 | -0.14601 | 0 | 0
25 | 0.99317 | -0.12925 | 0 | 0
26 | 0.99176 | -0.1562 | 0 | 0
27 | 0.99182 | -0.15508 | 0.0036083 | 0.00090434
28 | 0.99445 | -0.10501 | 0.0056265 | 0.0014101
29 | 0.99311 | -0.13043 | 0.0063455 | 0.0015903
30 | 0.97393 | -0.50218 | 0.0065586 | 0.0016437
31 | 0.97426 | -0.4958 | 0.0020428 | 0.00051198
32 | 0.97389 | -0.50299 | 0.0020272 | 0.00050805
33 | 0.97318 | -0.51699 | 0.0038894 | 0.00097476
34 | 0.97318 | -0.51699 | 0.003118 | 0.00078145
35 | 0.97263 | -0.52788 | 0.0024331 | 0.00060979
36 | 0.97252 | -0.53003 | 0.0038147 | 0.00095605
37 | 0.98612 | -0.26472 | 0.0019468 | 0.00048791
38 | 0.98566 | -0.27361 | 0.0061439 | 0.0015398
39 | 0.98656 | -0.25627 | 0 | 0
40 | 0.98489 | -0.28841 | 0.0021836 | 0.00054726
41 | 0.98679 | -0.25173 | 0.0020152 | 0.00050506
42 | 0.98654 | -0.2565 | 0.0025908 | 0.00064931
43 | 0.97209 | -0.53853 | 0.0038577 | 0.00096683
44 | 0.97208 | -0.53869 | 0.0012341 | 0.0003093
45 | 0.97189 | -0.54253 | 0.0023054 | 0.00057779
46 | 0.97141 | -0.55202 | 0 | 0
47 | 0.97109 | -0.55819 | 0.0015766 | 0.00039514
48 | 0.97018 | -0.57632 | 0.004651 | 0.0011656
49 | 0.97019 | -0.5762 | 0.0046845 | 0.001174
50 | 0.97037 | -0.57258 | 0 | 0
51 | 0.9708 | -0.56393 | 0.0025206 | 0.00063172
52 | 0.99087 | -0.17328 | 0.0059595 | 0.0014936
53 | 0.98956 | -0.19827 | 0.0022895 | 0.0005738
54 | 0.9964 | -0.068025 | 0.0061622 | 0.0015444
55 | 0.98336 | -0.31814 | 0.0024124 | 0.00060461
56 | 0.98267 | -0.33167 | 0.00088098 | 0.00022079
57 | 0.9826 | -0.33308 | 0.0015063 | 0.00037752
58 | 0.97135 | -0.55313 | 0.0042346 | 0.0010613
59 | 0.97111 | -0.55779 | 0.002567 | 0.00064334
60 | 0.97274 | -0.52577 | 0 | 0
61 | 0.97107 | -0.55872 | 0.0017071 | 0.00042784
62 | 0.97244 | -0.53168 | 0.0023505 | 0.00058908
63 | 0.9734 | -0.51258 | 0.0014018 | 0.00035133
64 | 0.97098 | -0.5604 | 0.0010602 | 0.00026571
65 | 0.97238 | -0.53286 | 0 | 0
66 | 0.97371 | -0.50652 | 0.00095763 | 0.00024
67 | 0.97073 | -0.56546 | 0.0031237 | 0.00078287
68 | 0.97235 | -0.53345 | 0 | 0
69 | 0.97415 | -0.49799 | 0.0015651 | 0.00039226
70 | 0.97055 | -0.56897 | 0.01655 | 0.0041478
71 | 0.97226 | -0.53513 | 0.00074569 | 0.00018689
72 | 0.97515 | -0.47826 | 0.010097 | 0.0025305
73 | 0.97221 | -0.53613 | 0 | 0
74 | 0.9722 | -0.53639 | 0.0010636 | 0.00026657
75 | 0.97802 | -0.42193 | 0.0049068 | 0.0012298
76 | 0.97809 | -0.42066 | 0 | 0
77 | 0.9775 | -0.4321 | 0.011722 | 0.0029377
78 | 0.97833 | -0.41587 | 0.0080569 | 0.0020192
79 | 0.97854 | -0.41177 | 0 | 0
80 | 0.97891 | -0.40459 | 0 | 0
81 | 0.97899 | -0.40292 | 0.0096638 | 0.002422
82 | 0.97681 | -0.44568 | 0.0076539 | 0.0019183
83 | 0.97966 | -0.38983 | 0 | 0
84 | 0.97677 | -0.4464 | 0.011572 | 0.0029002
85 | 0.97667 | -0.44844 | 0.0045134 | 0.0011312
86 | 0.97927 | -0.39814 | 0.0058082 | 0.0014557
87 | 0.97911 | -0.40135 | 0 | 0
88 | 0.97951 | -0.39339 | 0.0043326 | 0.0010859
89 | 0.97895 | -0.40456 | 0.004245 | 0.0010639
90 | 0.97996 | -0.3846 | 0 | 0
91 | 0.97995 | -0.38488 | 0 | 0
92 | 0.97985 | -0.3868 | 0.0045957 | 0.0011518
93 | 0.97865 | -0.4104 | 0.0067901 | 0.0017018
94 | 0.98051 | -0.37389 | 0 | 0
95 | 0.98042 | -0.37572 | 0.0064094 | 0.0016063
96 | 0.98062 | -0.37174 | 0 | 0
97 | 0.98091 | -0.36599 | 0.0017415 | 0.00043645
98 | 0.98161 | -0.35236 | 0.0017969 | 0.00045035
99 | 0.9806 | -0.37203 | 0.0013088 | 0.000328
100 | 0.99769 | -0.043623 | 0.0051709 | 0.0012959
101 | 0.9977 | -0.043395 | 0 | 0
102 | 0.97621 | -0.45751 | 0.0077934 | 0.0019532
103 | 0.97598 | -0.46203 | 0.0063111 | 0.0015817
104 | 0.97542 | -0.47294 | 0.0031985 | 0.00080162
105 | 0.97217 | -0.53687 | 0.00056251 | 0.00014098
106 | 0.97216 | -0.53716 | 0.00059537 | 0.00014921
107 | 0.97215 | -0.5374 | 0.00063845 | 0.00016001
108 | 0.97211 | -0.53824 | 0.0011213 | 0.00028104
109 | 0.9721 | -0.5384 | 0.00063103 | 0.00015815
110 | 0.99933 | -0.012528 | 0.0072804 | 0.0018246
111 | 1 | 0 | -0.39453 | -0.10118
112 | 0.98036 | -0.37634 | 0 | 0
113 | 0.98066 | -0.37045 | 0.0049925 | 0.0012512
114 | 0.97975 | -0.3884 | 0.0094102 | 0.0023584
115 | 0.98124 | -0.35915 | 0 | 0
116 | 0.979 | -0.40296 | 0.012935 | 0.0032419
117 | 0.98122 | -0.35955 | 0.0038468 | 0.0009641
118 | 0.98218 | -0.34076 | 0 | 0
119 | 0.98371 | -0.31103 | 0 | 0
120 | 0.98075 | -0.36861 | 0.005858 | 0.0014682
121 | 0.98011 | -0.38108 | 0.0068117 | 0.0017072
122 | 0.98465 | -0.29288 | 0 | 0
123 | 0.98571 | -0.27233 | 0.0020256 | 0.00050767
124 | 0.98706 | -0.24627 | 0.0034642 | 0.00086822
125 | 0.98778 | -0.23249 | 0.0018735 | 0.00046955
126 | 0.9887 | -0.21473 | 0.0051521 | 0.0012912
127 | 0.98875 | -0.21377 | 0 | 0
128 | 0.99998 | 149.9956 | 0 | 0

## res_line
| p_from_mw | q_from_mvar | p_to_mw | q_to_mvar | pl_mw | ql_mvar | i_from_ka | i_to_ka | i_ka | vm_from_pu | va_from_degree | vm_to_pu | va_to_degree | loading_percent
0 | -0.06344 | -0.016071 | 0.063497 | 0.016107 | 5.6668e-05 | 3.6062e-05 | 0.09626 | 0.09626 | 0.09626 | 0.98131 | -0.35783 | 0.98227 | -0.33925 | 26.445
1 | 0.05761 | 0.01461 | -0.057537 | -0.014563 | 7.3815e-05 | 4.6917e-05 | 0.087419 | 0.08742 | 0.08742 | 0.98131 | -0.35783 | 0.97994 | -0.38452 | 24.0164
2 | -0.066987 | -0.016982 | 0.067068 | 0.017033 | 8.071e-05 | 5.139e-05 | 0.10155 | 0.10155 | 0.10155 | 0.98227 | -0.33925 | 0.98356 | -0.31422 | 27.8976
3 | 0.057537 | 0.014563 | -0.057507 | -0.014544 | 2.9658e-05 | 1.8851e-05 | 0.08742 | 0.08742 | 0.08742 | 0.97994 | -0.38452 | 0.97939 | -0.39527 | 24.0164
4 | -0.067068 | -0.017033 | 0.0671 | 0.017053 | 3.1593e-05 | 1.9804e-05 | 0.10155 | 0.10155 | 0.10155 | 0.98356 | -0.31422 | 0.98407 | -0.30444 | 13.9488
5 | 0.057507 | 0.014544 | -0.057323 | -0.014427 | 0.00018403 | 0.00011697 | 0.08742 | 0.08742 | 0.08742 | 0.97939 | -0.39527 | 0.97596 | -0.46221 | 24.0165
6 | -0.072 | -0.018281 | 0.072013 | 0.018289 | 1.3681e-05 | 8.1309e-06 | 0.10896 | 0.10896 | 0.10896 | 0.98407 | -0.30444 | 0.98427 | -0.30049 | 7.4832
7 | 0.05376 | 0.013534 | -0.053703 | -0.013498 | 5.6778e-05 | 3.6057e-05 | 0.081988 | 0.081988 | 0.081988 | 0.97596 | -0.46221 | 0.97484 | -0.48432 | 22.5241
8 | 0.044675 | 0.011258 | -0.044647 | -0.01124 | 2.7478e-05 | 1.7382e-05 | 0.067561 | 0.067561 | 0.067561 | 0.98427 | -0.30049 | 0.98361 | -0.31335 | 18.5608
9 | -0.11669 | -0.029547 | 0.11672 | 0.029567 | 3.2222e-05 | 2.0061e-05 | 0.17652 | 0.17652 | 0.17652 | 0.98427 | -0.30049 | 0.98457 | -0.29474 | 12.1234
10 | 0.046924 | 0.011799 | -0.046915 | -0.011794 | 8.5674e-06 | 5.4277e-06 | 0.07164 | 0.07164 | 0.07164 | 0.97484 | -0.48432 | 0.97464 | -0.48815 | 19.6813
11 | 0.041968 | 0.010569 | -0.041958 | -0.010563 | 9.61e-06 | 6.0697e-06 | 0.063507 | 0.063507 | 0.063507 | 0.98361 | -0.31335 | 0.98336 | -0.31814 | 17.447
12 | -0.12008 | -0.030411 | 0.12012 | 0.030433 | 3.6506e-05 | 2.2763e-05 | 0.1816 | 0.1816 | 0.1816 | 0.98457 | -0.29474 | 0.98489 | -0.28841 | 12.4727
13 | 0.044814 | 0.011267 | -0.044798 | -0.011257 | 1.6364e-05 | 1.0357e-05 | 0.068432 | 0.068432 | 0.068432 | 0.97464 | -0.48815 | 0.97426 | -0.4958 | 18.8
14 | 0.002183 | 0.0005468 | -0.0021829 | -0.00054709 | 1.1258e-07 | -2.8542e-07 | 0.0032835 | 0.0032836 | 0.0032836 | 0.98926 | -0.20429 | 0.9892 | -0.20537 | 0.9021
15 | -0.0097523 | -0.0024438 | 0.0097537 | 0.0024445 | 1.3996e-06 | 6.7304e-07 | 0.014669 | 0.014669 | 0.014669 | 0.98926 | -0.20429 | 0.98941 | -0.20127 | 4.03
16 | -0.013622 | -0.003414 | 0.013623 | 0.0034143 | 6.1177e-07 | 3.4161e-07 | 0.020486 | 0.020486 | 0.020486 | 0.98941 | -0.20127 | 0.98946 | -0.20033 | 5.6282
17 | -0.15534 | -0.039475 | 0.15536 | 0.039488 | 2.1233e-05 | 1.3376e-05 | 0.23381 | 0.23381 | 0.23381 | 0.98946 | -0.20033 | 0.98961 | -0.19749 | 16.0582
18 | 0.14172 | 0.03606 | -0.14164 | -0.036013 | 7.5917e-05 | 4.7673e-05 | 0.21332 | 0.21332 | 0.21332 | 0.98946 | -0.20033 | 0.98888 | -0.21145 | 14.6512
19 | -0.15889 | -0.040372 | 0.15893 | 0.040396 | 3.8319e-05 | 2.4157e-05 | 0.23911 | 0.23911 | 0.23911 | 0.98961 | -0.19749 | 0.98987 | -0.19248 | 16.4225
20 | 0.0035276 | 0.00088365 | -0.0035273 | -0.00088384 | 3.3299e-07 | -1.9236e-07 | 0.0053041 | 0.0053042 | 0.0053042 | 0.98961 | -0.19749 | 0.98951 | -0.19947 | 1.4572
21 | 0.14164 | 0.036013 | -0.14151 | -0.035931 | 0.0001305 | 8.195e-05 | 0.21332 | 0.21332 | 0.21332 | 0.98888 | -0.21145 | 0.98789 | -0.2306 | 14.6513
22 | -0.15893 | -0.040396 | 0.15901 | 0.040445 | 7.7799e-05 | 4.9044e-05 | 0.23911 | 0.23911 | 0.23911 | 0.98987 | -0.19248 | 0.9904 | -0.18233 | 16.4225
23 | 0.0020221 | 0.0005066 | -0.002022 | -0.00050676 | 5.2786e-08 | -1.6177e-07 | 0.0030407 | 0.0030408 | 0.0030408 | 0.98951 | -0.19947 | 0.98948 | -0.20002 | 0.83538
24 | 0.13732 | 0.034881 | -0.13726 | -0.034838 | 6.7482e-05 | 4.2329e-05 | 0.20701 | 0.20701 | 0.20701 | 0.98789 | -0.2306 | 0.98736 | -0.24081 | 14.2178
25 | -0.16215 | -0.041233 | 0.16222 | 0.041278 | 7.0732e-05 | 4.4615e-05 | 0.24384 | 0.24384 | 0.24384 | 0.9904 | -0.18233 | 0.99087 | -0.17328 | 16.747
26 | 0.1353 | 0.034347 | -0.13523 | -0.034303 | 7.1054e-05 | 4.4544e-05 | 0.20406 | 0.20406 | 0.20406 | 0.98736 | -0.24081 | 0.98679 | -0.25173 | 14.015
27 | -0.35963 | -0.091821 | 0.35993 | 0.092007 | 0.0002916 | 0.00018607 | 0.5399 | 0.5399 | 0.5399 | 0.99229 | -0.14601 | 0.99317 | -0.12925 | 37.081
28 | 0.1684 | 0.042911 | -0.16832 | -0.042859 | 8.2701e-05 | 5.2215e-05 | 0.25278 | 0.25278 | 0.25278 | 0.99229 | -0.14601 | 0.99176 | -0.1562 | 17.3616
29 | 0.19123 | 0.04891 | -0.19115 | -0.048857 | 8.3901e-05 | 5.3136e-05 | 0.28712 | 0.28712 | 0.28712 | 0.99229 | -0.14601 | 0.99182 | -0.15508 | 19.7195
30 | -0.36627 | -0.093597 | 0.3667 | 0.093872 | 0.00042994 | 0.00027438 | 0.54941 | 0.54941 | 0.54941 | 0.99317 | -0.12925 | 0.99445 | -0.10501 | 37.734
31 | 0.0063459 | 0.0015904 | -0.0063455 | -0.0015903 | 3.5623e-07 | 9.2006e-08 | 0.0095077 | 0.0095077 | 0.0095077 | 0.99317 | -0.12925 | 0.99311 | -0.13043 | 2.612
32 | 0.16832 | 0.042859 | -0.16818 | -0.042771 | 0.00013851 | 8.7454e-05 | 0.25278 | 0.25279 | 0.25279 | 0.99176 | -0.1562 | 0.99087 | -0.17328 | 17.3616
33 | 0.18754 | 0.047952 | -0.18715 | -0.047705 | 0.00039101 | 0.00024754 | 0.2817 | 0.2817 | 0.2817 | 0.99182 | -0.15508 | 0.98956 | -0.19827 | 19.3477
34 | -0.37233 | -0.095282 | 0.373 | 0.095708 | 0.00066802 | 0.00042634 | 0.55783 | 0.55783 | 0.55783 | 0.99445 | -0.10501 | 0.9964 | -0.068025 | 38.3122
35 | -0.042742 | -0.010737 | 0.042755 | 0.010745 | 1.3028e-05 | 8.2366e-06 | 0.065312 | 0.065312 | 0.065312 | 0.97393 | -0.50218 | 0.97426 | -0.4958 | 17.9428
36 | 0.036183 | 0.009093 | -0.036182 | -0.0090921 | 1.3976e-06 | 8.7927e-07 | 0.055291 | 0.055291 | 0.055291 | 0.97393 | -0.50218 | 0.97389 | -0.50299 | 15.1899
37 | 0.034155 | 0.0085841 | -0.034132 | -0.0085697 | 2.2812e-05 | 1.4322e-05 | 0.052194 | 0.052194 | 0.052194 | 0.97389 | -0.50299 | 0.97318 | -0.51699 | 14.339
38 | 0.030243 | 0.007595 | -0.030243 | -0.007595 | 1.4859e-09 | 9.51e-10 | 0.046247 | 0.046247 | 0.046247 | 0.97318 | -0.51699 | 0.97318 | -0.51699 | 12.7053
39 | 0.027125 | 0.0068135 | -0.02711 | -0.0068048 | 1.4092e-05 | 8.7474e-06 | 0.04148 | 0.04148 | 0.04148 | 0.97318 | -0.51699 | 0.97263 | -0.52788 | 11.3955
40 | 0.024677 | 0.006195 | -0.024675 | -0.0061934 | 2.5249e-06 | 1.5574e-06 | 0.037757 | 0.037757 | 0.037757 | 0.97263 | -0.52788 | 0.97252 | -0.53003 | 10.3729
41 | 0.02086 | 0.0052374 | -0.020852 | -0.0052322 | 8.4592e-06 | 5.1393e-06 | 0.031921 | 0.031921 | 0.031921 | 0.97252 | -0.53003 | 0.97209 | -0.53853 | 8.7694
42 | 0.12859 | 0.032609 | -0.12854 | -0.032575 | 5.4947e-05 | 3.4373e-05 | 0.19418 | 0.19418 | 0.19418 | 0.98612 | -0.26472 | 0.98566 | -0.27361 | 13.3362
43 | -0.13054 | -0.033097 | 0.13059 | 0.03313 | 5.3041e-05 | 3.3203e-05 | 0.19711 | 0.19711 | 0.19711 | 0.98612 | -0.26472 | 0.98656 | -0.25627 | 13.538
44 | 0.12239 | 0.031035 | -0.12231 | -0.030981 | 8.7019e-05 | 5.4309e-05 | 0.1849 | 0.1849 | 0.1849 | 0.98566 | -0.27361 | 0.98489 | -0.28841 | 12.6992
45 | -0.13318 | -0.033779 | 0.13321 | 0.033798 | 2.9032e-05 | 1.8189e-05 | 0.20102 | 0.20102 | 0.20102 | 0.98656 | -0.25627 | 0.98679 | -0.25173 | 13.8063
46 | 0.0025908 | 0.00064927 | -0.0025908 | -0.00064931 | 2.951e-08 | -4.6916e-08 | 0.0039077 | 0.0039077 | 0.0039077 | 0.98656 | -0.25627 | 0.98654 | -0.2565 | 1.0735
47 | 0.016994 | 0.0042654 | -0.016994 | -0.0042653 | 1.2455e-07 | 7.3629e-08 | 0.026016 | 0.026016 | 0.026016 | 0.97209 | -0.53853 | 0.97208 | -0.53869 | 7.1472
48 | 0.01576 | 0.003956 | -0.015757 | -0.0039544 | 2.8853e-06 | 1.6827e-06 | 0.024127 | 0.024127 | 0.024127 | 0.97208 | -0.53869 | 0.97189 | -0.54253 | 6.6282
49 | 0.013451 | 0.0033766 | -0.013445 | -0.0033731 | 6.0864e-06 | 3.4214e-06 | 0.020597 | 0.020597 | 0.020597 | 0.97189 | -0.54253 | 0.97141 | -0.55202 | 5.6585
50 | 0.013445 | 0.0033731 | -0.013441 | -0.0033709 | 3.955e-06 | 2.2236e-06 | 0.020597 | 0.020597 | 0.020597 | 0.97141 | -0.55202 | 0.97109 | -0.55819 | 5.6586
51 | 0.011865 | 0.0029758 | -0.011862 | -0.002974 | 3.2461e-06 | 1.7536e-06 | 0.018181 | 0.018181 | 0.018181 | 0.97109 | -0.55819 | 0.9708 | -0.56393 | 4.9949
52 | -0.004651 | -0.0011656 | 0.004651 | 0.0011656 | 2.8086e-08 | -2.0023e-10 | 0.0071334 | 0.0071334 | 0.0071334 | 0.97018 | -0.57632 | 0.97019 | -0.5762 | 1.9597
53 | -0.0093355 | -0.0023397 | 0.0093371 | 0.0023405 | 1.609e-06 | 7.7126e-07 | 0.014318 | 0.014318 | 0.014318 | 0.97019 | -0.5762 | 0.97037 | -0.57258 | 3.9336
54 | -0.0093371 | -0.0023405 | 0.0093409 | 0.0023423 | 3.8495e-06 | 1.8448e-06 | 0.014318 | 0.014318 | 0.014318 | 0.97037 | -0.57258 | 0.9708 | -0.56393 | 3.9336
55 | 0.18486 | 0.047131 | -0.18472 | -0.047043 | 0.00013822 | 8.748e-05 | 0.27826 | 0.27826 | 0.27826 | 0.98956 | -0.19827 | 0.98875 | -0.21377 | 19.1113
56 | -0.37916 | -0.097252 | 0.37961 | 0.097542 | 0.00045354 | 0.00028948 | 0.56703 | 0.56703 | 0.56703 | 0.9964 | -0.068025 | 0.9977 | -0.043395 | 38.9442
57 | 0.039545 | 0.0099581 | -0.03952 | -0.009942 | 2.5549e-05 | 1.611e-05 | 0.059857 | 0.059857 | 0.059857 | 0.98336 | -0.31814 | 0.98267 | -0.33167 | 16.4442
58 | 0.038639 | 0.0097212 | -0.038636 | -0.0097196 | 2.6068e-06 | 1.6427e-06 | 0.058523 | 0.058523 | 0.058523 | 0.98267 | -0.33167 | 0.9826 | -0.33308 | 16.0777
59 | 0.03713 | 0.009342 | -0.037096 | -0.0093205 | 3.4178e-05 | 2.151e-05 | 0.056242 | 0.056242 | 0.056242 | 0.9826 | -0.33308 | 0.98161 | -0.35236 | 15.451
60 | 0.025024 | 0.0062771 | -0.025018 | -0.0062737 | 5.5601e-06 | 3.4336e-06 | 0.038336 | 0.038336 | 0.038336 | 0.97135 | -0.55313 | 0.97111 | -0.55779 | 10.5319
61 | -0.029258 | -0.0073384 | 0.029296 | 0.0073622 | 3.8199e-05 | 2.3819e-05 | 0.044823 | 0.044823 | 0.044823 | 0.97135 | -0.55313 | 0.97274 | -0.52577 | 12.314
62 | 0.022451 | 0.0056304 | -0.02245 | -0.0056298 | 9.9535e-07 | 6.0928e-07 | 0.034403 | 0.034403 | 0.034403 | 0.97111 | -0.55779 | 0.97107 | -0.55872 | 9.4513
63 | 0.007712 | 0.0019323 | -0.0077098 | -0.0019315 | 2.1682e-06 | 8.7208e-07 | 0.011797 | 0.011797 | 0.011797 | 0.97274 | -0.52577 | 0.97244 | -0.53168 | 3.241
64 | -0.037009 | -0.0092946 | 0.037032 | 0.0093093 | 2.331e-05 | 1.4677e-05 | 0.05662 | 0.05662 | 0.05662 | 0.97274 | -0.52577 | 0.9734 | -0.51258 | 15.5549
65 | 0.020743 | 0.0052019 | -0.020741 | -0.0052009 | 1.6589e-06 | 1.0075e-06 | 0.031787 | 0.031787 | 0.031787 | 0.97107 | -0.55872 | 0.97098 | -0.5604 | 8.7326
66 | 0.0053594 | 0.0013424 | -0.0053591 | -0.0013423 | 3.015e-07 | 4.4652e-08 | 0.0082006 | 0.0082007 | 0.0082007 | 0.97244 | -0.53168 | 0.97238 | -0.53286 | 2.2529
67 | -0.038434 | -0.0096606 | 0.038445 | 0.0096676 | 1.1126e-05 | 7.014e-06 | 0.058763 | 0.058763 | 0.058763 | 0.9734 | -0.51258 | 0.97371 | -0.50652 | 16.1436
68 | 0.019681 | 0.0049352 | -0.019676 | -0.0049323 | 4.7469e-06 | 2.8659e-06 | 0.030162 | 0.030162 | 0.030162 | 0.97098 | -0.5604 | 0.97073 | -0.56546 | 8.2863
69 | 0.0053591 | 0.0013423 | -0.0053589 | -0.0013423 | 1.5091e-07 | 2.2357e-08 | 0.0082007 | 0.0082007 | 0.0082007 | 0.97238 | -0.53286 | 0.97235 | -0.53345 | 2.2529
70 | -0.039402 | -0.0099076 | 0.039418 | 0.0099177 | 1.607e-05 | 1.0138e-05 | 0.060226 | 0.060226 | 0.060226 | 0.97371 | -0.50652 | 0.97415 | -0.49799 | 16.5456
71 | 0.016553 | 0.0041495 | -0.01655 | -0.0041478 | 2.766e-06 | 1.6286e-06 | 0.025374 | 0.025374 | 0.025374 | 0.97073 | -0.56546 | 0.97055 | -0.56897 | 6.9709
72 | 0.0053589 | 0.0013423 | -0.0053585 | -0.0013423 | 4.2851e-07 | 6.3511e-08 | 0.0082007 | 0.0082008 | 0.0082008 | 0.97235 | -0.53345 | 0.97226 | -0.53513 | 2.253
73 | -0.040984 | -0.01031 | 0.041022 | 0.010334 | 3.8658e-05 | 2.4413e-05 | 0.062617 | 0.062617 | 0.062617 | 0.97415 | -0.49799 | 0.97515 | -0.47826 | 17.2024
74 | 0.0046128 | 0.0011554 | -0.0046126 | -0.0011554 | 2.2041e-07 | -5.1893e-09 | 0.0070595 | 0.0070596 | 0.0070596 | 0.97226 | -0.53513 | 0.97221 | -0.53613 | 1.9394
75 | -0.051119 | -0.012865 | 0.051132 | 0.012873 | 1.3003e-05 | 8.2508e-06 | 0.078023 | 0.078023 | 0.078023 | 0.97515 | -0.47826 | 0.97542 | -0.47294 | 21.435
76 | 0.0046126 | 0.0011554 | -0.0046125 | -0.0011554 | 5.5516e-08 | -1.3043e-09 | 0.0070596 | 0.0070596 | 0.0070596 | 0.97221 | -0.53613 | 0.9722 | -0.53639 | 1.9394
77 | 0.0035489 | 0.00088881 | -0.0035488 | -0.00088885 | 8.1132e-08 | -3.9005e-08 | 0.0054316 | 0.0054317 | 0.0054317 | 0.9722 | -0.53639 | 0.97217 | -0.53687 | 1.4922
78 | -0.0049068 | -0.0012298 | 0.0049071 | 0.0012298 | 2.9725e-07 | 1.1754e-08 | 0.0074656 | 0.0074655 | 0.0074656 | 0.97802 | -0.42193 | 0.97809 | -0.42066 | 2.051
79 | 0.10409 | 0.02622 | -0.10404 | -0.026185 | 5.689e-05 | 3.5196e-05 | 0.15841 | 0.15841 | 0.15841 | 0.97809 | -0.42066 | 0.9775 | -0.4321 | 10.8799
80 | -0.109 | -0.02745 | 0.10903 | 0.027465 | 2.4986e-05 | 1.5504e-05 | 0.16588 | 0.16588 | 0.16588 | 0.97809 | -0.42066 | 0.97833 | -0.41587 | 11.3926
81 | 0.092315 | 0.023247 | -0.092255 | -0.02321 | 5.9903e-05 | 3.6717e-05 | 0.14057 | 0.14057 | 0.14057 | 0.9775 | -0.4321 | 0.97681 | -0.44568 | 9.6544
82 | -0.11708 | -0.029484 | 0.11711 | 0.029499 | 2.2928e-05 | 1.4286e-05 | 0.17813 | 0.17813 | 0.17813 | 0.97833 | -0.41587 | 0.97854 | -0.41177 | 12.2342
83 | -0.11711 | -0.029499 | 0.11715 | 0.029524 | 4.0224e-05 | 2.5064e-05 | 0.17813 | 0.17813 | 0.17813 | 0.97854 | -0.41177 | 0.97891 | -0.40459 | 12.2342
84 | -0.11715 | -0.029524 | 0.11716 | 0.02953 | 9.3689e-06 | 5.8377e-06 | 0.17813 | 0.17813 | 0.17813 | 0.97891 | -0.40459 | 0.97899 | -0.40292 | 12.2342
85 | -0.12682 | -0.031952 | 0.1269 | 0.032001 | 7.9477e-05 | 4.9718e-05 | 0.19282 | 0.19282 | 0.19282 | 0.97899 | -0.40292 | 0.97966 | -0.38983 | 13.243
86 | 0.084601 | 0.021292 | -0.084598 | -0.02129 | 2.909e-06 | 1.7683e-06 | 0.12891 | 0.12891 | 0.12891 | 0.97681 | -0.44568 | 0.97677 | -0.4464 | 8.8536
87 | -0.1269 | -0.032001 | 0.12695 | 0.032035 | 5.3185e-05 | 3.327e-05 | 0.19282 | 0.19282 | 0.19282 | 0.97966 | -0.38983 | 0.98011 | -0.38108 | 13.243
88 | 0.073027 | 0.01839 | -0.073019 | -0.018386 | 7.1279e-06 | 4.2545e-06 | 0.11128 | 0.11128 | 0.11128 | 0.97677 | -0.4464 | 0.97667 | -0.44844 | 7.6429
89 | 0.068506 | 0.017255 | -0.068476 | -0.017236 | 2.9715e-05 | 1.8654e-05 | 0.1044 | 0.1044 | 0.1044 | 0.97667 | -0.44844 | 0.97621 | -0.45751 | 14.3412
90 | 0.01104 | 0.002768 | -0.011039 | -0.0027672 | 1.6884e-06 | 8.7937e-07 | 0.016776 | 0.016776 | 0.016776 | 0.97927 | -0.39814 | 0.97911 | -0.40135 | 4.6089
91 | -0.016849 | -0.0042237 | 0.016852 | 0.0042259 | 3.8188e-06 | 2.2485e-06 | 0.025602 | 0.025602 | 0.025602 | 0.97927 | -0.39814 | 0.97951 | -0.39339 | 7.0335
92 | 0.011039 | 0.0027672 | -0.011037 | -0.0027663 | 1.6871e-06 | 8.7873e-07 | 0.016776 | 0.016777 | 0.016777 | 0.97911 | -0.40135 | 0.97895 | -0.40456 | 4.6089
93 | -0.021185 | -0.0053118 | 0.021194 | 0.0053172 | 8.8764e-06 | 5.3931e-06 | 0.032184 | 0.032184 | 0.032184 | 0.97951 | -0.39339 | 0.97996 | -0.3846 | 8.8417
94 | 0.006792 | 0.0017024 | -0.0067901 | -0.0017018 | 1.8892e-06 | 6.1503e-07 | 0.010324 | 0.010324 | 0.010324 | 0.97895 | -0.40456 | 0.97865 | -0.4104 | 2.8363
95 | -0.02579 | -0.006469 | 0.025803 | 0.0064771 | 1.3173e-05 | 8.1423e-06 | 0.039163 | 0.039163 | 0.039163 | 0.97996 | -0.3846 | 0.98051 | -0.37389 | 10.759
96 | 0.0045962 | 0.0011518 | -0.0045962 | -0.0011518 | 6.0403e-08 | -3.0057e-09 | 0.0069791 | 0.0069791 | 0.0069791 | 0.97996 | -0.3846 | 0.97995 | -0.38488 | 1.9173
97 | 0.0045962 | 0.0011518 | -0.0045957 | -0.0011518 | 4.214e-07 | -2.0931e-08 | 0.0069791 | 0.0069792 | 0.0069792 | 0.97995 | -0.38488 | 0.97985 | -0.3868 | 1.9174
98 | 0.00641 | 0.0016065 | -0.0064094 | -0.0016063 | 5.5944e-07 | 1.5922e-07 | 0.0097277 | 0.0097278 | 0.0097278 | 0.98051 | -0.37389 | 0.98042 | -0.37572 | 2.6725
99 | -0.032213 | -0.0080836 | 0.032217 | 0.0080857 | 3.3039e-06 | 2.068e-06 | 0.04889 | 0.04889 | 0.04889 | 0.98051 | -0.37389 | 0.98062 | -0.37174 | 13.4314
100 | 0.0013088 | 0.00032786 | -0.0013088 | -0.000328 | 1.8315e-08 | -1.445e-07 | 0.0019859 | 0.001986 | 0.001986 | 0.98062 | -0.37174 | 0.9806 | -0.37203 | 0.54559
101 | -0.033525 | -0.0084136 | 0.033534 | 0.0084193 | 9.1906e-06 | 5.7625e-06 | 0.050876 | 0.050876 | 0.050876 | 0.98062 | -0.37174 | 0.98091 | -0.36599 | 13.977
102 | -0.035276 | -0.0088558 | 0.035299 | 0.0088702 | 2.2951e-05 | 1.4419e-05 | 0.053518 | 0.053518 | 0.053518 | 0.98091 | -0.36599 | 0.98161 | -0.35236 | 14.7027
103 | -0.0051709 | -0.0012959 | 0.005171 | 0.001296 | 5.5981e-08 | 3.0519e-09 | 0.0077122 | 0.0077122 | 0.0077122 | 0.99769 | -0.043623 | 0.9977 | -0.043395 | 2.1187
104 | -0.38478 | -0.098838 | 0.38536 | 0.099207 | 0.00057769 | 0.00036875 | 0.57474 | 0.57474 | 0.57474 | 0.9977 | -0.043395 | 0.99933 | -0.012528 | 39.4739
105 | 0.060683 | 0.015283 | -0.06067 | -0.015274 | 1.3095e-05 | 8.3296e-06 | 0.092525 | 0.092525 | 0.092525 | 0.97621 | -0.45751 | 0.97598 | -0.46203 | 25.4189
106 | 0.054359 | 0.013693 | -0.05433 | -0.013675 | 2.8362e-05 | 1.8014e-05 | 0.082903 | 0.082903 | 0.082903 | 0.97598 | -0.46203 | 0.97542 | -0.47294 | 22.7755
107 | 0.0029863 | 0.00074787 | -0.0029863 | -0.00074791 | 4.1474e-08 | -3.9097e-08 | 0.0045707 | 0.0045707 | 0.0045707 | 0.97217 | -0.53687 | 0.97216 | -0.53716 | 1.2557
108 | 0.0023909 | 0.0005987 | -0.0023909 | -0.00059875 | 2.7032e-08 | -4.9441e-08 | 0.0036594 | 0.0036595 | 0.0036595 | 0.97216 | -0.53716 | 0.97215 | -0.5374 | 1.0053
109 | 0.0017525 | 0.00043874 | -0.0017524 | -0.00043901 | 7.0454e-08 | -2.7867e-07 | 0.0026822 | 0.0026823 | 0.0026823 | 0.97215 | -0.5374 | 0.97211 | -0.53824 | 0.7369
110 | 0.00063103 | 0.00015798 | -0.00063103 | -0.00015815 | 4.9557e-09 | -1.7244e-07 | 0.00096587 | 0.00096593 | 0.00096593 | 0.97211 | -0.53824 | 0.9721 | -0.5384 | 0.26536
111 | -0.39264 | -0.10103 | 0.39288 | 0.10118 | 0.00023936 | 0.0001528 | 0.58558 | 0.58558 | 0.58558 | 0.99933 | -0.012528 | 1 | 0 | 40.2184
112 | -0.022367 | -0.0056131 | 0.022373 | 0.0056169 | 6.2835e-06 | 3.8381e-06 | 0.033952 | 0.033952 | 0.033952 | 0.98036 | -0.37634 | 0.98066 | -0.37045 | 9.3275
113 | 0.022367 | 0.0056131 | -0.022354 | -0.0056052 | 1.2861e-05 | 7.8564e-06 | 0.033952 | 0.033952 | 0.033952 | 0.98036 | -0.37634 | 0.97975 | -0.3884 | 9.3275
114 | -0.027366 | -0.0068682 | 0.027381 | 0.0068773 | 1.4747e-05 | 9.1501e-06 | 0.041527 | 0.041527 | 0.041527 | 0.98066 | -0.37045 | 0.98124 | -0.35915 | 11.4086
115 | 0.012944 | 0.0032468 | -0.012935 | -0.0032419 | 8.9745e-06 | 4.9645e-06 | 0.01966 | 0.019661 | 0.019661 | 0.97975 | -0.3884 | 0.979 | -0.40296 | 5.4012
116 | 0.0038469 | 0.00096407 | -0.0038468 | -0.0009641 | 7.1842e-08 | -2.5129e-08 | 0.0058336 | 0.0058337 | 0.0058337 | 0.98124 | -0.35915 | 0.98122 | -0.35955 | 1.6027
117 | -0.031228 | -0.0078414 | 0.031255 | 0.0078585 | 2.7429e-05 | 1.7142e-05 | 0.047361 | 0.047361 | 0.047361 | 0.98124 | -0.35915 | 0.98218 | -0.34076 | 13.0112
118 | -0.17114 | -0.043236 | 0.17139 | 0.04339 | 0.00024428 | 0.00015437 | 0.25941 | 0.25941 | 0.25941 | 0.98218 | -0.34076 | 0.98371 | -0.31103 | 17.8164
119 | 0.13989 | 0.035377 | -0.1397 | -0.03526 | 0.00018664 | 0.00011721 | 0.21205 | 0.21205 | 0.21205 | 0.98218 | -0.34076 | 0.98075 | -0.36861 | 14.5637
120 | -0.17139 | -0.04339 | 0.17154 | 0.043485 | 0.00014951 | 9.4484e-05 | 0.25941 | 0.25941 | 0.25941 | 0.98371 | -0.31103 | 0.98465 | -0.29288 | 17.8164
121 | 0.13384 | 0.033792 | -0.13376 | -0.033742 | 7.9855e-05 | 5.0066e-05 | 0.20316 | 0.20316 | 0.20316 | 0.98075 | -0.36861 | 0.98011 | -0.38108 | 13.9533
122 | -0.17154 | -0.043485 | 0.17171 | 0.043592 | 0.00016953 | 0.00010713 | 0.25941 | 0.25941 | 0.25941 | 0.98465 | -0.29288 | 0.98571 | -0.27233 | 17.8163
123 | -0.17373 | -0.044099 | 0.17395 | 0.044237 | 0.00021812 | 0.00013787 | 0.26246 | 0.26246 | 0.26246 | 0.98571 | -0.27233 | 0.98706 | -0.24627 | 18.0263
124 | -0.17741 | -0.045105 | 0.17753 | 0.04518 | 0.00011781 | 7.45e-05 | 0.26768 | 0.26768 | 0.26768 | 0.98706 | -0.24627 | 0.98778 | -0.23249 | 18.3849
125 | -0.17941 | -0.04565 | 0.17956 | 0.045747 | 0.00015373 | 9.7238e-05 | 0.27051 | 0.27051 | 0.27051 | 0.98778 | -0.23249 | 0.9887 | -0.21473 | 18.5788
126 | -0.18471 | -0.047038 | 0.18472 | 0.047043 | 8.5448e-06 | 5.4083e-06 | 0.27826 | 0.27826 | 0.27826 | 0.9887 | -0.21473 | 0.98875 | -0.21377 | 19.1113

## res_trafo
| p_hv_mw | q_hv_mvar | p_lv_mw | q_lv_mvar | pl_mw | ql_mvar | i_hv_ka | i_lv_ka | vm_hv_pu | va_hv_degree | vm_lv_pu | va_lv_degree | loading_percent
0 | -1.2729e-15 | -1.3162e-15 | 0.00165 | 1.2699e-07 | 0.00165 | 1.2699e-07 | 5.2857e-17 | 0.0023815 | 0.99998 | 149.9956 | 1 | 0 | 0.2619

## res_ext_grid
| p_mw | q_mvar
0 | 0.42361 | 0.10847

## res_load
| p_mw | q_mvar
0 | 0.00583 | 0.0014611
1 | 0.0034904 | 0.00087477
2 | 0.0048999 | 0.001228
3 | 0.003563 | 0.00089296
4 | 0.0067791 | 0.001699
5 | 0.0026798 | 0.00067162
6 | 0.0033647 | 0.00084328
7 | 0.0021013 | 0.00052664
8 | 0.0075693 | 0.001897
9 | 0.0021829 | 0.00054709
10 | 0.0038682 | 0.00096946
11 | 0.0015052 | 0.00037724
12 | 0.0041898 | 0.0010501
13 | 0.0031444 | 0.00078807
14 | 0.002022 | 0.00050676
15 | 0.0019596 | 0.00049113
16 | 0.0036083 | 0.00090434
17 | 0.0056265 | 0.0014101
18 | 0.0063455 | 0.0015903
19 | 0.0065586 | 0.0016437
20 | 0.0020428 | 0.00051198
21 | 0.0020272 | 0.00050805
22 | 0.0038894 | 0.00097476
23 | 0.003118 | 0.00078145
24 | 0.0024331 | 0.00060979
25 | 0.0038147 | 0.00095605
26 | 0.0019468 | 0.00048791
27 | 0.0061439 | 0.0015398
28 | 0.0021836 | 0.00054726
29 | 0.0020152 | 0.00050506
30 | 0.0025908 | 0.00064931
31 | 0.0038577 | 0.00096683
32 | 0.0012341 | 0.0003093
33 | 0.0023054 | 0.00057779
34 | 0.0015766 | 0.00039514
35 | 0.004651 | 0.0011656
36 | 0.0046845 | 0.001174
37 | 0.0025206 | 0.00063172
38 | 0.0059595 | 0.0014936
39 | 0.0022895 | 0.0005738
40 | 0.0061622 | 0.0015444
41 | 0.0024124 | 0.00060461
42 | 0.00088098 | 0.00022079
43 | 0.0015063 | 0.00037752
44 | 0.0042346 | 0.0010613
45 | 0.002567 | 0.00064334
46 | 0.0017071 | 0.00042784
47 | 0.0023505 | 0.00058908
48 | 0.0014018 | 0.00035133
49 | 0.0010602 | 0.00026571
50 | 0.00095763 | 0.00024
51 | 0.0031237 | 0.00078287
52 | 0.0015651 | 0.00039226
53 | 0.01655 | 0.0041478
54 | 0.00074569 | 0.00018689
55 | 0.010097 | 0.0025305
56 | 0.0010636 | 0.00026657
57 | 0.0049068 | 0.0012298
58 | 0.011722 | 0.0029377
59 | 0.0080569 | 0.0020192
60 | 0.0096638 | 0.002422
61 | 0.0076539 | 0.0019183
62 | 0.011572 | 0.0029002
63 | 0.0045134 | 0.0011312
64 | 0.0058082 | 0.0014557
65 | 0.0043326 | 0.0010859
66 | 0.004245 | 0.0010639
67 | 0.0045957 | 0.0011518
68 | 0.0067901 | 0.0017018
69 | 0.0064094 | 0.0016063
70 | 0.0017415 | 0.00043645
71 | 0.0017969 | 0.00045035
72 | 0.0013088 | 0.000328
73 | 0.0051709 | 0.0012959
74 | 0.0077934 | 0.0019532
75 | 0.0063111 | 0.0015817
76 | 0.0031985 | 0.00080162
77 | 0.00056251 | 0.00014098
78 | 0.00059537 | 0.00014921
79 | 0.00063845 | 0.00016001
80 | 0.0011213 | 0.00028104
81 | 0.00063103 | 0.00015815
82 | 0.0072804 | 0.0018246
83 | 0.029084 | 0.0072891
84 | 0.0049925 | 0.0012512
85 | 0.0094102 | 0.0023584
86 | 0.012935 | 0.0032419
87 | 0.0038468 | 0.0009641
88 | 0.005858 | 0.0014682
89 | 0.0068117 | 0.0017072
90 | 0.0020256 | 0.00050767
91 | 0.0034642 | 0.00086822
92 | 0.0018735 | 0.00046955
93 | 0.0051521 | 0.0012912

## dtypes
| element | column | dtype
0 | bus | name | object
1 | bus | vn_kv | float64
2 | bus | type | object
3 | bus | zone | object
4 | bus | in_service | bool
5 | load | name | object
6 | load | bus | uint32
7 | load | p_mw | float64
8 | load | q_mvar | float64
9 | load | const_z_percent | float64
10 | load | const_i_percent | float64
11 | load | sn_mva | float64
12 | load | scaling | float64
13 | load | in_service | bool
14 | load | type | object
15 | ext_grid | name | object
16 | ext_grid | bus | uint32
17 | ext_grid | vm_pu | float64
18 | ext_grid | va_degree | float64
19 | ext_grid | slack_weight | float64
20 | ext_grid | in_service | bool
21 | line | name | object
22 | line | std_type | object
23 | line | from_bus | uint32
24 | line | to_bus | uint32
25 | line | length_km | float64
26 | line | r_ohm_per_km | float64
27 | line | x_ohm_per_km | float64
28 | line | c_nf_per_km | float64
29 | line | g_us_per_km | float64
30 | line | max_i_ka | float64
31 | line | df | float64
32 | line | parallel | uint32
33 | line | type | object
34 | line | in_service | bool
35 | trafo | name | object
36 | trafo | std_type | object
37 | trafo | hv_bus | uint32
38 | trafo | lv_bus | uint32
39 | trafo | sn_mva | float64
40 | trafo | vn_hv_kv | float64
41 | trafo | vn_lv_kv | float64
42 | trafo | vk_percent | float64
43 | trafo | vkr_percent | float64
44 | trafo | pfe_kw | float64
45 | trafo | i0_percent | float64
46 | trafo | shift_degree | float64
47 | trafo | tap_side | object
48 | trafo | tap_neutral | int32
49 | trafo | tap_min | int32
50 | trafo | tap_max | int32
51 | trafo | tap_step_percent | float64
52 | trafo | tap_step_degree | float64
53 | trafo | tap_pos | int32
54 | trafo | tap_phase_shifter | bool
55 | trafo | parallel | uint32
56 | trafo | df | float64
57 | trafo | in_service | bool
58 | line_geodata | coords | object
59 | bus_geodata | x | float64
60 | bus_geodata | y | float64
61 | bus_geodata | coords | object
62 | res_bus | vm_pu | float64
63 | res_bus | va_degree | float64
64 | res_bus | p_mw | float64
65 | res_bus | q_mvar | float64
66 | res_line | p_from_mw | float64
67 | res_line | q_from_mvar | float64
68 | res_line | p_to_mw | float64
69 | res_line | q_to_mvar | float64
70 | res_line | pl_mw | float64
71 | res_line | ql_mvar | float64
72 | res_line | i_from_ka | float64
73 | res_line | i_to_ka | float64
74 | res_line | i_ka | float64
75 | res_line | vm_from_pu | float64
76 | res_line | va_from_degree | float64
77 | res_line | vm_to_pu | float64
78 | res_line | va_to_degree | float64
79 | res_line | loading_percent | float64
80 | res_trafo | p_hv_mw | float64
81 | res_trafo | q_hv_mvar | float64
82 | res_trafo | p_lv_mw | float64
83 | res_trafo | q_lv_mvar | float64
84 | res_trafo | pl_mw | float64
85 | res_trafo | ql_mvar | float64
86 | res_trafo | i_hv_ka | float64
87 | res_trafo | i_lv_ka | float64
88 | res_trafo | vm_hv_pu | float64
89 | res_trafo | va_hv_degree | float64
90 | res_trafo | vm_lv_pu | float64
91 | res_trafo | va_lv_degree | float64
92 | res_trafo | loading_percent | float64
93 | res_ext_grid | p_mw | float64
94 | res_ext_grid | q_mvar | float64
95 | res_load | p_mw | float64
96 | res_load | q_mvar | float64

## parameters
| version | format_version | converged | OPF_converged | name | f_hz | sn_mva
0 | 2.14.6 | 2.14.0 | TRUE | FALSE |  | 50 | 1