## bus
| name | vn_kv | type | zone | in_service
0 | bus_LV_138-11_0_3_node_0 | 0.4 | n |  | TRUE
1 | bus_LV_138-11_0_3_node_1 | 0.4 | n |  | TRUE
2 | bus_LV_138-11_0_3_node_2 | 0.4 | n |  | TRUE
3 | bus_LV_138-11_0_3_node_4 | 0.4 | n |  | TRUE
4 | bus_LV_138-11_0_3_node_110 | 0.4 | n |  | TRUE
5 | bus_LV_138-11_0_3_node_15 | 0.4 | n |  | TRUE
6 | bus_LV_138-11_0_3_node_8 | 0.4 | n |  | TRUE
7 | bus_LV_138-11_0_3_node_106 | 0.4 | n |  | TRUE
8 | bus_LV_138-11_0_3_node_13 | 0.4 | n |  | TRUE
9 | bus_LV_138-11_0_3_node_5 | 0.4 | n |  | TRUE
10 | bus_LV_138-11_0_3_node_6 | 0.4 | n |  | TRUE
11 | bus_LV_138-11_0_3_node_7 | 0.4 | n |  | TRUE
12 | bus_LV_138-11_0_3_node_9 | 0.4 | n |  | TRUE
13 | bus_LV_138-11_0_3_node_11 | 0.4 | n |  | TRUE
14 | bus_LV_138-11_0_3_node_116 | 0.4 | n |  | TRUE
15 | bus_LV_138-11_0_3_node_10 | 0.4 | n |  | TRUE
16 | bus_LV_138-11_0_3_node_109 | 0.4 | n |  | TRUE
17 | bus_LV_138-11_0_3_node_119 | 0.4 | n |  | TRUE
18 | bus_LV_138-11_0_3_node_12 | 0.4 | n |  | TRUE
19 | bus_LV_138-11_0_3_node_108 | 0.4 | n |  | TRUE
20 | bus_LV_138-11_0_3_node_22 | 0.4 | n |  | TRUE
21 | bus_LV_138-11_0_3_node_117 | 0.4 | n |  | TRUE
22 | bus_LV_138-11_0_3_node_23 | 0.4 | n |  | TRUE
23 | bus_LV_138-11_0_3_node_26 | 0.4 | n |  | TRUE
24 | bus_LV_138-11_0_3_node_107 | 0.4 | n |  | TRUE
25 | bus_LV_138-11_0_3_node_115 | 0.4 | n |  | TRUE
26 | bus_LV_138-11_0_3_node_14 | 0.4 | n |  | TRUE
27 | bus_LV_138-11_0_3_node_16 | 0.4 | n |  | TRUE
28 | bus_LV_138-11_0_3_node_17 | 0.4 | n |  | TRUE
29 | bus_LV_138-11_0_3_node_18 | 0.4 | n |  | TRUE
30 | bus_LV_138-11_0_3_node_19 | 0.4 | n |  | TRUE
31 | bus_LV_138-11_0_3_node_20 | 0.4 | n |  | TRUE
32 | bus_LV_138-11_0_3_node_21 | 0.4 | n |  | TRUE
33 | bus_LV_138-11_0_3_node_31 | 0.4 | n |  | TRUE
34 | bus_LV_138-11_0_3_node_46 | 0.4 | n |  | TRUE
35 | bus_LV_138-11_0_3_node_32 | 0.4 | n |  | TRUE
36 | bus_LV_138-11_0_3_node_47 | 0.4 | n |  | TRUE
37 | bus_LV_138-11_0_3_node_69 | 0.4 | n |  | TRUE
38 | bus_LV_138-11_0_3_node_24 | 0.4 | n |  | TRUE
39 | bus_LV_138-11_0_3_node_25 | 0.4 | n |  | TRUE
40 | bus_LV_138-11_0_3_node_27 | 0.4 | n |  | TRUE
41 | bus_LV_138-11_0_3_node_28 | 0.4 | n |  | TRUE
42 | bus_LV_138-11_0_3_node_58 | 0.4 | n |  | TRUE
43 | bus_LV_138-11_0_3_node_29 | 0.4 | n |  | TRUE
44 | bus_LV_138-11_0_3_node_68 | 0.4 | n |  | TRUE
45 | bus_LV_138-11_0_3_node_60 | 0.4 | n |  | TRUE
46 | bus_LV_138-11_0_3_node_56 | 0.4 | n |  | TRUE
47 | bus_LV_138-11_0_3_node_64 | 0.4 | n |  | TRUE
48 | bus_LV_138-11_0_3_node_61 | 0.4 | n |  | TRUE
49 | bus_LV_138-11_0_3_node_72 | 0.4 | n |  | TRUE
50 | bus_LV_138-11_0_3_node_73 | 0.4 | n |  | TRUE
51 | bus_LV_138-11_0_3_node_30 | 0.4 | n |  | TRUE
52 | bus_LV_138-11_0_3_node_78 | 0.4 | n |  | TRUE
53 | bus_LV_138-11_0_3_node_76 | 0.4 | n |  | TRUE
54 | bus_LV_138-11_0_3_node_33 | 0.4 | n |  | TRUE
55 | bus_LV_138-11_0_3_node_34 | 0.4 | n |  | TRUE
56 | bus_LV_138-11_0_3_node_35 | 0.4 | n |  | TRUE
57 | bus_LV_138-11_0_3_node_36 | 0.4 | n |  | TRUE
58 | bus_LV_138-11_0_3_node_37 | 0.4 | n |  | TRUE
59 | bus_LV_138-11_0_3_node_92 | 0.4 | n |  | TRUE
60 | bus_LV_138-11_0_3_node_90 | 0.4 | n |  | TRUE
61 | bus_LV_138-11_0_3_node_105 | 0.4 | n |  | TRUE
62 | bus_LV_138-11_0_3_node_89 | 0.4 | n |  | TRUE
63 | bus_LV_138-11_0_3_node_38 | 0.4 | n |  | TRUE
64 | bus_LV_138-11_0_3_node_39 | 0.4 | n |  | TRUE
65 | bus_LV_138-11_0_3_node_41 | 0.4 | n |  | TRUE
66 | bus_LV_138-11_0_3_node_54 | 0.4 | n |  | TRUE
67 | bus_LV_138-11_0_3_node_55 | 0.4 | n |  | TRUE
68 | bus_LV_138-11_0_3_node_43 | 0.4 | n |  | TRUE
69 | bus_LV_138-11_0_3_node_44 | 0.4 | n |  | TRUE
70 | bus_LV_138-11_0_3_node_45 | 0.4 | n |  | TRUE
71 | bus_LV_138-11_0_3_node_96 | 0.4 | n |  | TRUE
72 | bus_LV_138-11_0_3_node_93 | 0.4 | n |  | TRUE
73 | bus_LV_138-11_0_3_node_111 | 0.4 | n |  | TRUE
74 | bus_LV_138-11_0_3_node_94 | 0.4 | n |  | TRUE
75 | bus_LV_138-11_0_3_node_48 | 0.4 | n |  | TRUE
76 | bus_LV_138-11_0_3_node_49 | 0.4 | n |  | TRUE
77 | bus_LV_138-11_0_3_node_50 | 0.4 | n |  | TRUE
78 | bus_LV_138-11_0_3_node_51 | 0.4 | n |  | TRUE
79 | bus_LV_138-11_0_3_node_52 | 0.4 | n |  | TRUE
80 | bus_LV_138-11_0_3_node_53 | 0.4 | n |  | TRUE
81 | bus_LV_138-11_0_3_node_97 | 0.4 | n |  | TRUE
82 | bus_LV_138-11_0_3_node_118 | 0.4 | n |  | TRUE
83 | bus_LV_138-11_0_3_node_103 | 0.4 | n |  | TRUE
84 | bus_LV_138-11_0_3_node_57 | 0.4 | n |  | TRUE
85 | bus_LV_138-11_0_3_node_59 | 0.4 | n |  | TRUE
86 | bus_LV_138-11_0_3_node_66 | 0.4 | n |  | TRUE
87 | bus_LV_138-11_0_3_node_62 | 0.4 | n |  | TRUE
88 | bus_LV_138-11_0_3_node_63 | 0.4 | n |  | TRUE
89 | bus_LV_138-11_0_3_node_67 | 0.4 | n |  | TRUE
90 | bus_LV_138-11_0_3_node_65 | 0.4 | n |  | TRUE
91 | bus_LV_138-11_0_3_node_70 | 0.4 | n |  | TRUE
92 | bus_LV_138-11_0_3_node_71 | 0.4 | n |  | TRUE
93 | bus_LV_138-11_0_3_node_75 | 0.4 | n |  | TRUE
94 | bus_LV_138-11_0_3_node_74 | 0.4 | n |  | TRUE
95 | bus_LV_138-11_0_3_node_77 | 0.4 | n |  | TRUE
96 | bus_LV_138-11_0_3_node_79 | 0.4 | n |  | TRUE
97 | bus_LV_138-11_0_3_node_80 | 0.4 | n |  | TRUE
98 | bus_LV_138-11_0_3_node_81 | 0.4 | n |  | TRUE
99 | bus_LV_138-11_0_3_node_82 | 0.4 | n |  | TRUE
100 | bus_LV_138-11_0_3_node_88 | 0.4 | n |  | TRUE
101 | bus_LV_138-11_0_3_node_86 | 0.4 | n |  | TRUE
102 | bus_LV_138-11_0_3_node_83 | 0.4 | n |  | TRUE
103 | bus_LV_138-11_0_3_node_84 | 0.4 | n |  | TRUE
104 | bus_LV_138-11_0_3_node_85 | 0.4 | n |  | TRUE
105 | bus_LV_138-11_0_3_node_87 | 0.4 | n |  | TRUE
106 | bus_LV_138-11_0_3_node_91 | 0.4 | n |  | TRUE
107 | bus_LV_138-11_0_3_node_104 | 0.4 | n |  | TRUE
108 | bus_LV_138-11_0_3_node_95 | 0.4 | n |  | TRUE
109 | bus_LV_138-11_0_3_node_112 | 0.4 | n |  | TRUE
110 | bus_LV_138-11_0_3_node_98 | 0.4 | n |  | TRUE
111 | bus_LV_138-11_0_3_node_99 | 0.4 | n |  | TRUE
112 | bus_LV_138-11_0_3_node_100 | 0.4 | n |  | TRUE
113 | bus_LV_138-11_0_3_node_101 | 0.4 | n |  | TRUE
114 | bus_LV_138-11_0_3_node_102 | 0.4 | n |  | TRUE
115 | bus_LV_138-11_0_3_node_114 | 0.4 | n |  | TRUE
116 | bus_LV_138-11_0_3_node_113 | 0.4 | n |  | TRUE
117 | bus_MV_222_0_node_32 | 20 | n |  | TRUE

## load
| name | bus | p_mw | q_mvar | const_z_percent | const_i_percent | sn_mva | scaling | in_service | type
0 | LV_138-11_0_3_load_0 | 0 | 0.0054681 | 0.0013704 | 0 | 0 |  | 1 | TRUE | wye
1 | LV_138-11_0_3_load_1 | 1 | 0.0028851 | 0.00072307 | 0 | 0 |  | 1 | TRUE | wye
2 | LV_138-11_0_3_load_2 | 2 | 0.0011378 | 0.00028517 | 0 | 0 |  | 1 | TRUE | wye
3 | LV_138-11_0_3_load_110 | 4 | 0.00083242 | 0.00020862 | 0 | 0 |  | 1 | TRUE | wye
4 | LV_138-11_0_3_load_106 | 7 | 0.011155 | 0.0027957 | 0 | 0 |  | 1 | TRUE | wye
5 | LV_138-11_0_3_load_13 | 8 | 0.0059035 | 0.0014796 | 0 | 0 |  | 1 | TRUE | wye
6 | LV_138-11_0_3_load_5 | 9 | 0.0017305 | 0.00043369 | 0 | 0 |  | 1 | TRUE | wye
7 | LV_138-11_0_3_load_6 | 10 | 0.0015119 | 0.00037891 | 0 | 0 |  | 1 | TRUE | wye
8 | LV_138-11_0_3_load_9 | 12 | 0.0012701 | 0.00031833 | 0 | 0 |  | 1 | TRUE | wye
9 | LV_138-11_0_3_load_116 | 14 | 0.0081779 | 0.0020496 | 0 | 0 |  | 1 | TRUE | wye
10 | LV_138-11_0_3_load_119 | 17 | 0.0021046 | 0.00052746 | 0 | 0 |  | 1 | TRUE | wye
11 | LV_138-11_0_3_load_108 | 19 | 0.0033099 | 0.00082954 | 0 | 0 |  | 1 | TRUE | wye
12 | LV_138-11_0_3_load_117 | 21 | 0.0044883 | 0.0011249 | 0 | 0 |  | 1 | TRUE | wye
13 | LV_138-11_0_3_load_107 | 24 | 0.0076591 | 0.0019196 | 0 | 0 |  | 1 | TRUE | wye
14 | LV_138-11_0_3_load_115 | 25 | 0.0015435 | 0.00038684 | 0 | 0 |  | 1 | TRUE | wye
15 | LV_138-11_0_3_load_14 | 26 | 0.0030099 | 0.00075435 | 0 | 0 |  | 1 | TRUE | wye
16 | LV_138-11_0_3_load_16 | 27 | 0.011493 | 0.0028804 | 0 | 0 |  | 1 | TRUE | wye
17 | LV_138-11_0_3_load_17 | 28 | 0.012392 | 0.0031057 | 0 | 0 |  | 1 | TRUE | wye
18 | LV_138-11_0_3_load_19 | 30 | 0.0052442 | 0.0013143 | 0 | 0 |  | 1 | TRUE | wye
19 | LV_138-11_0_3_load_31 | 33 | 0.012391 | 0.0031054 | 0 | 0 |  | 1 | TRUE | wye
20 | LV_138-11_0_3_load_46 | 34 | 0.012452 | 0.0031207 | 0 | 0 |  | 1 | TRUE | wye
21 | LV_138-11_0_3_load_32 | 35 | 0.0067128 | 0.0016824 | 0 | 0 |  | 1 | TRUE | wye
22 | LV_138-11_0_3_load_69 | 37 | 0.0034967 | 0.00087636 | 0 | 0 |  | 1 | TRUE | wye
23 | LV_138-11_0_3_load_24 | 38 | 0.014463 | 0.0036247 | 0 | 0 |  | 1 | TRUE | wye
24 | LV_138-11_0_3_load_28 | 41 | 0.0062344 | 0.0015625 | 0 | 0 |  | 1 | TRUE | wye
25 | LV_138-11_0_3_load_29 | 43 | 0.0015148 | 0.00037965 | 0 | 0 |  | 1 | TRUE | wye
26 | LV_138-11_0_3_load_68 | 44 | 0.00098266 | 0.00024628 | 0 | 0 |  | 1 | TRUE | wye
27 | LV_138-11_0_3_load_56 | 46 | 0.0034137 | 0.00085556 | 0 | 0 |  | 1 | TRUE | wye
28 | LV_138-11_0_3_load_64 | 47 | 0.0065022 | 0.0016296 | 0 | 0 |  | 1 | TRUE | wye
29 | LV_138-11_0_3_load_61 | 48 | 0.0016053 | 0.00040232 | 0 | 0 |  | 1 | TRUE | wye
30 | LV_138-11_0_3_load_72 | 49 | 0.0037007 | 0.00092747 | 0 | 0 |  | 1 | TRUE | wye
31 | LV_138-11_0_3_load_73 | 50 | 0.0010473 | 0.00026247 | 0 | 0 |  | 1 | TRUE | wye
32 | LV_138-11_0_3_load_30 | 51 | 0.0016583 | 0.00041562 | 0 | 0 |  | 1 | TRUE | wye
33 | LV_138-11_0_3_load_78 | 52 | 0.0013574 | 0.00034019 | 0 | 0 |  | 1 | TRUE | wye
34 | LV_138-11_0_3_load_76 | 53 | 0.0016915 | 0.00042392 | 0 | 0 |  | 1 | TRUE | wye
35 | LV_138-11_0_3_load_33 | 54 | 0.0062563 | 0.001568 | 0 | 0 |  | 1 | TRUE | wye
36 | LV_138-11_0_3_load_34 | 55 | 0.00684 | 0.0017143 | 0 | 0 |  | 1 | TRUE | wye
37 | LV_138-11_0_3_load_35 | 56 | 0.0029467 | 0.00073851 | 0 | 0 |  | 1 | TRUE | wye
38 | LV_138-11_0_3_load_36 | 57 | 0.0029467 | 0.00073851 | 0 | 0 |  | 1 | TRUE | wye
39 | LV_138-11_0_3_load_92 | 59 | 0.0034285 | 0.00085927 | 0 | 0 |  | 1 | TRUE | wye
40 | LV_138-11_0_3_load_90 | 60 | 0.0022629 | 0.00056714 | 0 | 0 |  | 1 | TRUE | wye
41 | LV_138-11_0_3_load_105 | 61 | 0.0012739 | 0.00031926 | 0 | 0 |  | 1 | TRUE | wye
42 | LV_138-11_0_3_load_89 | 62 | 0.001273 | 0.00031905 | 0 | 0 |  | 1 | TRUE | wye
43 | LV_138-11_0_3_load_38 | 63 | 0.0036858 | 0.00092375 | 0 | 0 |  | 1 | TRUE | wye
44 | LV_138-11_0_3_load_39 | 64 | 0.011572 | 0.0029002 | 0 | 0 |  | 1 | TRUE | wye
45 | LV_138-11_0_3_load_41 | 65 | 0.0011004 | 0.0002758 | 0 | 0 |  | 1 | TRUE | wye
46 | LV_138-11_0_3_load_54 | 66 | 0.018564 | 0.0046525 | 0 | 0 |  | 1 | TRUE | wye
47 | LV_138-11_0_3_load_43 | 68 | 0.0031268 | 0.00078365 | 0 | 0 |  | 1 | TRUE | wye
48 | LV_138-11_0_3_load_96 | 71 | 0.00092601 | 0.00023208 | 0 | 0 |  | 1 | TRUE | wye
49 | LV_138-11_0_3_load_93 | 72 | 0.0028679 | 0.00071877 | 0 | 0 |  | 1 | TRUE | wye
50 | LV_138-11_0_3_load_111 | 73 | 0.00075997 | 0.00019047 | 0 | 0 |  | 1 | TRUE | wye
51 | LV_138-11_0_3_load_94 | 74 | 0.0012738 | 0.00031925 | 0 | 0 |  | 1 | TRUE | wye
52 | LV_138-11_0_3_load_48 | 75 | 0.0019281 | 0.00048323 | 0 | 0 |  | 1 | TRUE | wye
53 | LV_138-11_0_3_load_50 | 77 | 0.0029411 | 0.00073711 | 0 | 0 |  | 1 | TRUE | wye
54 | LV_138-11_0_3_load_52 | 79 | 0.0065553 | 0.0016429 | 0 | 0 |  | 1 | TRUE | wye
55 | LV_138-11_0_3_load_53 | 80 | 0.0093201 | 0.0023358 | 0 | 0 |  | 1 | TRUE | wye
56 | LV_138-11_0_3_load_97 | 81 | 0.0022293 | 0.00055872 | 0 | 0 |  | 1 | TRUE | wye
57 | LV_138-11_0_3_load_118 | 82 | 0.0010955 | 0.00027455 | 0 | 0 |  | 1 | TRUE | wye
58 | LV_138-11_0_3_load_103 | 83 | 0.0018203 | 0.00045621 | 0 | 0 |  | 1 | TRUE | wye
59 | LV_138-11_0_3_load_57 | 84 | 0.0021534 | 0.0005397 | 0 | 0 |  | 1 | TRUE | wye
60 | LV_138-11_0_3_load_59 | 85 | 0.0039042 | 0.00097849 | 0 | 0 |  | 1 | TRUE | wye
61 | LV_138-11_0_3_load_62 | 87 | 0.00095772 | 0.00024003 | 0 | 0 |  | 1 | TRUE | wye
62 | LV_138-11_0_3_load_63 | 88 | 0.0010882 | 0.00027274 | 0 | 0 |  | 1 | TRUE | wye
63 | LV_138-11_0_3_load_67 | 89 | 0.0064378 | 0.0016135 | 0 | 0 |  | 1 | TRUE | wye
64 | LV_138-11_0_3_load_65 | 90 | 0.0024048 | 0.0006027 | 0 | 0 |  | 1 | TRUE | wye
65 | LV_138-11_0_3_load_70 | 91 | 0.00063752 | 0.00015978 | 0 | 0 |  | 1 | TRUE | wye
66 | LV_138-11_0_3_load_77 | 95 | 0.0013528 | 0.00033904 | 0 | 0 |  | 1 | TRUE | wye
67 | LV_138-11_0_3_load_79 | 96 | 0.0017395 | 0.00043596 | 0 | 0 |  | 1 | TRUE | wye
68 | LV_138-11_0_3_load_80 | 97 | 0.0013244 | 0.00033193 | 0 | 0 |  | 1 | TRUE | wye
69 | LV_138-11_0_3_load_81 | 98 | 0.00098189 | 0.00024608 | 0 | 0 |  | 1 | TRUE | wye
70 | LV_138-11_0_3_load_82 | 99 | 0.0025252 | 0.00063287 | 0 | 0 |  | 1 | TRUE | wye
71 | LV_138-11_0_3_load_88 | 100 | 0.0012733 | 0.00031913 | 0 | 0 |  | 1 | TRUE | wye
72 | LV_138-11_0_3_load_86 | 101 | 0.0012735 | 0.00031918 | 0 | 0 |  | 1 | TRUE | wye
73 | LV_138-11_0_3_load_83 | 102 | 0.0014566 | 0.00036506 | 0 | 0 |  | 1 | TRUE | wye
74 | LV_138-11_0_3_load_84 | 103 | 0.0012733 | 0.00031913 | 0 | 0 |  | 1 | TRUE | wye
75 | LV_138-11_0_3_load_85 | 104 | 0.0012735 | 0.00031918 | 0 | 0 |  | 1 | TRUE | wye
76 | LV_138-11_0_3_load_87 | 105 | 0.0011772 | 0.00029503 | 0 | 0 |  | 1 | TRUE | wye
77 | LV_138-11_0_3_load_91 | 106 | 0.0012739 | 0.00031926 | 0 | 0 |  | 1 | TRUE | wye
78 | LV_138-11_0_3_load_95 | 108 | 0.0012741 | 0.00031932 | 0 | 0 |  | 1 | TRUE | wye
79 | LV_138-11_0_3_load_112 | 109 | 0.0011649 | 0.00029196 | 0 | 0 |  | 1 | TRUE | wye
80 | LV_138-11_0_3_load_98 | 110 | 0.0015898 | 0.00039843 | 0 | 0 |  | 1 | TRUE | wye
81 | LV_138-11_0_3_load_99 | 111 | 0.001009 | 0.00025289 | 0 | 0 |  | 1 | TRUE | wye
82 | LV_138-11_0_3_load_100 | 112 | 0.0011639 | 0.00029171 | 0 | 0 |  | 1 | TRUE | wye
83 | LV_138-11_0_3_load_101 | 113 | 0.0012044 | 0.00030185 | 0 | 0 |  | 1 | TRUE | wye
84 | LV_138-11_0_3_load_102 | 114 | 0.00076046 | 0.00019059 | 0 | 0 |  | 1 | TRUE | wye
85 | LV_138-11_0_3_load_114 | 115 | 0.0015892 | 0.0003983 | 0 | 0 |  | 1 | TRUE | wye
86 | LV_138-11_0_3_load_113 | 116 | 0.0007612 | 0.00019077 | 0 | 0 |  | 1 | TRUE | wye

## ext_grid
| name | bus | vm_pu | va_degree | slack_weight | in_service
0 |  | 28 | 1 | 0 | 1 | TRUE

## line
| name | std_type | from_bus | to_bus | length_km | r_ohm_per_km | x_ohm_per_km | c_nf_per_km | g_us_per_km | max_i_ka | df | parallel | type | in_service
0 | LV_138-11_0_3_line_0 |  | 0 | 1 | 0.00061552 | 0.125 | 0.08 | 261 | 0 | 0.364 | 1 | 1 | cs | TRUE
1 | LV_138-11_0_3_line_1 |  | 0 | 2 | 0.0027277 | 0.125 | 0.08 | 261 | 0 | 0.364 | 1 | 1 | cs | TRUE
2 | LV_138-11_0_3_line_2 |  | 2 | 3 | 0.032966 | 0.125 | 0.08 | 261 | 0 | 0.364 | 1 | 1 | cs | TRUE
3 | LV_138-11_0_3_line_3 |  | 3 | 7 | 0.17984 | 0.125 | 0.08 | 261 | 0 | 0.364 | 1 | 1 | cs | TRUE
4 | LV_138-11_0_3_line_4 |  | 3 | 5 | 0.023164 | 0.125 | 0.08 | 261 | 0 | 0.364 | 1 | 1 | cs | TRUE
5 | LV_138-11_0_3_line_5 |  | 4 | 5 | 0.15627 | 0.125 | 0.08 | 261 | 0 | 0.364 | 1 | 1 | cs | TRUE
6 | LV_138-11_0_3_line_6 |  | 4 | 6 | 0.0070028 | 0.125 | 0.08 | 261 | 0 | 0.364 | 1 | 1 | cs | TRUE
7 | LV_138-11_0_3_line_7 |  | 5 | 8 | 0.010145 | 0.125 | 0.08 | 261 | 0 | 0.364 | 1 | 1 | cs | TRUE
8 | LV_138-11_0_3_line_8 |  | 6 | 13 | 0.02451 | 0.125 | 0.08 | 261 | 0 | 0.364 | 1 | 1 | cs | TRUE
9 | LV_138-11_0_3_line_9 |  | 6 | 10 | 0.013464 | 0.125 | 0.08 | 261 | 0 | 0.364 | 1 | 1 | cs | TRUE
10 | LV_138-11_0_3_line_10 |  | 8 | 26 | 0.072569 | 0.125 | 0.08 | 261 | 0 | 0.364 | 1 | 1 | cs | TRUE
11 | LV_138-11_0_3_line_11 |  | 9 | 10 | 0.017906 | 0.125 | 0.08 | 261 | 0 | 0.364 | 1 | 1 | cs | TRUE
12 | LV_138-11_0_3_line_12 |  | 9 | 11 | 0.015728 | 0.125 | 0.08 | 261 | 0 | 0.364 | 1 | 1 | cs | TRUE
13 | LV_138-11_0_3_line_13 |  | 11 | 12 | 0.072193 | 0.125 | 0.08 | 261 | 0 | 0.364 | 1 | 1 | cs | TRUE
14 | LV_138-11_0_3_line_14 |  | 12 | 14 | 0.033804 | 0.125 | 0.08 | 261 | 0 | 0.364 | 1 | 1 | cs | TRUE
15 | LV_138-11_0_3_line_15 |  | 13 | 17 | 0.058504 | 0.125 | 0.08 | 261 | 0 | 0.364 | 1 | 1 | cs | TRUE
16 | LV_138-11_0_3_line_16 |  | 13 | 15 | 0.050794 | 0.125 | 0.08 | 261 | 0 | 0.364 | 1 | 1 | cs | TRUE
17 | LV_138-11_0_3_line_17 |  | 14 | 20 | 0.042743 | 0.125 | 0.08 | 261 | 0 | 0.364 | 1 | 1 | cs | TRUE
18 | LV_138-11_0_3_line_18 |  | 15 | 16 | 0.031021 | 0.125 | 0.08 | 261 | 0 | 0.364 | 1 | 1 | cs | TRUE
19 | LV_138-11_0_3_line_19 |  | 16 | 25 | 0.010549 | 0.125 | 0.08 | 261 | 0 | 0.364 | 1 | 1 | cs | TRUE
20 | LV_138-11_0_3_line_20 |  | 16 | 18 | 0.11731 | 0.125 | 0.08 | 261 | 0 | 0.364 | 1 | 1 | cs | TRUE
21 | LV_138-11_0_3_line_21 |  | 18 | 19 | 0.018669 | 0.125 | 0.08 | 261 | 0 | 0.364 | 1 | 1 | cs | TRUE
22 | LV_138-11_0_3_line_22 |  | 20 | 21 | 0.017574 | 0.125 | 0.08 | 261 | 0 | 0.364 | 1 | 1 | cs | TRUE
23 | LV_138-11_0_3_line_23 |  | 20 | 22 | 0.031505 | 0.125 | 0.08 | 261 | 0 | 0.364 | 1 | 1 | cs | TRUE
24 | LV_138-11_0_3_line_24 |  | 22 | 23 | 0.061319 | 0.125 | 0.08 | 261 | 0 | 0.364 | 1 | 1 | cs | TRUE
25 | LV_138-11_0_3_line_25 |  | 22 | 24 | 0.034812 | 0.125 | 0.08 | 261 | 0 | 0.364 | 1 | 1 | cs | TRUE
26 | LV_138-11_0_3_line_26 |  | 23 | 37 | 0.041673 | 0.125 | 0.08 | 261 | 0 | 0.364 | 1 | 1 | cs | TRUE
27 | LV_138-11_0_3_line_27 |  | 23 | 32 | 0.003205 | 0.125 | 0.08 | 261 | 0 | 0.364 | 1 | 1 | cs | TRUE
28 | LV_138-11_0_3_line_28 |  | 27 | 28 | 0.066948 | 0.125 | 0.08 | 261 | 0 | 0.364 | 1 | 2 | cs | TRUE
29 | LV_138-11_0_3_line_29 |  | 27 | 29 | 0.030863 | 0.125 | 0.08 | 261 | 0 | 0.364 | 1 | 2 | cs | TRUE
30 | LV_138-11_0_3_line_30 |  | 28 | 30 | 0.042016 | 0.125 | 0.08 | 261 | 0 | 0.364 | 1 | 1 | cs | TRUE
31 | LV_138-11_0_3_line_31 |  | 29 | 31 | 0.015261 | 0.125 | 0.08 | 261 | 0 | 0.364 | 1 | 1 | cs | TRUE
32 | LV_138-11_0_3_line_32 |  | 29 | 32 | 0.029876 | 0.125 | 0.08 | 261 | 0 | 0.364 | 1 | 2 | cs | TRUE
33 | LV_138-11_0_3_line_33 |  | 30 | 33 | 0.0030837 | 0.125 | 0.08 | 261 | 0 | 0.364 | 1 | 1 | cs | TRUE
34 | LV_138-11_0_3_line_34 |  | 31 | 34 | 0.0075373 | 0.125 | 0.08 | 261 | 0 | 0.364 | 1 | 1 | cs | TRUE
35 | LV_138-11_0_3_line_35 |  | 33 | 35 | 0.029951 | 0.125 | 0.08 | 261 | 0 | 0.364 | 1 | 1 | cs | TRUE
36 | LV_138-11_0_3_line_36 |  | 34 | 36 | 0.019268 | 0.125 | 0.08 | 261 | 0 | 0.364 | 1 | 1 | cs | TRUE
37 | LV_138-11_0_3_line_37 |  | 35 | 54 | 0.0018198 | 0.125 | 0.08 | 261 | 0 | 0.364 | 1 | 1 | cs | TRUE
38 | LV_138-11_0_3_line_38 |  | 36 | 75 | 0.019983 | 0.125 | 0.08 | 261 | 0 | 0.364 | 1 | 1 | cs | TRUE
39 | LV_138-11_0_3_line_39 |  | 37 | 44 | 0.023153 | 0.125 | 0.08 | 261 | 0 | 0.364 | 1 | 1 | cs | TRUE
40 | LV_138-11_0_3_line_40 |  | 38 | 39 | 0.013628 | 0.125 | 0.08 | 261 | 0 | 0.364 | 1 | 1 | cs | TRUE
41 | LV_138-11_0_3_line_41 |  | 39 | 40 | 0.003983 | 0.125 | 0.08 | 261 | 0 | 0.364 | 1 | 1 | cs | TRUE
42 | LV_138-11_0_3_line_42 |  | 39 | 41 | 0.030174 | 0.125 | 0.08 | 261 | 0 | 0.364 | 1 | 1 | cs | TRUE
43 | LV_138-11_0_3_line_43 |  | 40 | 42 | 0.022392 | 0.125 | 0.08 | 261 | 0 | 0.364 | 1 | 1 | cs | TRUE
44 | LV_138-11_0_3_line_44 |  | 41 | 43 | 0.03099 | 0.125 | 0.08 | 261 | 0 | 0.364 | 1 | 1 | cs | TRUE
45 | LV_138-11_0_3_line_45 |  | 42 | 45 | 0.065455 | 0.125 | 0.08 | 261 | 0 | 0.364 | 1 | 1 | cs | TRUE
46 | LV_138-11_0_3_line_46 |  | 42 | 46 | 0.017903 | 0.125 | 0.08 | 261 | 0 | 0.364 | 1 | 1 | cs | TRUE
47 | LV_138-11_0_3_line_47 |  | 43 | 51 | 0.021992 | 0.125 | 0.08 | 261 | 0 | 0.364 | 1 | 1 | cs | TRUE
48 | LV_138-11_0_3_line_48 |  | 44 | 88 | 0.015113 | 0.125 | 0.08 | 261 | 0 | 0.364 | 1 | 1 | cs | TRUE
49 | LV_138-11_0_3_line_49 |  | 45 | 47 | 0.0074452 | 0.125 | 0.08 | 261 | 0 | 0.364 | 1 | 1 | cs | TRUE
50 | LV_138-11_0_3_line_50 |  | 45 | 48 | 0.019971 | 0.125 | 0.08 | 261 | 0 | 0.364 | 1 | 1 | cs | TRUE
51 | LV_138-11_0_3_line_51 |  | 46 | 84 | 0.047072 | 0.125 | 0.08 | 261 | 0 | 0.364 | 1 | 1 | cs | TRUE
52 | LV_138-11_0_3_line_52 |  | 47 | 86 | 0.014292 | 0.125 | 0.08 | 261 | 0 | 0.364 | 1 | 1 | cs | TRUE
53 | LV_138-11_0_3_line_53 |  | 48 | 87 | 0.027689 | 0.125 | 0.08 | 261 | 0 | 0.364 | 1 | 1 | cs | TRUE
54 | LV_138-11_0_3_line_54 |  | 49 | 50 | 0.030974 | 0.125 | 0.08 | 261 | 0 | 0.364 | 1 | 1 | cs | TRUE
55 | LV_138-11_0_3_line_55 |  | 50 | 94 | 0.037511 | 0.125 | 0.08 | 261 | 0 | 0.364 | 1 | 1 | cs | TRUE
56 | LV_138-11_0_3_line_56 |  | 51 | 52 | 0.015994 | 0.125 | 0.08 | 261 | 0 | 0.364 | 1 | 1 | cs | TRUE
57 | LV_138-11_0_3_line_57 |  | 52 | 53 | 0.018912 | 0.125 | 0.08 | 261 | 0 | 0.364 | 1 | 1 | cs | TRUE
58 | LV_138-11_0_3_line_58 |  | 53 | 95 | 0.019958 | 0.125 | 0.08 | 261 | 0 | 0.364 | 1 | 1 | cs | TRUE
59 | LV_138-11_0_3_line_59 |  | 54 | 55 | 0.03059 | 0.125 | 0.08 | 261 | 0 | 0.364 | 1 | 1 | cs | TRUE
60 | LV_138-11_0_3_line_60 |  | 55 | 56 | 0.000183 | 0.125 | 0.08 | 261 | 0 | 0.364 | 1 | 1 | cs | TRUE
61 | LV_138-11_0_3_line_61 |  | 56 | 57 | 0.016563 | 0.125 | 0.08 | 261 | 0 | 0.364 | 1 | 1 | cs | TRUE
62 | LV_138-11_0_3_line_62 |  | 57 | 58 | 0.016505 | 0.125 | 0.08 | 261 | 0 | 0.364 | 1 | 1 | cs | TRUE
63 | LV_138-11_0_3_line_63 |  | 58 | 59 | 0.0060613 | 0.125 | 0.08 | 261 | 0 | 0.364 | 1 | 1 | cs | TRUE
64 | LV_138-11_0_3_line_64 |  | 58 | 60 | 0.025726 | 0.125 | 0.08 | 261 | 0 | 0.364 | 1 | 1 | cs | TRUE
65 | LV_138-11_0_3_line_65 |  | 59 | 61 | 0.036076 | 0.125 | 0.08 | 261 | 0 | 0.364 | 1 | 1 | cs | TRUE
66 | LV_138-11_0_3_line_66 |  | 60 | 62 | 0.003692 | 0.125 | 0.08 | 261 | 0 | 0.364 | 1 | 1 | cs | TRUE
67 | LV_138-11_0_3_line_67 |  | 61 | 107 | 0.0030003 | 0.125 | 0.08 | 261 | 0 | 0.364 | 1 | 1 | cs | TRUE
68 | LV_138-11_0_3_line_68 |  | 62 | 106 | 0.0062893 | 0.125 | 0.08 | 261 | 0 | 0.364 | 1 | 1 | cs | TRUE
69 | LV_138-11_0_3_line_69 |  | 63 | 64 | 0.0018723 | 0.125 | 0.08 | 261 | 0 | 0.364 | 1 | 1 | cs | TRUE
70 | LV_138-11_0_3_line_70 |  | 64 | 65 | 0.039561 | 0.125 | 0.08 | 261 | 0 | 0.364 | 1 | 1 | cs | TRUE
71 | LV_138-11_0_3_line_71 |  | 65 | 66 | 0.0097825 | 0.125 | 0.08 | 261 | 0 | 0.364 | 1 | 1 | cs | TRUE
72 | LV_138-11_0_3_line_72 |  | 66 | 67 | 0.15665 | 0.125 | 0.08 | 261 | 0 | 0.364 | 1 | 1 | cs | TRUE
73 | LV_138-11_0_3_line_73 |  | 67 | 81 | 0.16269 | 0.125 | 0.08 | 261 | 0 | 0.364 | 1 | 1 | cs | TRUE
74 | LV_138-11_0_3_line_74 |  | 67 | 82 | 0.11036 | 0.125 | 0.08 | 261 | 0 | 0.364 | 1 | 1 | cs | TRUE
75 | LV_138-11_0_3_line_75 |  | 68 | 69 | 0.071526 | 0.125 | 0.08 | 261 | 0 | 0.364 | 1 | 1 | cs | TRUE
76 | LV_138-11_0_3_line_76 |  | 69 | 70 | 0.029421 | 0.125 | 0.08 | 261 | 0 | 0.364 | 1 | 1 | cs | TRUE
77 | LV_138-11_0_3_line_77 |  | 70 | 71 | 0.013738 | 0.125 | 0.08 | 261 | 0 | 0.364 | 1 | 1 | cs | TRUE
78 | LV_138-11_0_3_line_78 |  | 70 | 72 | 0.01235 | 0.125 | 0.08 | 261 | 0 | 0.364 | 1 | 1 | cs | TRUE
79 | LV_138-11_0_3_line_79 |  | 71 | 73 | 0.0053489 | 0.125 | 0.08 | 261 | 0 | 0.364 | 1 | 1 | cs | TRUE
80 | LV_138-11_0_3_line_80 |  | 72 | 74 | 0.015046 | 0.125 | 0.08 | 261 | 0 | 0.364 | 1 | 1 | cs | TRUE
81 | LV_138-11_0_3_line_81 |  | 73 | 109 | 0.034183 | 0.125 | 0.08 | 261 | 0 | 0.364 | 1 | 1 | cs | TRUE
82 | LV_138-11_0_3_line_82 |  | 74 | 108 | 0.014615 | 0.125 | 0.08 | 261 | 0 | 0.364 | 1 | 1 | cs | TRUE
83 | LV_138-11_0_3_line_83 |  | 75 | 76 | 0.018384 | 0.125 | 0.08 | 261 | 0 | 0.364 | 1 | 1 | cs | TRUE
84 | LV_138-11_0_3_line_84 |  | 76 | 77 | 0.0048381 | 0.125 | 0.08 | 261 | 0 | 0.364 | 1 | 1 | cs | TRUE
85 | LV_138-11_0_3_line_85 |  | 77 | 78 | 0.011838 | 0.125 | 0.08 | 261 | 0 | 0.364 | 1 | 1 | cs | TRUE
86 | LV_138-11_0_3_line_86 |  | 78 | 79 | 0.023769 | 0.125 | 0.08 | 261 | 0 | 0.364 | 1 | 1 | cs | TRUE
87 | LV_138-11_0_3_line_87 |  | 78 | 80 | 0.02202 | 0.125 | 0.08 | 261 | 0 | 0.364 | 1 | 1 | cs | TRUE
88 | LV_138-11_0_3_line_88 |  | 81 | 83 | 0.020733 | 0.125 | 0.08 | 261 | 0 | 0.364 | 1 | 1 | cs | TRUE
89 | LV_138-11_0_3_line_89 |  | 83 | 107 | 0.015663 | 0.125 | 0.08 | 261 | 0 | 0.364 | 1 | 1 | cs | TRUE
90 | LV_138-11_0_3_line_90 |  | 84 | 85 | 0.027712 | 0.125 | 0.08 | 261 | 0 | 0.364 | 1 | 1 | cs | TRUE
91 | LV_138-11_0_3_line_91 |  | 86 | 89 | 0.031513 | 0.125 | 0.08 | 261 | 0 | 0.364 | 1 | 1 | cs | TRUE
92 | LV_138-11_0_3_line_92 |  | 86 | 90 | 0.028748 | 0.125 | 0.08 | 261 | 0 | 0.364 | 1 | 1 | cs | TRUE
93 | LV_138-11_0_3_line_93 |  | 87 | 88 | 0.010776 | 0.125 | 0.08 | 261 | 0 | 0.364 | 1 | 1 | cs | TRUE
94 | LV_138-11_0_3_line_94 |  | 91 | 92 | 0.12158 | 0.125 | 0.08 | 261 | 0 | 0.364 | 1 | 1 | cs | TRUE
95 | LV_138-11_0_3_line_95 |  | 92 | 93 | 0.1109 | 0.125 | 0.08 | 261 | 0 | 0.364 | 1 | 1 | cs | TRUE
96 | LV_138-11_0_3_line_96 |  | 93 | 95 | 0.059381 | 0.125 | 0.08 | 261 | 0 | 0.364 | 1 | 1 | cs | TRUE
97 | LV_138-11_0_3_line_97 |  | 93 | 94 | 0.013511 | 0.125 | 0.08 | 261 | 0 | 0.364 | 1 | 1 | cs | TRUE
98 | LV_138-11_0_3_line_98 |  | 96 | 97 | 0.0021678 | 0.125 | 0.08 | 261 | 0 | 0.364 | 1 | 1 | cs | TRUE
99 | LV_138-11_0_3_line_99 |  | 97 | 98 | 0.010388 | 0.125 | 0.08 | 261 | 0 | 0.364 | 1 | 1 | cs | TRUE
100 | LV_138-11_0_3_line_100 |  | 98 | 99 | 0.0097648 | 0.125 | 0.08 | 261 | 0 | 0.364 | 1 | 1 | cs | TRUE
101 | LV_138-11_0_3_line_101 |  | 99 | 100 | 0.0021877 | 0.125 | 0.08 | 261 | 0 | 0.364 | 1 | 1 | cs | TRUE
102 | LV_138-11_0_3_line_102 |  | 100 | 101 | 0.0063786 | 0.125 | 0.08 | 261 | 0 | 0.364 | 1 | 1 | cs | TRUE
103 | LV_138-11_0_3_line_103 |  | 101 | 103 | 0.013616 | 0.125 | 0.08 | 261 | 0 | 0.364 | 1 | 1 | cs | TRUE
104 | LV_138-11_0_3_line_104 |  | 102 | 103 | 0.001595 | 0.125 | 0.08 | 261 | 0 | 0.364 | 1 | 1 | cs | TRUE
105 | LV_138-11_0_3_line_105 |  | 102 | 104 | 0.0047836 | 0.125 | 0.08 | 261 | 0 | 0.364 | 1 | 1 | cs | TRUE
106 | LV_138-11_0_3_line_106 |  | 104 | 105 | 0.010946 | 0.125 | 0.08 | 261 | 0 | 0.364 | 1 | 1 | cs | TRUE
107 | LV_138-11_0_3_line_107 |  | 105 | 106 | 0.0027359 | 0.125 | 0.08 | 261 | 0 | 0.364 | 1 | 1 | cs | TRUE
108 | LV_138-11_0_3_line_108 |  | 107 | 108 | 0.0040406 | 0.125 | 0.08 | 261 | 0 | 0.364 | 1 | 1 | cs | TRUE
109 | LV_138-11_0_3_line_109 |  | 109 | 116 | 0.0021777 | 0.125 | 0.08 | 261 | 0 | 0.364 | 1 | 1 | cs | TRUE
110 | LV_138-11_0_3_line_110 |  | 110 | 111 | 0.055801 | 0.125 | 0.08 | 261 | 0 | 0.364 | 1 | 1 | cs | TRUE
111 | LV_138-11_0_3_line_111 |  | 110 | 112 | 0.00048468 | 0.125 | 0.08 | 261 | 0 | 0.364 | 1 | 1 | cs | TRUE
112 | LV_138-11_0_3_line_112 |  | 111 | 113 | 0.013382 | 0.125 | 0.08 | 261 | 0 | 0.364 | 1 | 1 | cs | TRUE
113 | LV_138-11_0_3_line_113 |  | 112 | 114 | 0.027962 | 0.125 | 0.08 | 261 | 0 | 0.364 | 1 | 1 | cs | TRUE
114 | LV_138-11_0_3_line_114 |  | 114 | 115 | 0.00070552 | 0.125 | 0.08 | 261 | 0 | 0.364 | 1 | 1 | cs | TRUE
115 | LV_138-11_0_3_line_115 |  | 115 | 116 | 0.001115 | 0.125 | 0.08 | 261 | 0 | 0.364 | 1 | 1 | cs | TRUE

## trafo
| name | std_type | hv_bus | lv_bus | sn_mva | vn_hv_kv | vn_lv_kv | vk_percent | vkr_percent | pfe_kw | i0_percent | shift_degree | tap_side | tap_neutral | tap_min | tap_max | tap_step_percent | tap_step_degree | tap_pos | tap_phase_shifter | parallel | df | in_service
0 | LV_138-11_0_3_trafo_17 | 0.63 MVA 20/0.4 kV | 117 | 28 | 0.63 | 20 | 0.4 | 6 | 1.206 | 1.65 | 0.2619 | 150 | hv | 0 | -2 | 2 | 2.5 | 0 | 0 | FALSE | 1 | 1 | TRUE

## line_geodata
| x0 | y0 | x1 | y1 | x2 | y2 | x3 | y3 | x4 | y4 | x5 | y5 | x6 | y6 | x7 | y7 | x8 | y8 | x9 | y9 | x10 | y10 | x11 | y11 | x12 | y12
0 | 2695065.1447 | 1230251.712 | 2695065.7439 | 1230251.8527
1 | 2695065.7439 | 1230251.8527 | 2695066.1572 | 1230251.9498 | 2695068.4077 | 1230252.4395
2 | 2695095.4445 | 1230267.1845 | 2695088.2173 | 1230256.7503 | 2695068.4077 | 1230252.4395
3 | 2695095.4445 | 1230267.1845 | 2695061.7696 | 1230287.0717 | 2695021.2704 | 1230309.2404 | 2694947.7141 | 1230354.4205 | 2694940.6504 | 1230358.6542
4 | 2695115.4073 | 1230255.3397 | 2695095.4445 | 1230267.1845
5 | 2695255.3787 | 1230324.8307 | 2695115.4073 | 1230255.3397
6 | 2695260.9114 | 1230320.5379 | 2695255.3787 | 1230324.8307
7 | 2695115.4073 | 1230255.3397 | 2695110.0143 | 1230246.7472
8 | 2695260.9114 | 1230320.5379 | 2695265.798 | 1230325.731 | 2695270.3494 | 1230330.5629 | 2695274.3994 | 1230327.4478 | 2695278.0043 | 1230331.7753
9 | 2695260.9114 | 1230320.5379 | 2695271.5479 | 1230312.2835
10 | 2695110.0143 | 1230246.7472 | 2695110.1036 | 1230235.9631 | 2695112.4936 | 1230222.0135 | 2695115.5787 | 1230210.0764 | 2695122.1185 | 1230198.6061 | 2695127.1625 | 1230192.082 | 2695135.9868 | 1230181.4046
11 | 2695285.6939 | 1230301.3056 | 2695271.5479 | 1230312.2835
12 | 2695300.1769 | 1230299.296 | 2695299.1527 | 1230298.4457 | 2695294.5272 | 1230297.7599 | 2695288.3978 | 1230299.2072 | 2695285.6939 | 1230301.3056
13 | 2695300.1769 | 1230299.296 | 2695305.715 | 1230295.0373 | 2695348.1179 | 1230262.8937 | 2695357.6524 | 1230255.6107
14 | 2695357.6524 | 1230255.6107 | 2695382.3491 | 1230236.7459 | 2695384.4851 | 1230235.0516
15 | 2695300.5252 | 1230385.7641 | 2695289.8222 | 1230360.1519 | 2695279.7785 | 1230337.3522 | 2695278.0043 | 1230331.7753
16 | 2695264.2561 | 1230371.8174 | 2695261.4342 | 1230362.5988 | 2695257.5972 | 1230350.0617 | 2695257.1972 | 1230349.4993 | 2695268.8072 | 1230340.2786 | 2695278.0043 | 1230331.7753
17 | 2695417.1453 | 1230207.5052 | 2695400.0599 | 1230222.6976 | 2695384.4851 | 1230235.0516
18 | 2695273.3336 | 1230401.4842 | 2695269.8421 | 1230390.0867 | 2695264.2561 | 1230371.8174
19 | 2695273.3336 | 1230401.4842 | 2695268.6679 | 1230404.7341 | 2695264.5707 | 1230407.3527
20 | 2695273.3336 | 1230401.4842 | 2695292.8912 | 1230414.4292 | 2695298.5773 | 1230415.1096 | 2695302.0932 | 1230415.533 | 2695316.9061 | 1230411.612 | 2695355.6612 | 1230393.3534 | 2695380.6696 | 1230384.8149
21 | 2695380.6696 | 1230384.8149 | 2695389.5457 | 1230381.2102 | 2695397.16 | 1230376.2468
22 | 2695406.8206 | 1230193.2626 | 2695417.1453 | 1230207.5052
23 | 2695417.1453 | 1230207.5052 | 2695420.4509 | 1230212.0726 | 2695436.0813 | 1230197.3795 | 2695438.7983 | 1230200.8589
24 | 2695438.7983 | 1230200.8589 | 2695446.2113 | 1230193.0834 | 2695464.1411 | 1230171.5556 | 2695476.529 | 1230152.6297
25 | 2695438.7983 | 1230200.8589 | 2695440.1347 | 1230202.5594 | 2695450.8344 | 1230211.3708 | 2695466.1798 | 1230222.2107
26 | 2695476.529 | 1230152.6297 | 2695479.0536 | 1230153.4597 | 2695489.2185 | 1230153.6008 | 2695497.6679 | 1230149.7003 | 2695514.61 | 1230139.9582
27 | 2695473.4768 | 1230151.6244 | 2695476.529 | 1230152.6297
28 | 2695463.5493 | 1230123.5839 | 2695472.0515 | 1230104.056 | 2695474.3482 | 1230071.9141 | 2695475.9476 | 1230058.5837
29 | 2695450.9133 | 1230151.7401 | 2695457.9078 | 1230136.5414 | 2695463.5493 | 1230123.5839
30 | 2695475.9476 | 1230058.5837 | 2695476.8675 | 1230050.9172 | 2695481.1046 | 1230039.9439 | 2695495.3407 | 1230022.4797
31 | 2695437.0311 | 1230145.3127 | 2695450.9133 | 1230151.7401
32 | 2695450.9133 | 1230151.7401 | 2695466.7655 | 1230160.9901 | 2695473.4768 | 1230151.6244
33 | 2695497.2891 | 1230020.0895 | 2695495.3407 | 1230022.4797
34 | 2695437.0311 | 1230145.3127 | 2695430.1903 | 1230142.1482
35 | 2695516.213 | 1229996.8744 | 2695497.2891 | 1230020.0895
36 | 2695412.7031 | 1230134.0586 | 2695430.1903 | 1230142.1482
37 | 2695517.3628 | 1229995.4639 | 2695516.213 | 1229996.8744
38 | 2695412.7031 | 1230134.0586 | 2695409.05 | 1230139.3372 | 2695401.5942 | 1230150.6683
39 | 2695534.5594 | 1230128.2078 | 2695517.6642 | 1230138.202 | 2695514.61 | 1230139.9582
40 | 2695571.5299 | 1230034.1143 | 2695561.5842 | 1230043.4319
41 | 2695571.5299 | 1230034.1143 | 2695574.1945 | 1230037.0815
42 | 2695571.5299 | 1230034.1143 | 2695593.409 | 1230013.3352
43 | 2695588.295 | 1230054.4429 | 2695584.1872 | 1230048.884 | 2695581.2433 | 1230044.9116 | 2695574.1945 | 1230037.0815
44 | 2695615.8795 | 1229991.9944 | 2695593.409 | 1230013.3352
45 | 2695588.295 | 1230054.4429 | 2695590.1999 | 1230058.0094 | 2695595.296 | 1230067.5983 | 2695601.9782 | 1230088.3207 | 2695604.5432 | 1230105.9524 | 2695604.3669 | 1230116.9131
46 | 2695588.295 | 1230054.4429 | 2695594.3423 | 1230051.9939 | 2695602.7214 | 1230044.2957
47 | 2695615.8795 | 1229991.9944 | 2695631.8257 | 1229976.8499
48 | 2695534.5594 | 1230128.2078 | 2695536.641 | 1230126.9765 | 2695548.2489 | 1230121.8366
49 | 2695604.3669 | 1230116.9131 | 2695607.6764 | 1230123.5822
50 | 2695604.3669 | 1230116.9131 | 2695590.3623 | 1230113.8524 | 2695584.7909 | 1230113.0037
51 | 2695602.7214 | 1230044.2957 | 2695621.0571 | 1230027.45 | 2695637.668 | 1230012.7636
52 | 2695620.8611 | 1230129.0982 | 2695607.6764 | 1230123.5822
53 | 2695584.7909 | 1230113.0037 | 2695576.6528 | 1230111.7639 | 2695562.7143 | 1230115.4315 | 2695558.1019 | 1230117.4738
54 | 2695658.87 | 1229955.9032 | 2695680.8346 | 1229934.0635
55 | 2695706.043 | 1229906.3517 | 2695694.4116 | 1229920.5637 | 2695680.8346 | 1229934.0635
56 | 2695631.8257 | 1229976.8499 | 2695643.4227 | 1229965.8359
57 | 2695657.1354 | 1229952.8126 | 2695643.4227 | 1229965.8359
58 | 2695657.1354 | 1229952.8126 | 2695671.6067 | 1229939.0689
59 | 2695517.3628 | 1229995.4639 | 2695519.4232 | 1229992.9364 | 2695536.7003 | 1229971.7619
60 | 2695536.816 | 1229971.6201 | 2695536.7003 | 1229971.7619
61 | 2695536.816 | 1229971.6201 | 2695538.7214 | 1229969.2848 | 2695546.5024 | 1229958.1926
62 | 2695551.7797 | 1229942.6309 | 2695547.4447 | 1229956.8493 | 2695546.5024 | 1229958.1926
63 | 2695551.7797 | 1229942.6309 | 2695551.6183 | 1229936.5717
64 | 2695551.7797 | 1229942.6309 | 2695561.2129 | 1229948.2421 | 2695568.6865 | 1229949.4519 | 2695574.8303 | 1229945.7375
65 | 2695552.9093 | 1229900.5374 | 2695551.4206 | 1229929.1487 | 2695551.6183 | 1229936.5717
66 | 2695577.5811 | 1229943.3209 | 2695575.9241 | 1229945.0762 | 2695574.8303 | 1229945.7375
67 | 2695553.0652 | 1229897.5412 | 2695552.9093 | 1229900.5374
68 | 2695577.5811 | 1229943.3209 | 2695581.8983 | 1229938.7475
69 | 2695421.5887 | 1229808.5157 | 2695421.9013 | 1229810.3618
70 | 2695425.0245 | 1229839.4598 | 2695423.336 | 1229821.9261 | 2695424.7031 | 1229826.9071 | 2695421.9013 | 1229810.3618
71 | 2695425.0245 | 1229839.4598 | 2695425.9622 | 1229849.1973
72 | 2695387.5484 | 1229985.0142 | 2695390.3248 | 1229931.9315 | 2695395.1277 | 1229913.0838 | 2695400.0965 | 1229903.2564 | 2695408.3407 | 1229895.6387 | 2695419.1809 | 1229886.7729 | 2695434.6702 | 1229877.1478 | 2695426.8686 | 1229858.6092 | 2695425.9622 | 1229849.1973
73 | 2695387.5484 | 1229985.0142 | 2695407.6741 | 1229958.8737 | 2695416.2297 | 1229940.8201 | 2695449.027 | 1229923.4116 | 2695495.2059 | 1229902.6156 | 2695513.1751 | 1229898.5012 | 2695516.6799 | 1229898.4168
74 | 2695387.5484 | 1229985.0142 | 2695279.2738 | 1230006.3829
75 | 2695569.3828 | 1229824.6396 | 2695505.106 | 1229793.2636
76 | 2695569.3828 | 1229824.6396 | 2695565.5201 | 1229833.5062 | 2695558.2017 | 1229851.8574
77 | 2695558.2017 | 1229851.8574 | 2695545.5901 | 1229846.4101
78 | 2695558.2017 | 1229851.8574 | 2695556.0667 | 1229864.0211
79 | 2695545.5901 | 1229846.4101 | 2695540.6797 | 1229844.2891
80 | 2695556.0667 | 1229864.0211 | 2695554.4067 | 1229873.4787 | 2695554.1037 | 1229878.914
81 | 2695540.6797 | 1229844.2891 | 2695535.7418 | 1229842.1563 | 2695526.0669 | 1229840.7221 | 2695517.1515 | 1229844.8374 | 2695513.7177 | 1229853.377
82 | 2695554.1037 | 1229878.914 | 2695553.2902 | 1229893.5068
83 | 2695390.7878 | 1230165.5298 | 2695392.3169 | 1230163.7197 | 2695400.601 | 1230152.1776 | 2695401.5942 | 1230150.6683
84 | 2695390.7878 | 1230165.5298 | 2695387.6642 | 1230169.2245
85 | 2695381.1624 | 1230178.9852 | 2695383.1733 | 1230174.5364 | 2695387.6642 | 1230169.2245
86 | 2695381.1624 | 1230178.9852 | 2695379.4262 | 1230182.8379 | 2695374.1049 | 1230190.1022 | 2695373.8777 | 1230195.2912 | 2695376.2555 | 1230200.0773
87 | 2695390.756 | 1230197.7192 | 2695386.7925 | 1230192.6075 | 2695381.8277 | 1230186.6236 | 2695380.8636 | 1230183.4392 | 2695381.1624 | 1230178.9852
88 | 2695537.4068 | 1229897.918 | 2695516.6799 | 1229898.4168
89 | 2695553.0652 | 1229897.5412 | 2695537.4068 | 1229897.918
90 | 2695654.2793 | 1229990.7133 | 2695640.9551 | 1230009.8573 | 2695637.668 | 1230012.7636
91 | 2695620.8611 | 1230129.0982 | 2695634.1003 | 1230100.5014
92 | 2695620.8611 | 1230129.0982 | 2695610.3578 | 1230155.8585
93 | 2695558.1019 | 1230117.4738 | 2695548.2489 | 1230121.8366
94 | 2695752.2641 | 1229860.4291 | 2695754.5411 | 1229881.3365 | 2695751.9347 | 1229889.8117 | 2695738.2835 | 1229913.2311 | 2695722.7831 | 1229933.3962 | 2695707.9653 | 1229954.94 | 2695701.1082 | 1229965.973
95 | 2695709.2018 | 1229893.2153 | 2695718.4994 | 1229899.247 | 2695721.2383 | 1229890.5404 | 2695724.6879 | 1229885.2254 | 2695741.305 | 1229863.466 | 2695744.172 | 1229851.0477 | 2695751.0916 | 1229841.0296 | 2695754.9024 | 1229835.398 | 2695752.617 | 1229847.4588 | 2695752.2641 | 1229860.4291
96 | 2695709.2018 | 1229893.2153 | 2695700.3572 | 1229905.6264 | 2695687.6972 | 1229921.612 | 2695673.9124 | 1229936.8791 | 2695671.6067 | 1229939.0689
97 | 2695709.2018 | 1229893.2153 | 2695706.043 | 1229906.3517
98 | 2695626.2174 | 1229891.7981 | 2695624.7293 | 1229893.3745
99 | 2695624.7293 | 1229893.3745 | 2695617.5986 | 1229900.9284
100 | 2695617.5986 | 1229900.9284 | 2695610.8956 | 1229908.0292
101 | 2695610.8956 | 1229908.0292 | 2695609.3939 | 1229909.62
102 | 2695609.3939 | 1229909.62 | 2695605.0154 | 1229914.2584
103 | 2695605.0154 | 1229914.2584 | 2695595.6685 | 1229924.16
104 | 2695594.5737 | 1229925.3198 | 2695595.6685 | 1229924.16
105 | 2695594.5737 | 1229925.3198 | 2695591.29 | 1229928.7984
106 | 2695583.7763 | 1229936.7579 | 2695591.29 | 1229928.7984
107 | 2695583.7763 | 1229936.7579 | 2695581.8983 | 1229938.7475
108 | 2695553.0652 | 1229897.5412 | 2695553.2902 | 1229893.5068
109 | 2695512.9052 | 1229855.3975 | 2695513.7177 | 1229853.377
110 | 2695501.6136 | 1229883.4793 | 2695498.2584 | 1229891.8235 | 2695494.3885 | 1229897.3765 | 2695479.4704 | 1229905.3983 | 2695475.5085 | 1229905.835 | 2695471.848 | 1229907.3218 | 2695470.1073 | 1229908.15 | 2695466.4467 | 1229909.6368 | 2695464.7962 | 1229910.5109 | 2695463.6065 | 1229910.9921 | 2695462.8008 | 1229910.212 | 2695461.4717 | 1229908.0558 | 2695461.1019 | 1229905.6036
111 | 2695501.7944 | 1229883.0296 | 2695501.6136 | 1229883.4793
112 | 2695450.6415 | 1229899.309 | 2695452.003 | 1229901.8104 | 2695453.7518 | 1229904.2513 | 2695454.5356 | 1229904.5085 | 2695456.8711 | 1229904.8574 | 2695458.6868 | 1229905.02 | 2695459.4594 | 1229905.0324 | 2695460.1994 | 1229905.1888 | 2695461.1019 | 1229905.6036 | 2695461.1019 | 1229905.6036
113 | 2695512.226 | 1229857.0866 | 2695501.7944 | 1229883.0296
114 | 2695512.4893 | 1229856.432 | 2695512.226 | 1229857.0866
115 | 2695512.9052 | 1229855.3975 | 2695512.4893 | 1229856.432

## bus_geodata
| x | y | coords
0 | 2695065.7439 | 1230251.8527
1 | 2695065.1447 | 1230251.712
2 | 2695068.4077 | 1230252.4395
3 | 2695095.4445 | 1230267.1845
4 | 2695255.3787 | 1230324.8307
5 | 2695115.4073 | 1230255.3397
6 | 2695260.9114 | 1230320.5379
7 | 2694940.6504 | 1230358.6542
8 | 2695110.0143 | 1230246.7472
9 | 2695285.6939 | 1230301.3056
10 | 2695271.5479 | 1230312.2835
11 | 2695300.1769 | 1230299.296
12 | 2695357.6524 | 1230255.6107
13 | 2695278.0043 | 1230331.7753
14 | 2695384.4851 | 1230235.0516
15 | 2695264.2562 | 1230371.8174
16 | 2695273.3336 | 1230401.4842
17 | 2695300.5252 | 1230385.7641
18 | 2695380.6696 | 1230384.8149
19 | 2695397.16 | 1230376.2468
20 | 2695417.1453 | 1230207.5052
21 | 2695406.8206 | 1230193.2626
22 | 2695438.7983 | 1230200.8589
23 | 2695476.529 | 1230152.6297
24 | 2695466.1798 | 1230222.2107
25 | 2695264.5707 | 1230407.3527
26 | 2695135.9868 | 1230181.4046
27 | 2695463.5493 | 1230123.5839
28 | 2695475.9476 | 1230058.5838
29 | 2695450.9133 | 1230151.7401
30 | 2695495.3407 | 1230022.4797
31 | 2695437.0311 | 1230145.3127
32 | 2695473.4768 | 1230151.6244
33 | 2695497.2891 | 1230020.0895
34 | 2695430.1903 | 1230142.1482
35 | 2695516.213 | 1229996.8744
36 | 2695412.7031 | 1230134.0586
37 | 2695514.61 | 1230139.9582
38 | 2695561.5842 | 1230043.4319
39 | 2695571.5299 | 1230034.1143
40 | 2695574.1945 | 1230037.0815
41 | 2695593.409 | 1230013.3352
42 | 2695588.295 | 1230054.4429
43 | 2695615.8795 | 1229991.9944
44 | 2695534.5594 | 1230128.2078
45 | 2695604.3669 | 1230116.9131
46 | 2695602.7214 | 1230044.2957
47 | 2695607.6764 | 1230123.5822
48 | 2695584.7909 | 1230113.0037
49 | 2695658.87 | 1229955.9032
50 | 2695680.8346 | 1229934.0635
51 | 2695631.8257 | 1229976.8499
52 | 2695643.4227 | 1229965.8359
53 | 2695657.1354 | 1229952.8126
54 | 2695517.3628 | 1229995.4639
55 | 2695536.7003 | 1229971.7619
56 | 2695536.816 | 1229971.6201
57 | 2695546.5024 | 1229958.1926
58 | 2695551.7797 | 1229942.6309
59 | 2695551.6183 | 1229936.5717
60 | 2695574.8303 | 1229945.7375
61 | 2695552.9093 | 1229900.5374
62 | 2695577.5811 | 1229943.3209
63 | 2695421.5887 | 1229808.5157
64 | 2695421.9013 | 1229810.3618
65 | 2695425.0245 | 1229839.4598
66 | 2695425.9622 | 1229849.1973
67 | 2695387.5484 | 1229985.0142
68 | 2695505.106 | 1229793.2636
69 | 2695569.3828 | 1229824.6396
70 | 2695558.2017 | 1229851.8574
71 | 2695545.5901 | 1229846.4101
72 | 2695556.0667 | 1229864.0211
73 | 2695540.6797 | 1229844.2891
74 | 2695554.1037 | 1229878.914
75 | 2695401.5942 | 1230150.6683
76 | 2695390.7878 | 1230165.5298
77 | 2695387.6642 | 1230169.2245
78 | 2695381.1624 | 1230178.9852
79 | 2695376.2555 | 1230200.0773
80 | 2695390.756 | 1230197.7192
81 | 2695516.6799 | 1229898.4168
82 | 2695279.2738 | 1230006.3829
83 | 2695537.4068 | 1229897.918
84 | 2695637.668 | 1230012.7636
85 | 2695654.2793 | 1229990.7133
86 | 2695620.8611 | 1230129.0982
87 | 2695558.1019 | 1230117.4738
88 | 2695548.2489 | 1230121.8366
89 | 2695634.1003 | 1230100.5014
90 | 2695610.3578 | 1230155.8585
91 | 2695701.1082 | 1229965.973
92 | 2695752.2641 | 1229860.4291
93 | 2695709.2018 | 1229893.2153
94 | 2695706.043 | 1229906.3517
95 | 2695671.6067 | 1229939.0689
96 | 2695626.2174 | 1229891.7981
97 | 2695624.7293 | 1229893.3745
98 | 2695617.5986 | 1229900.9284
99 | 2695610.8956 | 1229908.0292
100 | 2695609.3939 | 1229909.62
101 | 2695605.0154 | 1229914.2584
102 | 2695594.5737 | 1229925.3198
103 | 2695595.6685 | 1229924.16
104 | 2695591.29 | 1229928.7984
105 | 2695583.7763 | 1229936.7579
106 | 2695581.8983 | 1229938.7475
107 | 2695553.0652 | 1229897.5412
108 | 2695553.2902 | 1229893.5068
109 | 2695513.7177 | 1229853.377
110 | 2695501.6136 | 1229883.4793
111 | 2695461.1019 | 1229905.6036
112 | 2695501.7944 | 1229883.0296
113 | 2695450.6415 | 1229899.309
114 | 2695512.226 | 1229857.0866
115 | 2695512.4892 | 1229856.432
116 | 2695512.9052 | 1229855.3975
117 | 2695450.9133 | 1230151.7401

## line_std_types
| c_nf_per_km | r_ohm_per_km | x_ohm_per_km | max_i_ka | type | q_mm2 | alpha | voltage_rating
NAYY 4x50 SE | 210 | 0.642 | 0.083 | 0.142 | cs | 50 | 0.00403 | LV
NAYY 4x120 SE | 264 | 0.225 | 0.08 | 0.242 | cs | 120 | 0.00403 | LV
NAYY 4x150 SE | 261 | 0.208 | 0.08 | 0.27 | cs | 150 | 0.00403 | LV
NA2XS2Y 1x95 RM/25 12/20 kV | 216 | 0.313 | 0.132 | 0.252 | cs | 95 | 0.00403 | MV
NA2XS2Y 1x185 RM/25 12/20 kV | 273 | 0.161 | 0.117 | 0.362 | cs | 185 | 0.00403 | MV
NA2XS2Y 1x240 RM/25 12/20 kV | 304 | 0.122 | 0.112 | 0.421 | cs | 240 | 0.00403 | MV
NA2XS2Y 1x95 RM/25 6/10 kV | 315 | 0.313 | 0.123 | 0.249 | cs | 95 | 0.00403 | MV
NA2XS2Y 1x185 RM/25 6/10 kV | 406 | 0.161 | 0.11 | 0.358 | cs | 185 | 0.00403 | MV
NA2XS2Y 1x240 RM/25 6/10 kV | 456 | 0.122 | 0.105 | 0.416 | cs | 240 | 0.00403 | MV
NA2XS2Y 1x150 RM/25 12/20 kV | 250 | 0.206 | 0.116 | 0.319 | cs | 150 | 0.00403 | MV
NA2XS2Y 1x120 RM/25 12/20 kV | 230 | 0.253 | 0.119 | 0.283 | cs | 120 | 0.00403 | MV
NA2XS2Y 1x70 RM/25 12/20 kV | 190 | 0.443 | 0.132 | 0.22 | cs | 70 | 0.00403 | MV
NA2XS2Y 1x150 RM/25 6/10 kV | 360 | 0.206 | 0.11 | 0.315 | cs | 150 | 0.00403 | MV
NA2XS2Y 1x120 RM/25 6/10 kV | 340 | 0.253 | 0.113 | 0.28 | cs | 120 | 0.00403 | MV
NA2XS2Y 1x70 RM/25 6/10 kV | 280 | 0.443 | 0.123 | 0.217 | cs | 70 | 0.00403 | MV
N2XS(FL)2Y 1x120 RM/35 64/110 kV | 112 | 0.153 | 0.166 | 0.366 | cs | 120 | 0.00393 | HV
N2XS(FL)2Y 1x185 RM/35 64/110 kV | 125 | 0.099 | 0.156 | 0.457 | cs | 185 | 0.00393 | HV
N2XS(FL)2Y 1x240 RM/35 64/110 kV | 135 | 0.075 | 0.149 | 0.526 | cs | 240 | 0.00393 | HV
N2XS(FL)2Y 1x300 RM/35 64/110 kV | 144 | 0.06 | 0.144 | 0.588 | cs | 300 | 0.00393 | HV
15-AL1/3-ST1A 0.4 | 11 | 1.8769 | 0.35 | 0.105 | ol | 16 | 0.00403 | LV
24-AL1/4-ST1A 0.4 | 11.25 | 1.2012 | 0.335 | 0.14 | ol | 24 | 0.00403 | LV
48-AL1/8-ST1A 0.4 | 12.2 | 0.5939 | 0.3 | 0.21 | ol | 48 | 0.00403 | LV
94-AL1/15-ST1A 0.4 | 13.2 | 0.306 | 0.29 | 0.35 | ol | 94 | 0.00403 | LV
34-AL1/6-ST1A 10.0 | 9.7 | 0.8342 | 0.36 | 0.17 | ol | 34 | 0.00403 | MV
48-AL1/8-ST1A 10.0 | 10.1 | 0.5939 | 0.35 | 0.21 | ol | 48 | 0.00403 | MV
70-AL1/11-ST1A 10.0 | 10.4 | 0.4132 | 0.339 | 0.29 | ol | 70 | 0.00403 | MV
94-AL1/15-ST1A 10.0 | 10.75 | 0.306 | 0.33 | 0.35 | ol | 94 | 0.00403 | MV
122-AL1/20-ST1A 10.0 | 11.1 | 0.2376 | 0.323 | 0.41 | ol | 122 | 0.00403 | MV
149-AL1/24-ST1A 10.0 | 11.25 | 0.194 | 0.315 | 0.47 | ol | 149 | 0.00403 | MV
34-AL1/6-ST1A 20.0 | 9.15 | 0.8342 | 0.382 | 0.17 | ol | 34 | 0.00403 | MV
48-AL1/8-ST1A 20.0 | 9.5 | 0.5939 | 0.372 | 0.21 | ol | 48 | 0.00403 | MV
70-AL1/11-ST1A 20.0 | 9.7 | 0.4132 | 0.36 | 0.29 | ol | 70 | 0.00403 | MV
94-AL1/15-ST1A 20.0 | 10 | 0.306 | 0.35 | 0.35 | ol | 94 | 0.00403 | MV
122-AL1/20-ST1A 20.0 | 10.3 | 0.2376 | 0.344 | 0.41 | ol | 122 | 0.00403 | MV
149-AL1/24-ST1A 20.0 | 10.5 | 0.194 | 0.337 | 0.47 | ol | 149 | 0.00403 | MV
184-AL1/30-ST1A 20.0 | 10.75 | 0.1571 | 0.33 | 0.535 | ol | 184 | 0.00403 | MV
243-AL1/39-ST1A 20.0 | 11 | 0.1188 | 0.32 | 0.645 | ol | 243 | 0.00403 | MV
48-AL1/8-ST1A 110.0 | 8 | 0.5939 | 0.46 | 0.21 | ol | 48 | 0.00403 | HV
70-AL1/11-ST1A 110.0 | 8.4 | 0.4132 | 0.45 | 0.29 | ol | 70 | 0.00403 | HV
94-AL1/15-ST1A 110.0 | 8.65 | 0.306 | 0.44 | 0.35 | ol | 94 | 0.00403 | HV
122-AL1/20-ST1A 110.0 | 8.5 | 0.2376 | 0.43 | 0.41 | ol | 122 | 0.00403 | HV
149-AL1/24-ST1A 110.0 | 8.75 | 0.194 | 0.41 | 0.47 | ol | 149 | 0.00403 | HV
184-AL1/30-ST1A 110.0 | 8.8 | 0.1571 | 0.4 | 0.535 | ol | 184 | 0.00403 | HV
243-AL1/39-ST1A 110.0 | 9 | 0.1188 | 0.39 | 0.645 | ol | 243 | 0.00403 | HV
305-AL1/39-ST1A 110.0 | 9.2 | 0.0949 | 0.38 | 0.74 | ol | 305 | 0.00403 | HV
490-AL1/64-ST1A 110.0 | 9.75 | 0.059 | 0.37 | 0.96 | ol | 490 | 0.00403 | HV
679-AL1/86-ST1A 110.0 | 9.95 | 0.042 | 0.36 | 1.15 | ol | 679 | 0.00403 | HV
490-AL1/64-ST1A 220.0 | 10 | 0.059 | 0.285 | 0.96 | ol | 490 | 0.00403 | HV
679-AL1/86-ST1A 220.0 | 11.7 | 0.042 | 0.275 | 1.15 | ol | 679 | 0.00403 | HV
490-AL1/64-ST1A 380.0 | 11 | 0.059 | 0.253 | 0.96 | ol | 490 | 0.00403 | HV
679-AL1/86-ST1A 380.0 | 14.6 | 0.042 | 0.25 | 1.15 | ol | 679 | 0.00403 | HV

## trafo_std_types
| i0_percent | pfe_kw | vkr_percent | sn_mva | vn_lv_kv | vn_hv_kv | vk_percent | shift_degree | vector_group | tap_side | tap_neutral | tap_min | tap_max | tap_step_degree | tap_step_percent | tap_phase_shifter
160 MVA 380/110 kV | 0.06 | 60 | 0.25 | 160 | 110 | 380 | 12.2 | 0 | Yy0 | hv | 0 | -9 | 9 | 0 | 1.5 | FALSE
100 MVA 220/110 kV | 0.06 | 55 | 0.26 | 100 | 110 | 220 | 12 | 0 | Yy0 | hv | 0 | -9 | 9 | 0 | 1.5 | FALSE
63 MVA 110/20 kV | 0.04 | 22 | 0.32 | 63 | 20 | 110 | 18 | 150 | YNd5 | hv | 0 | -9 | 9 | 0 | 1.5 | FALSE
40 MVA 110/20 kV | 0.05 | 18 | 0.34 | 40 | 20 | 110 | 16.2 | 150 | YNd5 | hv | 0 | -9 | 9 | 0 | 1.5 | FALSE
25 MVA 110/20 kV | 0.07 | 14 | 0.41 | 25 | 20 | 110 | 12 | 150 | YNd5 | hv | 0 | -9 | 9 | 0 | 1.5 | FALSE
63 MVA 110/10 kV | 0.04 | 22 | 0.32 | 63 | 10 | 110 | 18 | 150 | YNd5 | hv | 0 | -9 | 9 | 0 | 1.5 | FALSE
40 MVA 110/10 kV | 0.05 | 18 | 0.34 | 40 | 10 | 110 | 16.2 | 150 | YNd5 | hv | 0 | -9 | 9 | 0 | 1.5 | FALSE
25 MVA 110/10 kV | 0.07 | 14 | 0.41 | 25 | 10 | 110 | 12 | 150 | YNd5 | hv | 0 | -9 | 9 | 0 | 1.5 | FALSE
0.25 MVA 20/0.4 kV | 0.32 | 0.8 | 1.44 | 0.25 | 0.4 | 20 | 6 | 150 | Yzn5 | hv | 0 | -2 | 2 | 0 | 2.5 | FALSE
0.4 MVA 20/0.4 kV | 0.3375 | 1.35 | 1.425 | 0.4 | 0.4 | 20 | 6 | 150 | Dyn5 | hv | 0 | -2 | 2 | 0 | 2.5 | FALSE
0.63 MVA 20/0.4 kV | 0.2619 | 1.65 | 1.206 | 0.63 | 0.4 | 20 | 6 | 150 | Dyn5 | hv | 0 | -2 | 2 | 0 | 2.5 | FALSE
0.25 MVA 10/0.4 kV | 0.24 | 0.6 | 1.2 | 0.25 | 0.4 | 10 | 4 | 150 | Dyn5 | hv | 0 | -2 | 2 | 0 | 2.5 | FALSE
0.4 MVA 10/0.4 kV | 0.2375 | 0.95 | 1.325 | 0.4 | 0.4 | 10 | 4 | 150 | Dyn5 | hv | 0 | -2 | 2 | 0 | 2.5 | FALSE
0.63 MVA 10/0.4 kV | 0.1873 | 1.18 | 1.0794 | 0.63 | 0.4 | 10 | 4 | 150 | Dyn5 | hv | 0 | -2 | 2 | 0 | 2.5 | FALSE

## trafo3w_std_types
| sn_hv_mva | sn_mv_mva | sn_lv_mva | vn_hv_kv | vn_mv_kv | vn_lv_kv | vk_hv_percent | vk_mv_percent | vk_lv_percent | vkr_hv_percent | vkr_mv_percent | vkr_lv_percent | pfe_kw | i0_percent | shift_mv_degree | shift_lv_degree | vector_group | tap_side | tap_neutral | tap_min | tap_max | tap_step_percent
63/25/38 MVA 110/20/10 kV | 63 | 25 | 38 | 110 | 20 | 10 | 10.4 | 10.4 | 10.4 | 0.28 | 0.32 | 0.35 | 35 | 0.89 | 0 | 0 | YN0yn0yn0 | hv | 0 | -10 | 10 | 1.2
63/25/38 MVA 110/10/10 kV | 63 | 25 | 38 | 110 | 10 | 10 | 10.4 | 10.4 | 10.4 | 0.28 | 0.32 | 0.35 | 35 | 0.89 | 0 | 0 | YN0yn0yn0 | hv | 0 | -10 | 10 | 1.2

## fuse_std_types
| fuse_type | i_rated_a | t_avg | t_min | t_total | x_avg | x_min | x_total
HV 100A | HV 100A | 100 | 0 | [10.0, 3.64, 0.854, 0.281, 0.1, 0.0531, 0.022, 0.01] | [10.0, 4.267, 1.21, 0.403, 0.1, 0.058, 0.022, 0.01] | 0 | [300.0, 350.0, 450.0, 550.0, 700.0, 850.0, 1200.0, 1752.0] | [600.0, 700.0, 900.0, 1150.0, 1665.0, 2000.0, 3000.0, 4313.0]
HV 10A | HV 10A | 10 | 0 | [10.0, 1675.0, 0.344, 0.156, 0.1, 0.0417, 0.0171, 0.01] | [10.0, 1.3, 0.3, 0.155, 0.1, 0.0555, 0.023, 0.01] | 0 | [30.0, 32.0, 35.0, 37.0, 39.0, 50.0, 70.0, 88.0] | [60.0, 70.0, 80.0, 87.0, 94.0, 110.0, 150.0, 216.0]
HV 125A | HV 125A | 125 | 0 | [10.0, 1.82, 0.344, 0.1, 0.0467, 0.0269, 0.01] | [10.0, 2.478, 0.426, 0.1, 0.0427, 0.0211, 0.01] | 0 | [375.0, 500.0, 700.0, 925.0, 1200.0, 1500.0, 2341.0] | [750.0, 1000.0, 1500.0, 2200.0, 3000.0, 4000.0, 5765.0]
HV 160A | HV 160A | 160 | 0 | [10.0, 4.15, 1.03, 0.198, 0.1, 0.051, 0.0172, 0.01] | [10.0, 2.3, 0.734, 0.274, 0.1, 0.046, 0.0177, 0.01] | 0 | [480.0, 550.0, 700.0, 1000.0, 1260.0, 1600.0, 2500.0, 3227.0] | [960.0, 1300.0, 1700.0, 2200.0, 2996.0, 4000.0, 6000.0, 7946.0]
HV 16A | HV 16A | 16 | 0 | [10.0, 0.352, 0.164, 0.1, 0.0649, 0.0342, 0.01] | [10.0, 2.34, 0.722, 0.181, 0.1, 0.055, 0.0296, 0.01] | 0 | [48.0, 60.0, 65.0, 71.0, 80.0, 100.0, 162.0] | [96.0, 110.0, 125.0, 150.0, 168.0, 200.0, 250.0, 398.0]
HV 200A | HV 200A | 200 | 0 | [10.0, 4.267, 1.21, 0.403, 0.1, 0.058, 0.022, 0.01] | [10.0, 3.73, 1.654, 0.328, 0.1, 0.0531, 0.019, 0.01] | 0 | [600.0, 700.0, 900.0, 1150.0, 1665.0, 2000.0, 3000.0, 4313.0] | [1200.0, 1500.0, 1800.0, 2700.0, 3960.0, 5000.0, 7500.0, 10620.0]
HV 20A | HV 20A | 20 | 0 | [10.0, 1.3, 0.3, 0.155, 0.1, 0.0555, 0.023, 0.01] | [10.0, 1.3, 0.161, 0.1, 0.0611, 0.0399, 0.0141, 0.01] | 0 | [60.0, 70.0, 80.0, 87.0, 94.0, 110.0, 150.0, 216.0] | [120.0, 150.0, 200.0, 223.0, 260.0, 300.0, 450.0, 532.0]
HV 25A | HV 25A | 25 | 0 | [10.0, 2.512, 0.833, 0.299, 0.1, 0.0372, 0.0223, 0.01] | [10.0, 3.125, 0.597, 0.198, 0.1, 0.0378, 0.022, 0.01] | 0 | [75.0, 82.0, 90.0, 100.0, 124.0, 170.0, 200.0, 289.0] | [150.0, 170.0, 210.0, 250.0, 294.0, 400.0, 500.0, 711.0]
HV 31.5A | HV 31.5A | 31.5 | 0 | [10.0, 2.34, 0.722, 0.181, 0.1, 0.055, 0.0296, 0.01] | [10.0, 2.84, 0.368, 0.164, 0.1, 0.0621, 0.0378, 0.0195, 0.01] | 0 | [95.0, 110.0, 125.0, 150.0, 165.0, 200.0, 250.0, 390.0] | [189.0, 220.0, 300.0, 350.0, 393.0, 450.0, 530.0, 700.0, 960.0]
HV 40A | HV 40A | 40 | 0 | [10.0, 1.3, 0.161, 0.1, 0.0611, 0.0399, 0.0141, 0.01] | [10.0, 2.05, 0.369, 0.198, 0.1, 0.051, 0.0298, 0.01] | 0 | [120.0, 150.0, 200.0, 223.0, 260.0, 300.0, 450.0, 532.0] | [240.0, 300.0, 400.0, 450.0, 530.0, 650.0, 800.0, 1311.0]
HV 50A | HV 50A | 50 | 0 | [10.0, 3.215, 0.597, 0.198, 0.1, 0.0378, 0.022, 0.01] | [10.0, 3.64, 0.854, 0.281, 0.1, 0.0531, 0.022, 0.01] | 0 | [150.0, 170.0, 210.0, 250.0, 294.0, 400.0, 500.0, 711.0] | [300.0, 350.0, 450.0, 550.0, 700.0, 850.0, 1200.0, 1752.0]
HV 6.3A | HV 6.3A | 6.3 | 0 | [10.0, 1.39, 0.344, 0.168, 0.1, 0.056, 0.0263, 0.01] | [10.0, 1.711, 0.516, 0.198, 0.1, 0.0634, 0.0303, 0.01] | 0 | [19.0, 19.5, 20.4, 20.8, 22.0, 25.0, 32.0, 48.0] | [38.0, 40.0, 43.0, 48.0, 53.0, 60.0, 75.0, 118.0]
HV 63A | HV 63A | 63 | 0 | [10.0, 2.84, 0.368, 0.164, 0.1, 0.0621, 0.0378, 0.0195, 0.01] | [10.0, 1.82, 0.344, 0.1, 0.0467, 0.0269, 0.01] | 0 | [189.0, 220.0, 300.0, 350.0, 393.0, 450.0, 530.0, 700.0, 961.0] | [378.0, 500.0, 700.0, 934.0, 1200.0, 1500.0, 2366.0]
HV 80A | HV 80A | 80 | 0 | [10.0, 2.05, 0.369, 0.198, 0.1, 0.051, 0.0298, 0.01] | [10.0, 4.15, 1.03, 0.198, 0.1, 0.051, 0.0172, 0.01] | 0 | [240.0, 300.0, 400.0, 450.0, 530.0, 650.0, 800.0, 1311.0] | [480.0, 550.0, 700.0, 1000.0, 1260.0, 1600.0, 2500.0, 3227.0]
Siemens NH-1-100 | Siemens NH-1-100 | 100 | [5400.0, 2000.0, 400.0, 20.0, 1.0, 0.2, 0.012, 0.004] | 0 | 0 | [150.0, 190.0, 250.0, 430.0, 900.0, 1250.0, 2700.0, 3600.0] | 0 | 0
Siemens NH-1-125 | Siemens NH-1-125 | 125 | [4800.0, 120.0, 7.0, 0.1, 0.004] | 0 | 0 | [180.0, 400.0, 740.0, 2000.0, 4250.0] | 0 | 0
Siemens NH-1-16 | Siemens NH-1-16 | 16 | [4000.0, 400.0, 2.0, 0.1, 0.04, 0.01] | 0 | 0 | [26.0, 35.0, 75.0, 150.0, 200.0, 300.0] | 0 | 0
Siemens NH-1-160 | Siemens NH-1-160 | 160 | [4800.0, 120.0, 7.0, 0.1, 0.004] | 0 | 0 | [210.0, 500.0, 900.0, 2300.0, 5000.0] | 0 | 0
Siemens NH-1-25 | Siemens NH-1-25 | 25 | [4000.0, 1000.0, 10.0, 0.2, 0.02, 0.01] | 0 | 0 | [40.0, 50.0, 100.0, 210.0, 400.0, 500.0] | 0 | 0
Siemens NH-1-50 | Siemens NH-1-50 | 50 | [4000.0, 40.0, 4.0, 1.0, 0.02, 0.01] | 0 | 0 | [86.0, 200.0, 300.0, 400.0, 1000.0, 1280.0] | 0 | 0
Siemens NH-1-63 | Siemens NH-1-63 | 63 | [4000.0, 100.0, 10.0, 2.0, 0.04, 0.01] | 0 | 0 | [100.0, 200.0, 300.0, 400.0, 1000.0, 1500.0] | 0 | 0
Siemens NH-1-80 | Siemens NH-1-80 | 80 | [4800.0, 120.0, 7.0, 0.1, 0.01] | 0 | 0 | [150.58, 250.0, 450.0, 1150.0, 2470.0] | 0 | 0
Siemens NH-2-1000 | Siemens NH-2-1000 | 1000 | [4800.0, 120.0, 7.0, 0.1, 0.004] | 0 | 0 | [1900.0, 3500.0, 8400.0, 24000.0, 52000.0] | 0 | 0
Siemens NH-2-200 | Siemens NH-2-200 | 200 | [4800.0, 120.0, 7.0, 0.1, 0.004] | 0 | 0 | [280.0, 650.0, 1200.0, 3000.0, 7000.0] | 0 | 0
Siemens NH-2-224 | Siemens NH-2-224 | 224 | [4800.0, 120.0, 7.0, 0.2, 0.04, 0.004] | 0 | 0 | [400.0, 750.0, 1453.0, 3025.0, 4315.0, 7600.0] | 0 | 0
Siemens NH-2-250 | Siemens NH-2-250 | 250 | [4800.0, 120.0, 7.0, 0.1, 0.004] | 0 | 0 | [450.0, 800.0, 1650.0, 4000.0, 8500.0] | 0 | 0
Siemens NH-2-315 | Siemens NH-2-315 | 315 | [4800.0, 120.0, 7.0, 0.1, 0.004] | 0 | 0 | [550.0, 920.0, 1900.0, 5000.0, 11000.0] | 0 | 0
Siemens NH-2-355 | Siemens NH-2-355 | 355 | [4800.0, 120.0, 6.0, 0.1, 0.004] | 0 | 0 | [650.0, 1116.27, 2350.0, 5840.0, 12790.0] | 0 | 0
Siemens NH-2-400 | Siemens NH-2-400 | 400 | [4800.0, 120.0, 7.0, 0.1, 0.004] | 0 | 0 | [720.0, 1350.0, 2800.0, 6500.0, 15000.0] | 0 | 0
Siemens NH-2-425 | Siemens NH-2-425 | 425 | [4800.0, 120.0, 7.0, 0.1, 0.004] | 0 | 0 | [850.0, 1500.0, 3050.0, 7500.0, 16500.0] | 0 | 0
Siemens NH-2-630 | Siemens NH-2-630 | 630 | [4800.0, 120.0, 7.0, 0.1, 0.004] | 0 | 0 | [1200.0, 2000.0, 4800.0, 12000.0, 26000.0] | 0 | 0

## res_bus
| vm_pu | va_degree | p_mw | q_mvar
0 | 0.97198 | -0.54076 | 0.0054681 | 0.0013704
1 | 0.97198 | -0.5408 | 0.0028851 | 0.00072307
2 | 0.97201 | -0.54034 | 0.0011378 | 0.00028517
3 | 0.9723 | -0.53457 | 0 | 0
4 | 0.97706 | -0.44101 | 0.00083242 | 0.00020862
5 | 0.97274 | -0.52576 | 0 | 0
6 | 0.97725 | -0.43712 | 0 | 0
7 | 0.97042 | -0.57164 | 0.011155 | 0.0027957
8 | 0.97266 | -0.52742 | 0.0059035 | 0.0014796
9 | 0.97837 | -0.41526 | 0.0017305 | 0.00043369
10 | 0.97772 | -0.42794 | 0.0015119 | 0.00037891
11 | 0.97897 | -0.40363 | 0 | 0
12 | 0.9817 | -0.35045 | 0.0012701 | 0.00031833
13 | 0.9771 | -0.44024 | 0 | 0
14 | 0.98302 | -0.32487 | 0.0081779 | 0.0020496
15 | 0.97687 | -0.44475 | 0 | 0
16 | 0.97673 | -0.4475 | 0 | 0
17 | 0.97698 | -0.44249 | 0.0021046 | 0.00052746
18 | 0.97637 | -0.4546 | 0 | 0
19 | 0.97631 | -0.45573 | 0.0033099 | 0.00082954
20 | 0.98501 | -0.28635 | 0 | 0
21 | 0.98494 | -0.28776 | 0.0044883 | 0.0011249
22 | 0.98661 | -0.25552 | 0 | 0
23 | 0.99015 | -0.18744 | 0 | 0
24 | 0.98636 | -0.26029 | 0.0076591 | 0.0019196
25 | 0.97671 | -0.4478 | 0.0015435 | 0.00038684
26 | 0.97246 | -0.53145 | 0.0030099 | 0.00075435
27 | 0.99463 | -0.10181 | 0.011493 | 0.0028804
28 | 1 | 0 | -0.30673 | -0.078327
29 | 0.99232 | -0.14597 | 0 | 0
30 | 0.99508 | -0.093258 | 0.0052442 | 0.0013143
31 | 0.99185 | -0.15494 | 0 | 0
32 | 0.99053 | -0.1801 | 0 | 0
33 | 0.99474 | -0.099854 | 0.012391 | 0.0031054
34 | 0.99162 | -0.15938 | 0.012452 | 0.0031207
35 | 0.99172 | -0.15758 | 0.0067128 | 0.0016824
36 | 0.99126 | -0.16647 | 0 | 0
37 | 0.98758 | -0.23694 | 0.0034967 | 0.00087636
38 | 0.9785 | -0.41372 | 0.014463 | 0.0036247
39 | 0.97868 | -0.41013 | 0 | 0
40 | 0.97881 | -0.40769 | 0 | 0
41 | 0.97815 | -0.42068 | 0.0062344 | 0.0015625
42 | 0.97951 | -0.39398 | 0 | 0
43 | 0.97777 | -0.42801 | 0.0015148 | 0.00037965
44 | 0.98623 | -0.2631 | 0.00098266 | 0.00024628
45 | 0.98212 | -0.34281 | 0 | 0
46 | 0.97935 | -0.39706 | 0.0034137 | 0.00085556
47 | 0.98202 | -0.34487 | 0.0065022 | 0.0016296
48 | 0.98321 | -0.32172 | 0.0016053 | 0.00040232
49 | 0.9765 | -0.45321 | 0.0037007 | 0.00092747
50 | 0.9766 | -0.45112 | 0.0010473 | 0.00026247
51 | 0.97754 | -0.43261 | 0.0016583 | 0.00041562
52 | 0.9774 | -0.43547 | 0.0013574 | 0.00034019
53 | 0.97725 | -0.43838 | 0.0016915 | 0.00042392
54 | 0.99154 | -0.16088 | 0.0062563 | 0.001568
55 | 0.98882 | -0.21315 | 0.00684 | 0.0017143
56 | 0.98881 | -0.21344 | 0.0029467 | 0.00073851
57 | 0.98748 | -0.23896 | 0.0029467 | 0.00073851
58 | 0.98621 | -0.26359 | 0 | 0
59 | 0.98585 | -0.27058 | 0.0034285 | 0.00085927
60 | 0.98575 | -0.27241 | 0.0022629 | 0.00056714
61 | 0.98381 | -0.31002 | 0.0012739 | 0.00031926
62 | 0.9857 | -0.27352 | 0.001273 | 0.00031905
63 | 0.97102 | -0.56004 | 0.0036858 | 0.00092375
64 | 0.97102 | -0.55991 | 0.011572 | 0.0029002
65 | 0.97159 | -0.54876 | 0.0011004 | 0.0002758
66 | 0.97173 | -0.5458 | 0.018564 | 0.0046525
67 | 0.97684 | -0.44534 | 0 | 0
68 | 0.98264 | -0.33288 | 0.0031268 | 0.00078365
69 | 0.98284 | -0.32884 | 0 | 0
70 | 0.98293 | -0.32718 | 0 | 0
71 | 0.98279 | -0.32989 | 0.00092601 | 0.00023208
72 | 0.98309 | -0.32404 | 0.0028679 | 0.00071877
73 | 0.98274 | -0.33085 | 0.00075997 | 0.00019047
74 | 0.98332 | -0.31945 | 0.0012738 | 0.00031925
75 | 0.99088 | -0.17382 | 0.0019281 | 0.00048323
76 | 0.99056 | -0.17997 | 0 | 0
77 | 0.99048 | -0.18158 | 0.0029411 | 0.00073711
78 | 0.99031 | -0.18492 | 0 | 0
79 | 0.99016 | -0.18769 | 0.0065553 | 0.0016429
80 | 0.99012 | -0.18857 | 0.0093201 | 0.0023358
81 | 0.98231 | -0.33887 | 0.0022293 | 0.00055872
82 | 0.97673 | -0.44755 | 0.0010955 | 0.00027455
83 | 0.98305 | -0.32455 | 0.0018203 | 0.00045621
84 | 0.97909 | -0.40225 | 0.0021534 | 0.0005397
85 | 0.97899 | -0.40422 | 0.0039042 | 0.00097849
86 | 0.9819 | -0.34716 | 0 | 0
87 | 0.98475 | -0.29176 | 0.00095772 | 0.00024003
88 | 0.98536 | -0.27994 | 0.0010882 | 0.00027274
89 | 0.98172 | -0.35083 | 0.0064378 | 0.0016135
90 | 0.98184 | -0.34841 | 0.0024048 | 0.0006027
91 | 0.97669 | -0.44941 | 0.00063752 | 0.00015978
92 | 0.97676 | -0.44799 | 0 | 0
93 | 0.97683 | -0.44669 | 0 | 0
94 | 0.97677 | -0.44786 | 0 | 0
95 | 0.97712 | -0.44084 | 0.0013528 | 0.00033904
96 | 0.98513 | -0.28461 | 0.0017395 | 0.00043596
97 | 0.98513 | -0.28454 | 0.0013244 | 0.00033193
98 | 0.98516 | -0.28397 | 0.00098189 | 0.00024608
99 | 0.9852 | -0.28326 | 0.0025252 | 0.00063287
100 | 0.98521 | -0.283 | 0.0012733 | 0.00031913
101 | 0.98526 | -0.2821 | 0.0012735 | 0.00031918
102 | 0.98539 | -0.27958 | 0.0014566 | 0.00036506
103 | 0.98537 | -0.27988 | 0.0012733 | 0.00031913
104 | 0.98544 | -0.27856 | 0.0012735 | 0.00031918
105 | 0.98557 | -0.27598 | 0.0011772 | 0.00029503
106 | 0.98561 | -0.27528 | 0.0012739 | 0.00031926
107 | 0.98364 | -0.31324 | 0 | 0
108 | 0.98357 | -0.31466 | 0.0012741 | 0.00031932
109 | 0.98245 | -0.33656 | 0.0011649 | 0.00029196
110 | 0.98229 | -0.33964 | 0.0015898 | 0.00039843
111 | 0.98218 | -0.34187 | 0.001009 | 0.00025289
112 | 0.98229 | -0.33961 | 0.0011639 | 0.00029171
113 | 0.98216 | -0.34217 | 0.0012044 | 0.00030185
114 | 0.98242 | -0.3371 | 0.00076046 | 0.00019059
115 | 0.98242 | -0.33702 | 0.0015892 | 0.0003983
116 | 0.98243 | -0.33688 | 0.0007612 | 0.00019077
117 | 0.99998 | 149.9956 | 0 | 0

## res_line
| p_from_mw | q_from_mvar | p_to_mw | q_to_mvar | pl_mw | ql_mvar | i_from_ka | i_to_ka | i_ka | vm_from_pu | va_from_degree | vm_to_pu | va_to_degree | loading_percent
0 | 0.0028851 | 0.00072307 | -0.0028851 | -0.00072307 | 4.5027e-09 | -4.7472e-09 | 0.0044168 | 0.0044168 | 0.0044168 | 0.97198 | -0.54076 | 0.97198 | -0.5408 | 1.2134
1 | -0.0083531 | -0.0020935 | 0.0083533 | 0.0020936 | 1.6727e-07 | 7.3244e-08 | 0.012788 | 0.012788 | 0.012788 | 0.97198 | -0.54076 | 0.97201 | -0.54034 | 3.5132
2 | -0.0094911 | -0.0023787 | 0.0094937 | 0.00238 | 2.6098e-06 | 1.2615e-06 | 0.01453 | 0.01453 | 0.01453 | 0.97201 | -0.54034 | 0.9723 | -0.53457 | 3.9917
3 | 0.011175 | 0.0028061 | -0.011155 | -0.0027957 | 1.973e-05 | 1.0401e-05 | 0.017104 | 0.017105 | 0.017105 | 0.9723 | -0.53457 | 0.97042 | -0.57164 | 4.6991
4 | -0.020669 | -0.0051861 | 0.020677 | 0.0051914 | 8.6924e-06 | 5.2757e-06 | 0.031634 | 0.031633 | 0.031634 | 0.9723 | -0.53457 | 0.97274 | -0.52576 | 8.6905
5 | 0.029712 | 0.0075 | -0.029592 | -0.0074251 | 0.0001201 | 7.4913e-05 | 0.045269 | 0.04527 | 0.04527 | 0.97706 | -0.44101 | 0.97274 | -0.52576 | 12.4369
6 | -0.030544 | -0.0077086 | 0.03055 | 0.0077122 | 5.6873e-06 | 3.5521e-06 | 0.046537 | 0.046537 | 0.046537 | 0.97706 | -0.44101 | 0.97725 | -0.43712 | 12.7849
7 | 0.0089147 | 0.0022337 | -0.008914 | -0.0022334 | 7.0744e-07 | 3.2684e-07 | 0.013637 | 0.013637 | 0.013637 | 0.97274 | -0.52576 | 0.97266 | -0.52742 | 3.7464
8 | 0.0069623 | 0.0017427 | -0.0069612 | -0.0017423 | 1.0328e-06 | 3.5395e-07 | 0.0106 | 0.0106 | 0.0106 | 0.97725 | -0.43712 | 0.9771 | -0.44024 | 2.9122
9 | -0.037512 | -0.0094548 | 0.037529 | 0.0094652 | 1.6483e-05 | 1.038e-05 | 0.057137 | 0.057137 | 0.057137 | 0.97725 | -0.43712 | 0.97772 | -0.42794 | 15.6971
10 | 0.0030105 | 0.00075382 | -0.0030099 | -0.00075435 | 5.772e-07 | -5.3111e-07 | 0.0046053 | 0.0046056 | 0.0046056 | 0.97266 | -0.52742 | 0.97246 | -0.53145 | 1.2653
11 | 0.039064 | 0.0098591 | -0.039041 | -0.0098441 | 2.3723e-05 | 1.4958e-05 | 0.059438 | 0.059438 | 0.059438 | 0.97837 | -0.41526 | 0.97772 | -0.42794 | 16.3292
12 | -0.040795 | -0.010293 | 0.040818 | 0.010307 | 2.2723e-05 | 1.4345e-05 | 0.06207 | 0.06207 | 0.06207 | 0.97837 | -0.41526 | 0.97897 | -0.40363 | 17.0522
13 | -0.040818 | -0.010307 | 0.040922 | 0.010373 | 0.0001043 | 6.5843e-05 | 0.06207 | 0.06207 | 0.06207 | 0.97897 | -0.40363 | 0.9817 | -0.35045 | 17.0522
14 | -0.042192 | -0.010691 | 0.042244 | 0.010724 | 5.1914e-05 | 3.2797e-05 | 0.063995 | 0.063995 | 0.063995 | 0.9817 | -0.35045 | 0.98302 | -0.32487 | 17.581
15 | 0.0021048 | 0.00052687 | -0.0021046 | -0.00052746 | 2.2541e-07 | -5.8843e-07 | 0.0032052 | 0.0032055 | 0.0032055 | 0.9771 | -0.44024 | 0.97698 | -0.44249 | 0.88062
16 | 0.0048564 | 0.0012154 | -0.0048554 | -0.0012154 | 1.0417e-06 | 3.0653e-08 | 0.0073952 | 0.0073954 | 0.0073954 | 0.9771 | -0.44024 | 0.97687 | -0.44475 | 2.0317
17 | -0.050422 | -0.012774 | 0.050515 | 0.012833 | 9.3493e-05 | 5.9293e-05 | 0.076374 | 0.076374 | 0.076374 | 0.98302 | -0.32487 | 0.98501 | -0.28635 | 20.9818
18 | 0.0048554 | 0.0012154 | -0.0048547 | -0.0012154 | 6.3624e-07 | 1.8887e-08 | 0.0073954 | 0.0073956 | 0.0073956 | 0.97687 | -0.44475 | 0.97673 | -0.4475 | 2.0317
19 | 0.0015435 | 0.00038672 | -0.0015435 | -0.00038684 | 2.1874e-08 | -1.1802e-07 | 0.0023515 | 0.0023515 | 0.0023515 | 0.97673 | -0.4475 | 0.97671 | -0.4478 | 0.64603
20 | 0.0033112 | 0.00082867 | -0.0033101 | -0.00082942 | 1.1194e-06 | -7.5129e-07 | 0.0050441 | 0.0050446 | 0.0050446 | 0.97673 | -0.4475 | 0.97637 | -0.4546 | 1.3859
21 | 0.0033101 | 0.00082942 | -0.0033099 | -0.00082954 | 1.7816e-07 | -1.1945e-07 | 0.0050446 | 0.0050447 | 0.0050447 | 0.97637 | -0.4546 | 0.97631 | -0.45573 | 1.3859
22 | 0.0044886 | 0.0011248 | -0.0044883 | -0.0011249 | 3.0301e-07 | -2.9754e-08 | 0.0067807 | 0.0067808 | 0.0067808 | 0.98501 | -0.28635 | 0.98494 | -0.28776 | 1.8629
23 | -0.055004 | -0.013958 | 0.055086 | 0.01401 | 8.1692e-05 | 5.1881e-05 | 0.083154 | 0.083154 | 0.083154 | 0.98501 | -0.28635 | 0.98661 | -0.25552 | 22.8446
24 | -0.062747 | -0.01593 | 0.062953 | 0.016061 | 0.00020625 | 0.00013122 | 0.094708 | 0.094708 | 0.094708 | 0.98661 | -0.25552 | 0.99015 | -0.18744 | 26.0188
25 | 0.0076609 | 0.0019202 | -0.0076591 | -0.0019196 | 1.7428e-06 | 6.7096e-07 | 0.011554 | 0.011554 | 0.011554 | 0.98661 | -0.25552 | 0.98636 | -0.26029 | 3.1743
26 | 0.067239 | 0.017087 | -0.067079 | -0.016985 | 0.00015983 | 0.00010176 | 0.10113 | 0.10113 | 0.10113 | 0.99015 | -0.18744 | 0.98758 | -0.23694 | 27.7835
27 | -0.13019 | -0.033148 | 0.13024 | 0.033178 | 4.6096e-05 | 2.946e-05 | 0.19584 | 0.19584 | 0.19584 | 0.99015 | -0.18744 | 0.99053 | -0.1801 | 53.8021
28 | -0.17554 | -0.044766 | 0.17641 | 0.045319 | 0.00086753 | 0.00055347 | 0.26289 | 0.26289 | 0.26289 | 0.99463 | -0.10181 | 1 | 0 | 36.1111
29 | 0.16405 | 0.041885 | -0.1637 | -0.041663 | 0.00034933 | 0.00022277 | 0.2457 | 0.2457 | 0.2457 | 0.99463 | -0.10181 | 0.99232 | -0.14597 | 33.7494
30 | 0.12867 | 0.033008 | -0.12809 | -0.032638 | 0.00057924 | 0.00037016 | 0.19174 | 0.19174 | 0.19174 | 1 | 0 | 0.99508 | -0.093258 | 52.675
31 | 0.033244 | 0.0083484 | -0.03323 | -0.0083395 | 1.4225e-05 | 8.907e-06 | 0.049856 | 0.049857 | 0.049857 | 0.99232 | -0.14597 | 0.99185 | -0.15494 | 13.6968
32 | 0.13045 | 0.033314 | -0.13024 | -0.033178 | 0.00021484 | 0.00013673 | 0.19584 | 0.19584 | 0.19584 | 0.99232 | -0.14597 | 0.99053 | -0.1801 | 26.9011
33 | 0.12285 | 0.031323 | -0.12281 | -0.031298 | 3.9107e-05 | 2.4988e-05 | 0.18389 | 0.1839 | 0.1839 | 0.99508 | -0.093258 | 0.99474 | -0.099854 | 50.5206
34 | 0.03323 | 0.0083395 | -0.033223 | -0.0083351 | 7.0257e-06 | 4.3992e-06 | 0.049857 | 0.049857 | 0.049857 | 0.99185 | -0.15494 | 0.99162 | -0.15938 | 13.6969
35 | 0.11042 | 0.028193 | -0.11011 | -0.027997 | 0.00030712 | 0.00019617 | 0.16536 | 0.16536 | 0.16536 | 0.99474 | -0.099854 | 0.99172 | -0.15758 | 45.4287
36 | 0.020771 | 0.0052144 | -0.020764 | -0.0052101 | 7.0207e-06 | 4.2448e-06 | 0.031172 | 0.031172 | 0.031172 | 0.99162 | -0.15938 | 0.99126 | -0.16647 | 8.5636
37 | 0.1034 | 0.026314 | -0.10338 | -0.026304 | 1.6456e-05 | 1.0509e-05 | 0.15529 | 0.15529 | 0.15529 | 0.99172 | -0.15758 | 0.99154 | -0.16088 | 42.6616
38 | 0.020764 | 0.0052101 | -0.020757 | -0.0052057 | 7.2815e-06 | 4.4027e-06 | 0.031172 | 0.031172 | 0.031172 | 0.99126 | -0.16647 | 0.99088 | -0.17382 | 8.5637
39 | 0.063582 | 0.016109 | -0.063502 | -0.016058 | 7.9789e-05 | 5.0769e-05 | 0.095863 | 0.095863 | 0.095863 | 0.98758 | -0.23694 | 0.98623 | -0.2631 | 26.3361
40 | -0.014463 | -0.0036247 | 0.014465 | 0.0036261 | 2.4721e-06 | 1.4109e-06 | 0.021994 | 0.021994 | 0.021994 | 0.9785 | -0.41372 | 0.97868 | -0.41013 | 6.0422
41 | -0.033683 | -0.008445 | 0.033687 | 0.0084475 | 3.9175e-06 | 2.4571e-06 | 0.051213 | 0.051213 | 0.051213 | 0.97868 | -0.41013 | 0.97881 | -0.40769 | 14.0696
42 | 0.019218 | 0.0048189 | -0.019208 | -0.0048131 | 9.6609e-06 | 5.804e-06 | 0.02922 | 0.02922 | 0.02922 | 0.97868 | -0.41013 | 0.97815 | -0.42068 | 8.0274
43 | -0.033687 | -0.0084475 | 0.033709 | 0.0084613 | 2.2023e-05 | 1.3813e-05 | 0.051213 | 0.051213 | 0.051213 | 0.97881 | -0.40769 | 0.97951 | -0.39398 | 14.0696
44 | 0.012974 | 0.0032506 | -0.012969 | -0.0032481 | 4.5265e-06 | 2.5081e-06 | 0.019736 | 0.019736 | 0.019736 | 0.97815 | -0.42068 | 0.97777 | -0.42801 | 5.422
45 | -0.043183 | -0.010836 | 0.043289 | 0.010903 | 0.00010565 | 6.679e-05 | 0.065607 | 0.065606 | 0.065607 | 0.97951 | -0.39398 | 0.98212 | -0.34281 | 18.0238
46 | 0.0094746 | 0.0023747 | -0.0094733 | -0.002374 | 1.3909e-06 | 6.6484e-07 | 0.014393 | 0.014393 | 0.014393 | 0.97951 | -0.39398 | 0.97935 | -0.39706 | 3.9543
47 | 0.011454 | 0.0028685 | -0.011452 | -0.0028671 | 2.5056e-06 | 1.3278e-06 | 0.017431 | 0.017431 | 0.017431 | 0.97777 | -0.42801 | 0.97754 | -0.43261 | 4.7887
48 | 0.06252 | 0.015812 | -0.062469 | -0.01578 | 5.0485e-05 | 3.2118e-05 | 0.094381 | 0.094381 | 0.094381 | 0.98623 | -0.2631 | 0.98536 | -0.27994 | 25.9288
49 | 0.015348 | 0.0038471 | -0.015347 | -0.0038462 | 1.5098e-06 | 8.7208e-07 | 0.023255 | 0.023255 | 0.023255 | 0.98212 | -0.34281 | 0.98202 | -0.34487 | 6.3886
50 | -0.058638 | -0.01475 | 0.058697 | 0.014787 | 5.9135e-05 | 3.7594e-05 | 0.088861 | 0.088861 | 0.088861 | 0.98212 | -0.34281 | 0.98321 | -0.32172 | 24.4124
51 | 0.0060595 | 0.0015184 | -0.006058 | -0.0015181 | 1.4963e-06 | 3.6547e-07 | 0.0092067 | 0.0092069 | 0.0092069 | 0.97935 | -0.39706 | 0.97909 | -0.40225 | 2.5294
52 | 0.0088448 | 0.0022166 | -0.0088438 | -0.0022162 | 9.6266e-07 | 4.3531e-07 | 0.013402 | 0.013402 | 0.013402 | 0.98202 | -0.34487 | 0.9819 | -0.34716 | 3.6819
53 | -0.060302 | -0.01519 | 0.060388 | 0.015245 | 8.6535e-05 | 5.5031e-05 | 0.09129 | 0.09129 | 0.09129 | 0.98321 | -0.32172 | 0.98475 | -0.29176 | 25.0798
54 | -0.0037007 | -0.00092747 | 0.003701 | 0.00092732 | 3.6937e-07 | -1.5113e-07 | 0.0056392 | 0.0056391 | 0.0056392 | 0.9765 | -0.45321 | 0.9766 | -0.45112 | 1.5492
55 | -0.0047483 | -0.0011898 | 0.0047491 | 0.0011898 | 7.3626e-07 | 1.7665e-09 | 0.0072348 | 0.0072346 | 0.0072348 | 0.9766 | -0.45112 | 0.97677 | -0.44786 | 1.9876
56 | 0.0097934 | 0.0024515 | -0.009792 | -0.0024509 | 1.3327e-06 | 6.5244e-07 | 0.014906 | 0.014906 | 0.014906 | 0.97754 | -0.43261 | 0.9774 | -0.43547 | 4.0952
57 | 0.0084346 | 0.0021107 | -0.0084335 | -0.0021102 | 1.1692e-06 | 5.1131e-07 | 0.01284 | 0.01284 | 0.01284 | 0.9774 | -0.43547 | 0.97725 | -0.43838 | 3.5275
58 | 0.006742 | 0.0016862 | -0.0067412 | -0.001686 | 7.8854e-07 | 2.5465e-07 | 0.010265 | 0.010265 | 0.010265 | 0.97725 | -0.43838 | 0.97712 | -0.44084 | 2.82
59 | 0.097127 | 0.024736 | -0.096883 | -0.02458 | 0.00024418 | 0.00015588 | 0.1459 | 0.1459 | 0.1459 | 0.99154 | -0.16088 | 0.98882 | -0.21315 | 40.0823
60 | 0.090043 | 0.022866 | -0.090042 | -0.022865 | 1.2619e-06 | 8.0528e-07 | 0.13561 | 0.13561 | 0.13561 | 0.98882 | -0.21315 | 0.98881 | -0.21344 | 37.2545
61 | 0.087095 | 0.022126 | -0.086988 | -0.022058 | 0.00010687 | 6.8185e-05 | 0.13117 | 0.13117 | 0.13117 | 0.98881 | -0.21344 | 0.98748 | -0.23896 | 36.0363
62 | 0.084041 | 0.02132 | -0.083942 | -0.021256 | 9.941e-05 | 6.3411e-05 | 0.12673 | 0.12673 | 0.12673 | 0.98748 | -0.23896 | 0.98621 | -0.26359 | 34.8165
63 | 0.064819 | 0.016459 | -0.064797 | -0.016445 | 2.1775e-05 | 1.3859e-05 | 0.097877 | 0.097877 | 0.097877 | 0.98621 | -0.26359 | 0.98585 | -0.27058 | 26.8894
64 | 0.019123 | 0.0047971 | -0.019115 | -0.0047923 | 8.0324e-06 | 4.8126e-06 | 0.028855 | 0.028855 | 0.028855 | 0.98621 | -0.26359 | 0.98575 | -0.27241 | 7.9272
65 | 0.061369 | 0.015586 | -0.061252 | -0.015512 | 0.00011626 | 7.3947e-05 | 0.092702 | 0.092703 | 0.092703 | 0.98585 | -0.27058 | 0.98381 | -0.31002 | 25.4677
66 | 0.016852 | 0.0042251 | -0.016851 | -0.0042246 | 8.9598e-07 | 5.2636e-07 | 0.025439 | 0.025439 | 0.025439 | 0.98575 | -0.27241 | 0.9857 | -0.27352 | 6.9887
67 | 0.059979 | 0.015193 | -0.059969 | -0.015187 | 9.2711e-06 | 5.8954e-06 | 0.090776 | 0.090776 | 0.090776 | 0.98381 | -0.31002 | 0.98364 | -0.31324 | 24.9384
68 | 0.015578 | 0.0039056 | -0.015577 | -0.0039048 | 1.3044e-06 | 7.5465e-07 | 0.023517 | 0.023517 | 0.023517 | 0.9857 | -0.27352 | 0.98561 | -0.27528 | 6.4608
69 | -0.0036858 | -0.00092375 | 0.0036858 | 0.00092374 | 2.24e-08 | -8.825e-09 | 0.0056482 | 0.0056482 | 0.0056482 | 0.97102 | -0.56004 | 0.97102 | -0.55991 | 1.5517
70 | -0.015258 | -0.003824 | 0.015266 | 0.0038287 | 8.1104e-06 | 4.701e-06 | 0.023382 | 0.023381 | 0.023382 | 0.97102 | -0.55991 | 0.97159 | -0.54876 | 6.4235
71 | -0.016366 | -0.0041045 | 0.016369 | 0.0041058 | 2.305e-06 | 1.354e-06 | 0.025067 | 0.025067 | 0.025067 | 0.97159 | -0.54876 | 0.97173 | -0.5458 | 6.8865
72 | -0.034932 | -0.0087583 | 0.035101 | 0.008864 | 0.0001681 | 0.00010563 | 0.053493 | 0.053493 | 0.053493 | 0.97173 | -0.5458 | 0.97684 | -0.44534 | 14.696
73 | -0.036196 | -0.0091372 | 0.036382 | 0.009254 | 0.00018563 | 0.00011675 | 0.055161 | 0.05516 | 0.055161 | 0.97684 | -0.44534 | 0.98231 | -0.33887 | 15.1541
74 | 0.0010956 | 0.00027325 | -0.0010955 | -0.00027455 | 1.1524e-07 | -1.3077e-06 | 0.0016684 | 0.0016689 | 0.0016689 | 0.97684 | -0.44534 | 0.97673 | -0.44755 | 0.4585
75 | -0.0031268 | -0.00078365 | 0.0031274 | 0.00078313 | 6.0131e-07 | -5.2141e-07 | 0.004735 | 0.0047346 | 0.004735 | 0.98264 | -0.33288 | 0.98284 | -0.32884 | 1.3008
76 | -0.0031274 | -0.00078313 | 0.0031277 | 0.00078292 | 2.4732e-07 | -2.146e-07 | 0.0047346 | 0.0047345 | 0.0047346 | 0.98284 | -0.32884 | 0.98293 | -0.32718 | 1.3007
77 | 0.010934 | 0.0027406 | -0.010933 | -0.0027398 | 1.4116e-06 | 7.2932e-07 | 0.016553 | 0.016553 | 0.016553 | 0.98293 | -0.32718 | 0.98279 | -0.32989 | 4.5476
78 | -0.014062 | -0.0035235 | 0.014064 | 0.0035247 | 2.0987e-06 | 1.1866e-06 | 0.021288 | 0.021288 | 0.021288 | 0.98293 | -0.32718 | 0.98309 | -0.32404 | 5.8483
79 | 0.010007 | 0.0025078 | -0.010007 | -0.0025075 | 4.6046e-07 | 2.2692e-07 | 0.015151 | 0.015151 | 0.015151 | 0.98279 | -0.32989 | 0.98274 | -0.33085 | 4.1624
80 | -0.016932 | -0.0042434 | 0.016936 | 0.0042456 | 3.7059e-06 | 2.181e-06 | 0.025629 | 0.025629 | 0.025629 | 0.98309 | -0.32404 | 0.98332 | -0.31945 | 7.0408
81 | 0.0092465 | 0.0023171 | -0.009244 | -0.0023159 | 2.5127e-06 | 1.1751e-06 | 0.014001 | 0.014001 | 0.014001 | 0.98274 | -0.33085 | 0.98245 | -0.33656 | 3.8463
82 | -0.01821 | -0.0045649 | 0.018214 | 0.0045673 | 4.1618e-06 | 2.4781e-06 | 0.027556 | 0.027556 | 0.027556 | 0.98332 | -0.31945 | 0.98357 | -0.31466 | 7.5704
83 | 0.018828 | 0.0047225 | -0.018823 | -0.0047192 | 5.512e-06 | 3.2909e-06 | 0.028276 | 0.028276 | 0.028276 | 0.99088 | -0.17382 | 0.99056 | -0.17997 | 7.7682
84 | 0.018823 | 0.0047192 | -0.018822 | -0.0047183 | 1.4506e-06 | 8.6612e-07 | 0.028276 | 0.028276 | 0.028276 | 0.99056 | -0.17997 | 0.99048 | -0.18158 | 7.7682
85 | 0.01588 | 0.0039812 | -0.015878 | -0.0039798 | 2.5268e-06 | 1.4648e-06 | 0.023858 | 0.023858 | 0.023858 | 0.99048 | -0.18158 | 0.99031 | -0.18492 | 6.5544
86 | 0.0065561 | 0.0016432 | -0.0065553 | -0.0016429 | 8.65e-07 | 2.4783e-07 | 0.0098511 | 0.0098512 | 0.0098512 | 0.99031 | -0.18492 | 0.99016 | -0.18769 | 2.7064
87 | 0.0093217 | 0.0023366 | -0.0093201 | -0.0023358 | 1.6201e-06 | 7.5358e-07 | 0.014007 | 0.014007 | 0.014007 | 0.99031 | -0.18492 | 0.99012 | -0.18857 | 3.8481
88 | -0.038611 | -0.0098127 | 0.038638 | 0.0098295 | 2.6641e-05 | 1.6788e-05 | 0.058537 | 0.058537 | 0.058537 | 0.98231 | -0.33887 | 0.98305 | -0.32455 | 16.0817
89 | -0.040458 | -0.010286 | 0.04048 | 0.0103 | 2.2066e-05 | 1.3923e-05 | 0.061292 | 0.061292 | 0.061292 | 0.98305 | -0.32455 | 0.98364 | -0.31324 | 16.8386
90 | 0.0039046 | 0.00097838 | -0.0039042 | -0.00097849 | 3.6595e-07 | -1.1427e-07 | 0.0059341 | 0.0059343 | 0.0059343 | 0.97909 | -0.40225 | 0.97899 | -0.40422 | 1.6303
91 | 0.0064389 | 0.0016138 | -0.0064378 | -0.0016135 | 1.1252e-06 | 3.216e-07 | 0.0097578 | 0.0097579 | 0.0097579 | 0.9819 | -0.34716 | 0.98172 | -0.35083 | 2.6808
92 | 0.0024049 | 0.00060242 | -0.0024048 | -0.0006027 | 1.4319e-07 | -2.7196e-07 | 0.0036444 | 0.0036445 | 0.0036445 | 0.9819 | -0.34716 | 0.98184 | -0.34841 | 1.0012
93 | -0.061346 | -0.015485 | 0.061381 | 0.015507 | 3.4753e-05 | 2.2105e-05 | 0.092737 | 0.092737 | 0.092737 | 0.98475 | -0.29176 | 0.98536 | -0.27994 | 25.4773
94 | -0.00063752 | -0.00015978 | 0.00063757 | 0.00015828 | 4.2987e-08 | -1.4941e-06 | 0.00097128 | 0.00097074 | 0.00097128 | 0.97669 | -0.44941 | 0.97676 | -0.44799 | 0.26684
95 | -0.00063757 | -0.00015828 | 0.0006376 | 0.00015692 | 3.9168e-08 | -1.3631e-06 | 0.00097074 | 0.00097025 | 0.00097074 | 0.97676 | -0.44799 | 0.97683 | -0.44669 | 0.26669
96 | -0.0053869 | -0.0013467 | 0.0053884 | 0.0013469 | 1.499e-06 | 2.1578e-07 | 0.0082048 | 0.0082045 | 0.0082048 | 0.97683 | -0.44669 | 0.97712 | -0.44084 | 2.2541
97 | 0.0047493 | 0.0011898 | -0.0047491 | -0.0011898 | 2.6518e-07 | 5.9197e-10 | 0.0072345 | 0.0072346 | 0.0072346 | 0.97683 | -0.44669 | 0.97677 | -0.44786 | 1.9875
98 | -0.0017395 | -0.00043596 | 0.0017395 | 0.00043594 | 5.6122e-09 | -2.4009e-08 | 0.0026275 | 0.0026275 | 0.0026275 | 0.98513 | -0.28461 | 0.98513 | -0.28454 | 0.72184
99 | -0.0030639 | -0.00076787 | 0.003064 | 0.00076779 | 8.3433e-08 | -7.8867e-08 | 0.004628 | 0.0046279 | 0.004628 | 0.98513 | -0.28454 | 0.98516 | -0.28397 | 1.2714
100 | -0.0040459 | -0.0010139 | 0.004046 | 0.0010138 | 1.3675e-07 | -3.6821e-08 | 0.006111 | 0.006111 | 0.006111 | 0.98516 | -0.28397 | 0.9852 | -0.28326 | 1.6788
101 | -0.0065712 | -0.0016467 | 0.0065713 | 0.0016467 | 8.081e-08 | 2.3861e-08 | 0.0099249 | 0.0099249 | 0.0099249 | 0.9852 | -0.28326 | 0.98521 | -0.283 | 2.7266
102 | -0.0078446 | -0.0019659 | 0.007845 | 0.001966 | 3.3578e-07 | 1.3367e-07 | 0.011848 | 0.011848 | 0.011848 | 0.98521 | -0.283 | 0.98526 | -0.2821 | 3.255
103 | -0.0091185 | -0.0022852 | 0.0091195 | 0.0022856 | 9.6838e-07 | 4.4634e-07 | 0.013771 | 0.013771 | 0.013771 | 0.98526 | -0.2821 | 0.98537 | -0.27988 | 3.7834
104 | 0.010393 | 0.0026048 | -0.010393 | -0.0026047 | 1.4732e-07 | 7.397e-08 | 0.015694 | 0.015694 | 0.015694 | 0.98539 | -0.27958 | 0.98537 | -0.27988 | 4.3116
105 | -0.01185 | -0.0029699 | 0.01185 | 0.0029702 | 5.7437e-07 | 3.0666e-07 | 0.017894 | 0.017894 | 0.017894 | 0.98539 | -0.27958 | 0.98544 | -0.27856 | 4.9159
106 | -0.013124 | -0.0032894 | 0.013125 | 0.0032902 | 1.6119e-06 | 8.9216e-07 | 0.019817 | 0.019817 | 0.019817 | 0.98544 | -0.27856 | 0.98557 | -0.27598 | 5.4442
107 | -0.014302 | -0.0035853 | 0.014303 | 0.0035855 | 4.7841e-07 | 2.7132e-07 | 0.021594 | 0.021594 | 0.021594 | 0.98557 | -0.27598 | 0.98561 | -0.27528 | 5.9324
108 | 0.019489 | 0.0048875 | -0.019488 | -0.0048867 | 1.3172e-06 | 7.9171e-07 | 0.029484 | 0.029484 | 0.029484 | 0.98364 | -0.31324 | 0.98357 | -0.31466 | 8.0999
109 | 0.0080791 | 0.0020239 | -0.008079 | -0.0020239 | 1.2227e-07 | 5.068e-08 | 0.012236 | 0.012236 | 0.012236 | 0.98245 | -0.33656 | 0.98243 | -0.33688 | 3.3616
110 | 0.0022137 | 0.00055403 | -0.0022135 | -0.00055458 | 2.3529e-07 | -5.557e-07 | 0.0033531 | 0.0033534 | 0.0033534 | 0.98229 | -0.33964 | 0.98218 | -0.34187 | 0.92126
111 | -0.0038035 | -0.00095246 | 0.0038035 | 0.00095246 | 6.0329e-09 | -2.2743e-09 | 0.0057614 | 0.0057614 | 0.0057614 | 0.98229 | -0.33964 | 0.98229 | -0.33961 | 1.5828
112 | 0.0012044 | 0.00030169 | -0.0012044 | -0.00030185 | 1.6709e-08 | -1.5867e-07 | 0.0018247 | 0.0018247 | 0.0018247 | 0.98218 | -0.34187 | 0.98216 | -0.34217 | 0.5013
113 | -0.0049674 | -0.0012442 | 0.004968 | 0.0012442 | 5.9367e-07 | 2.5945e-08 | 0.0075245 | 0.0075244 | 0.0075245 | 0.98229 | -0.33961 | 0.98242 | -0.3371 | 2.0672
114 | -0.0057285 | -0.0014348 | 0.0057285 | 0.0014348 | 1.9916e-08 | 3.813e-09 | 0.0086763 | 0.0086763 | 0.0086763 | 0.98242 | -0.3371 | 0.98242 | -0.33702 | 2.3836
115 | -0.0073177 | -0.0018331 | 0.0073178 | 0.0018331 | 5.1364e-08 | 1.8754e-08 | 0.011083 | 0.011083 | 0.011083 | 0.98242 | -0.33702 | 0.98243 | -0.33688 | 3.0449

## res_trafo
| p_hv_mw | q_hv_mvar | p_lv_mw | q_lv_mvar | pl_mw | ql_mvar | i_hv_ka | i_lv_ka | vm_hv_pu | va_hv_degree | vm_lv_pu | va_lv_degree | loading_percent
0 | -1.2729e-15 | -1.3162e-15 | 0.00165 | 1.2699e-07 | 0.00165 | 1.2699e-07 | 5.2857e-17 | 0.0023815 | 0.99998 | 149.9956 | 1 | 0 | 0.2619

## res_ext_grid
| p_mw | q_mvar
0 | 0.31912 | 0.081433

## res_load
| p_mw | q_mvar
0 | 0.0054681 | 0.0013704
1 | 0.0028851 | 0.00072307
2 | 0.0011378 | 0.00028517
3 | 0.00083242 | 0.00020862
4 | 0.011155 | 0.0027957
5 | 0.0059035 | 0.0014796
6 | 0.0017305 | 0.00043369
7 | 0.0015119 | 0.00037891
8 | 0.0012701 | 0.00031833
9 | 0.0081779 | 0.0020496
10 | 0.0021046 | 0.00052746
11 | 0.0033099 | 0.00082954
12 | 0.0044883 | 0.0011249
13 | 0.0076591 | 0.0019196
14 | 0.0015435 | 0.00038684
15 | 0.0030099 | 0.00075435
16 | 0.011493 | 0.0028804
17 | 0.012392 | 0.0031057
18 | 0.0052442 | 0.0013143
19 | 0.012391 | 0.0031054
20 | 0.012452 | 0.0031207
21 | 0.0067128 | 0.0016824
22 | 0.0034967 | 0.00087636
23 | 0.014463 | 0.0036247
24 | 0.0062344 | 0.0015625
25 | 0.0015148 | 0.00037965
26 | 0.00098266 | 0.00024628
27 | 0.0034137 | 0.00085556
28 | 0.0065022 | 0.0016296
29 | 0.0016053 | 0.00040232
30 | 0.0037007 | 0.00092747
31 | 0.0010473 | 0.00026247
32 | 0.0016583 | 0.00041562
33 | 0.0013574 | 0.00034019
34 | 0.0016915 | 0.00042392
35 | 0.0062563 | 0.001568
36 | 0.00684 | 0.0017143
37 | 0.0029467 | 0.00073851
38 | 0.0029467 | 0.00073851
39 | 0.0034285 | 0.00085927
40 | 0.0022629 | 0.00056714
41 | 0.0012739 | 0.00031926
42 | 0.001273 | 0.00031905
43 | 0.0036858 | 0.00092375
44 | 0.011572 | 0.0029002
45 | 0.0011004 | 0.0002758
46 | 0.018564 | 0.0046525
47 | 0.0031268 | 0.00078365
48 | 0.00092601 | 0.00023208
49 | 0.0028679 | 0.00071877
50 | 0.00075997 | 0.00019047
51 | 0.0012738 | 0.00031925
52 | 0.0019281 | 0.00048323
53 | 0.0029411 | 0.00073711
54 | 0.0065553 | 0.0016429
55 | 0.0093201 | 0.0023358
56 | 0.0022293 | 0.00055872
57 | 0.0010955 | 0.00027455
58 | 0.0018203 | 0.00045621
59 | 0.0021534 | 0.0005397
60 | 0.0039042 | 0.00097849
61 | 0.00095772 | 0.00024003
62 | 0.0010882 | 0.00027274
63 | 0.0064378 | 0.0016135
64 | 0.0024048 | 0.0006027
65 | 0.00063752 | 0.00015978
66 | 0.0013528 | 0.00033904
67 | 0.0017395 | 0.00043596
68 | 0.0013244 | 0.00033193
69 | 0.00098189 | 0.00024608
70 | 0.0025252 | 0.00063287
71 | 0.0012733 | 0.00031913
72 | 0.0012735 | 0.00031918
73 | 0.0014566 | 0.00036506
74 | 0.0012733 | 0.00031913
75 | 0.0012735 | 0.00031918
76 | 0.0011772 | 0.00029503
77 | 0.0012739 | 0.00031926
78 | 0.0012741 | 0.00031932
79 | 0.0011649 | 0.00029196
80 | 0.0015898 | 0.00039843
81 | 0.001009 | 0.00025289
82 | 0.0011639 | 0.00029171
83 | 0.0012044 | 0.00030185
84 | 0.00076046 | 0.00019059
85 | 0.0015892 | 0.0003983
86 | 0.0007612 | 0.00019077

## dtypes
| element | column | dtype
0 | bus | name | object
1 | bus | vn_kv | float64
2 | bus | type | object
3 | bus | zone | object
4 | bus | in_service | bool
5 | load | name | object
6 | load | bus | uint32
7 | load | p_mw | float64
8 | load | q_mvar | float64
9 | load | const_z_percent | float64
10 | load | const_i_percent | float64
11 | load | sn_mva | float64
12 | load | scaling | float64
13 | load | in_service | bool
14 | load | type | object
15 | ext_grid | name | object
16 | ext_grid | bus | uint32
17 | ext_grid | vm_pu | float64
18 | ext_grid | va_degree | float64
19 | ext_grid | slack_weight | float64
20 | ext_grid | in_service | bool
21 | line | name | object
22 | line | std_type | object
23 | line | from_bus | uint32
24 | line | to_bus | uint32
25 | line | length_km | float64
26 | line | r_ohm_per_km | float64
27 | line | x_ohm_per_km | float64
28 | line | c_nf_per_km | float64
29 | line | g_us_per_km | float64
30 | line | max_i_ka | float64
31 | line | df | float64
32 | line | parallel | uint32
33 | line | type | object
34 | line | in_service | bool
35 | trafo | name | object
36 | trafo | std_type | object
37 | trafo | hv_bus | uint32
38 | trafo | lv_bus | uint32
39 | trafo | sn_mva | float64
40 | trafo | vn_hv_kv | float64
41 | trafo | vn_lv_kv | float64
42 | trafo | vk_percent | float64
43 | trafo | vkr_percent | float64
44 | trafo | pfe_kw | float64
45 | trafo | i0_percent | float64
46 | trafo | shift_degree | float64
47 | trafo | tap_side | object
48 | trafo | tap_neutral | int32
49 | trafo | tap_min | int32
50 | trafo | tap_max | int32
51 | trafo | tap_step_percent | float64
52 | trafo | tap_step_degree | float64
53 | trafo | tap_pos | int32
54 | trafo | tap_phase_shifter | bool
55 | trafo | parallel | uint32
56 | trafo | df | float64
57 | trafo | in_service | bool
58 | line_geodata | coords | object
59 | bus_geodata | x | float64
60 | bus_geodata | y | float64
61 | bus_geodata | coords | object
62 | res_bus | vm_pu | float64
63 | res_bus | va_degree | float64
64 | res_bus | p_mw | float64
65 | res_bus | q_mvar | float64
66 | res_line | p_from_mw | float64
67 | res_line | q_from_mvar | float64
68 | res_line | p_to_mw | float64
69 | res_line | q_to_mvar | float64
70 | res_line | pl_mw | float64
71 | res_line | ql_mvar | float64
72 | res_line | i_from_ka | float64
73 | res_line | i_to_ka | float64
74 | res_line | i_ka | float64
75 | res_line | vm_from_pu | float64
76 | res_line | va_from_degree | float64
77 | res_line | vm_to_pu | float64
78 | res_line | va_to_degree | float64
79 | res_line | loading_percent | float64
80 | res_trafo | p_hv_mw | float64
81 | res_trafo | q_hv_mvar | float64
82 | res_trafo | p_lv_mw | float64
83 | res_trafo | q_lv_mvar | float64
84 | res_trafo | pl_mw | float64
85 | res_trafo | ql_mvar | float64
86 | res_trafo | i_hv_ka | float64
87 | res_trafo | i_lv_ka | float64
88 | res_trafo | vm_hv_pu | float64
89 | res_trafo | va_hv_degree | float64
90 | res_trafo | vm_lv_pu | float64
91 | res_trafo | va_lv_degree | float64
92 | res_trafo | loading_percent | float64
93 | res_ext_grid | p_mw | float64
94 | res_ext_grid | q_mvar | float64
95 | res_load | p_mw | float64
96 | res_load | q_mvar | float64

## parameters
| version | format_version | converged | OPF_converged | name | f_hz | sn_mva
0 | 2.14.6 | 2.14.0 | TRUE | FALSE |  | 50 | 1