## bus
| name | vn_kv | type | zone | in_service
0 | bus_LV_139-2_0_6_node_0 | 0.4 | n |  | TRUE
1 | bus_LV_139-2_0_6_node_2 | 0.4 | n |  | TRUE
2 | bus_LV_139-2_0_6_node_7 | 0.4 | n |  | TRUE
3 | bus_LV_139-2_0_6_node_4 | 0.4 | n |  | TRUE
4 | bus_LV_139-2_0_6_node_11 | 0.4 | n |  | TRUE
5 | bus_LV_139-2_0_6_node_10 | 0.4 | n |  | TRUE
6 | bus_LV_139-2_0_6_node_5 | 0.4 | n |  | TRUE
7 | bus_LV_139-2_0_6_node_158 | 0.4 | n |  | TRUE
8 | bus_LV_139-2_0_6_node_6 | 0.4 | n |  | TRUE
9 | bus_LV_139-2_0_6_node_79 | 0.4 | n |  | TRUE
10 | bus_LV_139-2_0_6_node_19 | 0.4 | n |  | TRUE
11 | bus_LV_139-2_0_6_node_20 | 0.4 | n |  | TRUE
12 | bus_LV_139-2_0_6_node_12 | 0.4 | n |  | TRUE
13 | bus_LV_139-2_0_6_node_9 | 0.4 | n |  | TRUE
14 | bus_LV_139-2_0_6_node_86 | 0.4 | n |  | TRUE
15 | bus_LV_139-2_0_6_node_76 | 0.4 | n |  | TRUE
16 | bus_LV_139-2_0_6_node_77 | 0.4 | n |  | TRUE
17 | bus_LV_139-2_0_6_node_8 | 0.4 | n |  | TRUE
18 | bus_LV_139-2_0_6_node_14 | 0.4 | n |  | TRUE
19 | bus_LV_139-2_0_6_node_159 | 0.4 | n |  | TRUE
20 | bus_LV_139-2_0_6_node_13 | 0.4 | n |  | TRUE
21 | bus_LV_139-2_0_6_node_15 | 0.4 | n |  | TRUE
22 | bus_LV_139-2_0_6_node_16 | 0.4 | n |  | TRUE
23 | bus_LV_139-2_0_6_node_18 | 0.4 | n |  | TRUE
24 | bus_LV_139-2_0_6_node_51 | 0.4 | n |  | TRUE
25 | bus_LV_139-2_0_6_node_50 | 0.4 | n |  | TRUE
26 | bus_LV_139-2_0_6_node_34 | 0.4 | n |  | TRUE
27 | bus_LV_139-2_0_6_node_49 | 0.4 | n |  | TRUE
28 | bus_LV_139-2_0_6_node_67 | 0.4 | n |  | TRUE
29 | bus_LV_139-2_0_6_node_27 | 0.4 | n |  | TRUE
30 | bus_LV_139-2_0_6_node_25 | 0.4 | n |  | TRUE
31 | bus_LV_139-2_0_6_node_37 | 0.4 | n |  | TRUE
32 | bus_LV_139-2_0_6_node_21 | 0.4 | n |  | TRUE
33 | bus_LV_139-2_0_6_node_22 | 0.4 | n |  | TRUE
34 | bus_LV_139-2_0_6_node_48 | 0.4 | n |  | TRUE
35 | bus_LV_139-2_0_6_node_155 | 0.4 | n |  | TRUE
36 | bus_LV_139-2_0_6_node_33 | 0.4 | n |  | TRUE
37 | bus_LV_139-2_0_6_node_156 | 0.4 | n |  | TRUE
38 | bus_LV_139-2_0_6_node_23 | 0.4 | n |  | TRUE
39 | bus_LV_139-2_0_6_node_24 | 0.4 | n |  | TRUE
40 | bus_LV_139-2_0_6_node_26 | 0.4 | n |  | TRUE
41 | bus_LV_139-2_0_6_node_38 | 0.4 | n |  | TRUE
42 | bus_LV_139-2_0_6_node_44 | 0.4 | n |  | TRUE
43 | bus_LV_139-2_0_6_node_28 | 0.4 | n |  | TRUE
44 | bus_LV_139-2_0_6_node_29 | 0.4 | n |  | TRUE
45 | bus_LV_139-2_0_6_node_30 | 0.4 | n |  | TRUE
46 | bus_LV_139-2_0_6_node_31 | 0.4 | n |  | TRUE
47 | bus_LV_139-2_0_6_node_32 | 0.4 | n |  | TRUE
48 | bus_LV_139-2_0_6_node_35 | 0.4 | n |  | TRUE
49 | bus_LV_139-2_0_6_node_46 | 0.4 | n |  | TRUE
50 | bus_LV_139-2_0_6_node_36 | 0.4 | n |  | TRUE
51 | bus_LV_139-2_0_6_node_68 | 0.4 | n |  | TRUE
52 | bus_LV_139-2_0_6_node_42 | 0.4 | n |  | TRUE
53 | bus_LV_139-2_0_6_node_69 | 0.4 | n |  | TRUE
54 | bus_LV_139-2_0_6_node_45 | 0.4 | n |  | TRUE
55 | bus_LV_139-2_0_6_node_39 | 0.4 | n |  | TRUE
56 | bus_LV_139-2_0_6_node_40 | 0.4 | n |  | TRUE
57 | bus_LV_139-2_0_6_node_41 | 0.4 | n |  | TRUE
58 | bus_LV_139-2_0_6_node_43 | 0.4 | n |  | TRUE
59 | bus_LV_139-2_0_6_node_70 | 0.4 | n |  | TRUE
60 | bus_LV_139-2_0_6_node_108 | 0.4 | n |  | TRUE
61 | bus_LV_139-2_0_6_node_47 | 0.4 | n |  | TRUE
62 | bus_LV_139-2_0_6_node_61 | 0.4 | n |  | TRUE
63 | bus_LV_139-2_0_6_node_121 | 0.4 | n |  | TRUE
64 | bus_LV_139-2_0_6_node_124 | 0.4 | n |  | TRUE
65 | bus_LV_139-2_0_6_node_55 | 0.4 | n |  | TRUE
66 | bus_LV_139-2_0_6_node_52 | 0.4 | n |  | TRUE
67 | bus_LV_139-2_0_6_node_53 | 0.4 | n |  | TRUE
68 | bus_LV_139-2_0_6_node_56 | 0.4 | n |  | TRUE
69 | bus_LV_139-2_0_6_node_66 | 0.4 | n |  | TRUE
70 | bus_LV_139-2_0_6_node_63 | 0.4 | n |  | TRUE
71 | bus_LV_139-2_0_6_node_99 | 0.4 | n |  | TRUE
72 | bus_LV_139-2_0_6_node_109 | 0.4 | n |  | TRUE
73 | bus_LV_139-2_0_6_node_100 | 0.4 | n |  | TRUE
74 | bus_LV_139-2_0_6_node_101 | 0.4 | n |  | TRUE
75 | bus_LV_139-2_0_6_node_102 | 0.4 | n |  | TRUE
76 | bus_LV_139-2_0_6_node_145 | 0.4 | n |  | TRUE
77 | bus_LV_139-2_0_6_node_137 | 0.4 | n |  | TRUE
78 | bus_LV_139-2_0_6_node_65 | 0.4 | n |  | TRUE
79 | bus_LV_139-2_0_6_node_62 | 0.4 | n |  | TRUE
80 | bus_LV_139-2_0_6_node_58 | 0.4 | n |  | TRUE
81 | bus_LV_139-2_0_6_node_59 | 0.4 | n |  | TRUE
82 | bus_LV_139-2_0_6_node_60 | 0.4 | n |  | TRUE
83 | bus_LV_139-2_0_6_node_64 | 0.4 | n |  | TRUE
84 | bus_LV_139-2_0_6_node_94 | 0.4 | n |  | TRUE
85 | bus_LV_139-2_0_6_node_74 | 0.4 | n |  | TRUE
86 | bus_LV_139-2_0_6_node_78 | 0.4 | n |  | TRUE
87 | bus_LV_139-2_0_6_node_97 | 0.4 | n |  | TRUE
88 | bus_LV_139-2_0_6_node_71 | 0.4 | n |  | TRUE
89 | bus_LV_139-2_0_6_node_72 | 0.4 | n |  | TRUE
90 | bus_LV_139-2_0_6_node_73 | 0.4 | n |  | TRUE
91 | bus_LV_139-2_0_6_node_75 | 0.4 | n |  | TRUE
92 | bus_LV_139-2_0_6_node_110 | 0.4 | n |  | TRUE
93 | bus_LV_139-2_0_6_node_111 | 0.4 | n |  | TRUE
94 | bus_LV_139-2_0_6_node_98 | 0.4 | n |  | TRUE
95 | bus_LV_139-2_0_6_node_87 | 0.4 | n |  | TRUE
96 | bus_LV_139-2_0_6_node_88 | 0.4 | n |  | TRUE
97 | bus_LV_139-2_0_6_node_95 | 0.4 | n |  | TRUE
98 | bus_LV_139-2_0_6_node_96 | 0.4 | n |  | TRUE
99 | bus_LV_139-2_0_6_node_157 | 0.4 | n |  | TRUE
100 | bus_LV_139-2_0_6_node_107 | 0.4 | n |  | TRUE
101 | bus_LV_139-2_0_6_node_81 | 0.4 | n |  | TRUE
102 | bus_LV_139-2_0_6_node_82 | 0.4 | n |  | TRUE
103 | bus_LV_139-2_0_6_node_83 | 0.4 | n |  | TRUE
104 | bus_LV_139-2_0_6_node_84 | 0.4 | n |  | TRUE
105 | bus_LV_139-2_0_6_node_85 | 0.4 | n |  | TRUE
106 | bus_LV_139-2_0_6_node_91 | 0.4 | n |  | TRUE
107 | bus_LV_139-2_0_6_node_93 | 0.4 | n |  | TRUE
108 | bus_LV_139-2_0_6_node_89 | 0.4 | n |  | TRUE
109 | bus_LV_139-2_0_6_node_129 | 0.4 | n |  | TRUE
110 | bus_LV_139-2_0_6_node_90 | 0.4 | n |  | TRUE
111 | bus_LV_139-2_0_6_node_92 | 0.4 | n |  | TRUE
112 | bus_LV_139-2_0_6_node_115 | 0.4 | n |  | TRUE
113 | bus_LV_139-2_0_6_node_128 | 0.4 | n |  | TRUE
114 | bus_LV_139-2_0_6_node_116 | 0.4 | n |  | TRUE
115 | bus_LV_139-2_0_6_node_127 | 0.4 | n |  | TRUE
116 | bus_LV_139-2_0_6_node_118 | 0.4 | n |  | TRUE
117 | bus_LV_139-2_0_6_node_144 | 0.4 | n |  | TRUE
118 | bus_LV_139-2_0_6_node_131 | 0.4 | n |  | TRUE
119 | bus_LV_139-2_0_6_node_141 | 0.4 | n |  | TRUE
120 | bus_LV_139-2_0_6_node_130 | 0.4 | n |  | TRUE
121 | bus_LV_139-2_0_6_node_103 | 0.4 | n |  | TRUE
122 | bus_LV_139-2_0_6_node_104 | 0.4 | n |  | TRUE
123 | bus_LV_139-2_0_6_node_105 | 0.4 | n |  | TRUE
124 | bus_LV_139-2_0_6_node_106 | 0.4 | n |  | TRUE
125 | bus_LV_139-2_0_6_node_117 | 0.4 | n |  | TRUE
126 | bus_LV_139-2_0_6_node_120 | 0.4 | n |  | TRUE
127 | bus_LV_139-2_0_6_node_123 | 0.4 | n |  | TRUE
128 | bus_LV_139-2_0_6_node_112 | 0.4 | n |  | TRUE
129 | bus_LV_139-2_0_6_node_113 | 0.4 | n |  | TRUE
130 | bus_LV_139-2_0_6_node_114 | 0.4 | n |  | TRUE
131 | bus_LV_139-2_0_6_node_119 | 0.4 | n |  | TRUE
132 | bus_LV_139-2_0_6_node_147 | 0.4 | n |  | TRUE
133 | bus_LV_139-2_0_6_node_146 | 0.4 | n |  | TRUE
134 | bus_LV_139-2_0_6_node_135 | 0.4 | n |  | TRUE
135 | bus_LV_139-2_0_6_node_122 | 0.4 | n |  | TRUE
136 | bus_LV_139-2_0_6_node_138 | 0.4 | n |  | TRUE
137 | bus_LV_139-2_0_6_node_139 | 0.4 | n |  | TRUE
138 | bus_LV_139-2_0_6_node_125 | 0.4 | n |  | TRUE
139 | bus_LV_139-2_0_6_node_126 | 0.4 | n |  | TRUE
140 | bus_LV_139-2_0_6_node_142 | 0.4 | n |  | TRUE
141 | bus_LV_139-2_0_6_node_132 | 0.4 | n |  | TRUE
142 | bus_LV_139-2_0_6_node_134 | 0.4 | n |  | TRUE
143 | bus_LV_139-2_0_6_node_133 | 0.4 | n |  | TRUE
144 | bus_LV_139-2_0_6_node_136 | 0.4 | n |  | TRUE
145 | bus_LV_139-2_0_6_node_143 | 0.4 | n |  | TRUE
146 | bus_LV_139-2_0_6_node_140 | 0.4 | n |  | TRUE
147 | bus_LV_139-2_0_6_node_148 | 0.4 | n |  | TRUE
148 | bus_LV_139-2_0_6_node_149 | 0.4 | n |  | TRUE
149 | bus_LV_139-2_0_6_node_150 | 0.4 | n |  | TRUE
150 | bus_LV_139-2_0_6_node_151 | 0.4 | n |  | TRUE
151 | bus_LV_139-2_0_6_node_152 | 0.4 | n |  | TRUE
152 | bus_LV_139-2_0_6_node_153 | 0.4 | n |  | TRUE
153 | bus_LV_139-2_0_6_node_154 | 0.4 | n |  | TRUE
154 | bus_MV_491_0_node_32 | 20 | n |  | TRUE

## load
| name | bus | p_mw | q_mvar | const_z_percent | const_i_percent | sn_mva | scaling | in_service | type
0 | LV_139-2_0_6_load_0 | 0 | 6.212e-05 | 1.5569e-05 | 0 | 0 |  | 1 | TRUE | wye
1 | LV_139-2_0_6_load_7 | 2 | 0.00012454 | 3.1213e-05 | 0 | 0 |  | 1 | TRUE | wye
2 | LV_139-2_0_6_load_10 | 5 | 5.7089e-05 | 1.4308e-05 | 0 | 0 |  | 1 | TRUE | wye
3 | LV_139-2_0_6_load_158 | 7 | 0.048345 | 0.012116 | 0 | 0 |  | 1 | TRUE | wye
4 | LV_139-2_0_6_load_79 | 9 | 0.003222 | 0.00080751 | 0 | 0 |  | 1 | TRUE | wye
5 | LV_139-2_0_6_load_19 | 10 | 0.0034369 | 0.00086136 | 0 | 0 |  | 1 | TRUE | wye
6 | LV_139-2_0_6_load_12 | 12 | 0.0001155 | 2.8947e-05 | 0 | 0 |  | 1 | TRUE | wye
7 | LV_139-2_0_6_load_9 | 13 | 0.00010082 | 2.5267e-05 | 0 | 0 |  | 1 | TRUE | wye
8 | LV_139-2_0_6_load_86 | 14 | 0.0031547 | 0.00079064 | 0 | 0 |  | 1 | TRUE | wye
9 | LV_139-2_0_6_load_76 | 15 | 0.0077024 | 0.0019304 | 0 | 0 |  | 1 | TRUE | wye
10 | LV_139-2_0_6_load_77 | 16 | 0.0024295 | 0.0006089 | 0 | 0 |  | 1 | TRUE | wye
11 | LV_139-2_0_6_load_8 | 17 | 0.00012154 | 3.0462e-05 | 0 | 0 |  | 1 | TRUE | wye
12 | LV_139-2_0_6_load_159 | 19 | 0.00022794 | 5.7127e-05 | 0 | 0 |  | 1 | TRUE | wye
13 | LV_139-2_0_6_load_15 | 21 | 0.0038043 | 0.00095346 | 0 | 0 |  | 1 | TRUE | wye
14 | LV_139-2_0_6_load_51 | 24 | 0.0063967 | 0.0016032 | 0 | 0 |  | 1 | TRUE | wye
15 | LV_139-2_0_6_load_50 | 25 | 0.0031603 | 0.00079204 | 0 | 0 |  | 1 | TRUE | wye
16 | LV_139-2_0_6_load_34 | 26 | 0.0044327 | 0.0011109 | 0 | 0 |  | 1 | TRUE | wye
17 | LV_139-2_0_6_load_67 | 28 | 0.0027803 | 0.0006968 | 0 | 0 |  | 1 | TRUE | wye
18 | LV_139-2_0_6_load_25 | 30 | 0.003492 | 0.00087517 | 0 | 0 |  | 1 | TRUE | wye
19 | LV_139-2_0_6_load_37 | 31 | 0.0029896 | 0.00074927 | 0 | 0 |  | 1 | TRUE | wye
20 | LV_139-2_0_6_load_21 | 32 | 0.0022727 | 0.0005696 | 0 | 0 |  | 1 | TRUE | wye
21 | LV_139-2_0_6_load_22 | 33 | 0.0022782 | 0.00057097 | 0 | 0 |  | 1 | TRUE | wye
22 | LV_139-2_0_6_load_48 | 34 | 0.0044961 | 0.0011268 | 0 | 0 |  | 1 | TRUE | wye
23 | LV_139-2_0_6_load_155 | 35 | 0.0023107 | 0.00057911 | 0 | 0 |  | 1 | TRUE | wye
24 | LV_139-2_0_6_load_33 | 36 | 0.0025568 | 0.00064079 | 0 | 0 |  | 1 | TRUE | wye
25 | LV_139-2_0_6_load_156 | 37 | 0.0020068 | 0.00050295 | 0 | 0 |  | 1 | TRUE | wye
26 | LV_139-2_0_6_load_23 | 38 | 0.0031513 | 0.00078978 | 0 | 0 |  | 1 | TRUE | wye
27 | LV_139-2_0_6_load_24 | 39 | 0.0032483 | 0.0008141 | 0 | 0 |  | 1 | TRUE | wye
28 | LV_139-2_0_6_load_26 | 40 | 0.0040329 | 0.0010107 | 0 | 0 |  | 1 | TRUE | wye
29 | LV_139-2_0_6_load_38 | 41 | 0.0051763 | 0.0012973 | 0 | 0 |  | 1 | TRUE | wye
30 | LV_139-2_0_6_load_44 | 42 | 0.0030168 | 0.00075607 | 0 | 0 |  | 1 | TRUE | wye
31 | LV_139-2_0_6_load_28 | 43 | 0.0053823 | 0.0013489 | 0 | 0 |  | 1 | TRUE | wye
32 | LV_139-2_0_6_load_29 | 44 | 0.0049077 | 0.00123 | 0 | 0 |  | 1 | TRUE | wye
33 | LV_139-2_0_6_load_31 | 46 | 0.0042619 | 0.0010681 | 0 | 0 |  | 1 | TRUE | wye
34 | LV_139-2_0_6_load_32 | 47 | 0.0037353 | 0.00093615 | 0 | 0 |  | 1 | TRUE | wye
35 | LV_139-2_0_6_load_35 | 48 | 0.0066697 | 0.0016716 | 0 | 0 |  | 1 | TRUE | wye
36 | LV_139-2_0_6_load_36 | 50 | 0.0048704 | 0.0012206 | 0 | 0 |  | 1 | TRUE | wye
37 | LV_139-2_0_6_load_68 | 51 | 0.0030763 | 0.00077101 | 0 | 0 |  | 1 | TRUE | wye
38 | LV_139-2_0_6_load_69 | 53 | 0.0036288 | 0.00090947 | 0 | 0 |  | 1 | TRUE | wye
39 | LV_139-2_0_6_load_39 | 55 | 0.005342 | 0.0013388 | 0 | 0 |  | 1 | TRUE | wye
40 | LV_139-2_0_6_load_40 | 56 | 0.001631 | 0.00040876 | 0 | 0 |  | 1 | TRUE | wye
41 | LV_139-2_0_6_load_41 | 57 | 0.0019808 | 0.00049644 | 0 | 0 |  | 1 | TRUE | wye
42 | LV_139-2_0_6_load_43 | 58 | 0.0027412 | 0.00068701 | 0 | 0 |  | 1 | TRUE | wye
43 | LV_139-2_0_6_load_47 | 61 | 0.0038466 | 0.00096404 | 0 | 0 |  | 1 | TRUE | wye
44 | LV_139-2_0_6_load_61 | 62 | 0.0042975 | 0.0010771 | 0 | 0 |  | 1 | TRUE | wye
45 | LV_139-2_0_6_load_121 | 63 | 0.0040135 | 0.0010059 | 0 | 0 |  | 1 | TRUE | wye
46 | LV_139-2_0_6_load_124 | 64 | 0.0021364 | 0.00053543 | 0 | 0 |  | 1 | TRUE | wye
47 | LV_139-2_0_6_load_52 | 66 | 0.0057466 | 0.0014402 | 0 | 0 |  | 1 | TRUE | wye
48 | LV_139-2_0_6_load_56 | 68 | 0.0032482 | 0.00081408 | 0 | 0 |  | 1 | TRUE | wye
49 | LV_139-2_0_6_load_66 | 69 | 0.0060642 | 0.0015198 | 0 | 0 |  | 1 | TRUE | wye
50 | LV_139-2_0_6_load_63 | 70 | 0.0072462 | 0.0018161 | 0 | 0 |  | 1 | TRUE | wye
51 | LV_139-2_0_6_load_99 | 71 | 0.006857 | 0.0017185 | 0 | 0 |  | 1 | TRUE | wye
52 | LV_139-2_0_6_load_109 | 72 | 0.011666 | 0.0029237 | 0 | 0 |  | 1 | TRUE | wye
53 | LV_139-2_0_6_load_145 | 76 | 0.0057429 | 0.0014393 | 0 | 0 |  | 1 | TRUE | wye
54 | LV_139-2_0_6_load_137 | 77 | 0.008599 | 0.0021551 | 0 | 0 |  | 1 | TRUE | wye
55 | LV_139-2_0_6_load_65 | 78 | 0.0058239 | 0.0014596 | 0 | 0 |  | 1 | TRUE | wye
56 | LV_139-2_0_6_load_62 | 79 | 0.0055789 | 0.0013982 | 0 | 0 |  | 1 | TRUE | wye
57 | LV_139-2_0_6_load_58 | 80 | 0.0036869 | 0.00092402 | 0 | 0 |  | 1 | TRUE | wye
58 | LV_139-2_0_6_load_59 | 81 | 0.0042653 | 0.001069 | 0 | 0 |  | 1 | TRUE | wye
59 | LV_139-2_0_6_load_64 | 83 | 0.0013568 | 0.00034006 | 0 | 0 |  | 1 | TRUE | wye
60 | LV_139-2_0_6_load_94 | 84 | 0.00261 | 0.00065413 | 0 | 0 |  | 1 | TRUE | wye
61 | LV_139-2_0_6_load_74 | 85 | 0.0032858 | 0.00082349 | 0 | 0 |  | 1 | TRUE | wye
62 | LV_139-2_0_6_load_97 | 87 | 0.0093967 | 0.002355 | 0 | 0 |  | 1 | TRUE | wye
63 | LV_139-2_0_6_load_71 | 88 | 0.0029043 | 0.00072789 | 0 | 0 |  | 1 | TRUE | wye
64 | LV_139-2_0_6_load_72 | 89 | 0.0030247 | 0.00075806 | 0 | 0 |  | 1 | TRUE | wye
65 | LV_139-2_0_6_load_73 | 90 | 0.0027517 | 0.00068965 | 0 | 0 |  | 1 | TRUE | wye
66 | LV_139-2_0_6_load_75 | 91 | 0.0023553 | 0.0005903 | 0 | 0 |  | 1 | TRUE | wye
67 | LV_139-2_0_6_load_110 | 92 | 0.0020946 | 0.00052494 | 0 | 0 |  | 1 | TRUE | wye
68 | LV_139-2_0_6_load_98 | 94 | 0.0058901 | 0.0014762 | 0 | 0 |  | 1 | TRUE | wye
69 | LV_139-2_0_6_load_87 | 95 | 0.0030196 | 0.00075679 | 0 | 0 |  | 1 | TRUE | wye
70 | LV_139-2_0_6_load_95 | 97 | 0.0059346 | 0.0014874 | 0 | 0 |  | 1 | TRUE | wye
71 | LV_139-2_0_6_load_96 | 98 | 0.0032237 | 0.00080794 | 0 | 0 |  | 1 | TRUE | wye
72 | LV_139-2_0_6_load_157 | 99 | 0.0025594 | 0.00064145 | 0 | 0 |  | 1 | TRUE | wye
73 | LV_139-2_0_6_load_81 | 101 | 0.003515 | 0.00088094 | 0 | 0 |  | 1 | TRUE | wye
74 | LV_139-2_0_6_load_82 | 102 | 0.0054646 | 0.0013696 | 0 | 0 |  | 1 | TRUE | wye
75 | LV_139-2_0_6_load_83 | 103 | 0.0051995 | 0.0013031 | 0 | 0 |  | 1 | TRUE | wye
76 | LV_139-2_0_6_load_84 | 104 | 0.0080209 | 0.0020102 | 0 | 0 |  | 1 | TRUE | wye
77 | LV_139-2_0_6_load_85 | 105 | 0.00298 | 0.00074685 | 0 | 0 |  | 1 | TRUE | wye
78 | LV_139-2_0_6_load_93 | 107 | 0.003303 | 0.00082782 | 0 | 0 |  | 1 | TRUE | wye
79 | LV_139-2_0_6_load_89 | 108 | 0.0036333 | 0.00091059 | 0 | 0 |  | 1 | TRUE | wye
80 | LV_139-2_0_6_load_129 | 109 | 0.0015769 | 0.00039522 | 0 | 0 |  | 1 | TRUE | wye
81 | LV_139-2_0_6_load_90 | 110 | 0.0037503 | 0.00093991 | 0 | 0 |  | 1 | TRUE | wye
82 | LV_139-2_0_6_load_92 | 111 | 0.0033753 | 0.00084593 | 0 | 0 |  | 1 | TRUE | wye
83 | LV_139-2_0_6_load_128 | 113 | 0.0059101 | 0.0014812 | 0 | 0 |  | 1 | TRUE | wye
84 | LV_139-2_0_6_load_116 | 114 | 0.0034935 | 0.00087554 | 0 | 0 |  | 1 | TRUE | wye
85 | LV_139-2_0_6_load_127 | 115 | 0.0052737 | 0.0013217 | 0 | 0 |  | 1 | TRUE | wye
86 | LV_139-2_0_6_load_118 | 116 | 0.001707 | 0.00042782 | 0 | 0 |  | 1 | TRUE | wye
87 | LV_139-2_0_6_load_144 | 117 | 0.0040714 | 0.0010204 | 0 | 0 |  | 1 | TRUE | wye
88 | LV_139-2_0_6_load_141 | 119 | 0.0096493 | 0.0024184 | 0 | 0 |  | 1 | TRUE | wye
89 | LV_139-2_0_6_load_130 | 120 | 0.0072694 | 0.0018219 | 0 | 0 |  | 1 | TRUE | wye
90 | LV_139-2_0_6_load_103 | 121 | 0.0062854 | 0.0015753 | 0 | 0 |  | 1 | TRUE | wye
91 | LV_139-2_0_6_load_104 | 122 | 0.0020016 | 0.00050166 | 0 | 0 |  | 1 | TRUE | wye
92 | LV_139-2_0_6_load_106 | 124 | 0.0030509 | 0.00076463 | 0 | 0 |  | 1 | TRUE | wye
93 | LV_139-2_0_6_load_117 | 125 | 0.0018427 | 0.00046182 | 0 | 0 |  | 1 | TRUE | wye
94 | LV_139-2_0_6_load_123 | 127 | 0.0074946 | 0.0018783 | 0 | 0 |  | 1 | TRUE | wye
95 | LV_139-2_0_6_load_112 | 128 | 0.0025563 | 0.00064067 | 0 | 0 |  | 1 | TRUE | wye
96 | LV_139-2_0_6_load_113 | 129 | 0.0027366 | 0.00068586 | 0 | 0 |  | 1 | TRUE | wye
97 | LV_139-2_0_6_load_114 | 130 | 0.0029687 | 0.00074402 | 0 | 0 |  | 1 | TRUE | wye
98 | LV_139-2_0_6_load_119 | 131 | 0.0018669 | 0.00046789 | 0 | 0 |  | 1 | TRUE | wye
99 | LV_139-2_0_6_load_147 | 132 | 0.0028314 | 0.0007096 | 0 | 0 |  | 1 | TRUE | wye
100 | LV_139-2_0_6_load_146 | 133 | 0.0032009 | 0.00080222 | 0 | 0 |  | 1 | TRUE | wye
101 | LV_139-2_0_6_load_135 | 134 | 0.0028604 | 0.0007169 | 0 | 0 |  | 1 | TRUE | wye
102 | LV_139-2_0_6_load_122 | 135 | 0.0035103 | 0.00087978 | 0 | 0 |  | 1 | TRUE | wye
103 | LV_139-2_0_6_load_138 | 136 | 0.002476 | 0.00062055 | 0 | 0 |  | 1 | TRUE | wye
104 | LV_139-2_0_6_load_139 | 137 | 0.0026858 | 0.00067313 | 0 | 0 |  | 1 | TRUE | wye
105 | LV_139-2_0_6_load_125 | 138 | 0.0024768 | 0.00062075 | 0 | 0 |  | 1 | TRUE | wye
106 | LV_139-2_0_6_load_126 | 139 | 0.0040077 | 0.0010044 | 0 | 0 |  | 1 | TRUE | wye
107 | LV_139-2_0_6_load_142 | 140 | 0.0040596 | 0.0010174 | 0 | 0 |  | 1 | TRUE | wye
108 | LV_139-2_0_6_load_132 | 141 | 0.0035488 | 0.00088942 | 0 | 0 |  | 1 | TRUE | wye
109 | LV_139-2_0_6_load_134 | 142 | 0.0027463 | 0.00068829 | 0 | 0 |  | 1 | TRUE | wye
110 | LV_139-2_0_6_load_133 | 143 | 0.0076163 | 0.0019088 | 0 | 0 |  | 1 | TRUE | wye
111 | LV_139-2_0_6_load_136 | 144 | 0.0047621 | 0.0011935 | 0 | 0 |  | 1 | TRUE | wye
112 | LV_139-2_0_6_load_143 | 145 | 0.0034645 | 0.00086827 | 0 | 0 |  | 1 | TRUE | wye
113 | LV_139-2_0_6_load_140 | 146 | 0.001646 | 0.00041252 | 0 | 0 |  | 1 | TRUE | wye
114 | LV_139-2_0_6_load_148 | 147 | 0.0082675 | 0.002072 | 0 | 0 |  | 1 | TRUE | wye
115 | LV_139-2_0_6_load_149 | 148 | 0.0021287 | 0.0005335 | 0 | 0 |  | 1 | TRUE | wye
116 | LV_139-2_0_6_load_150 | 149 | 0.0026356 | 0.00066054 | 0 | 0 |  | 1 | TRUE | wye
117 | LV_139-2_0_6_load_151 | 150 | 0.0016768 | 0.00042024 | 0 | 0 |  | 1 | TRUE | wye
118 | LV_139-2_0_6_load_152 | 151 | 0.0017469 | 0.00043783 | 0 | 0 |  | 1 | TRUE | wye
119 | LV_139-2_0_6_load_153 | 152 | 0.0022893 | 0.00057376 | 0 | 0 |  | 1 | TRUE | wye
120 | LV_139-2_0_6_load_154 | 153 | 0.0025189 | 0.0006313 | 0 | 0 |  | 1 | TRUE | wye

## ext_grid
| name | bus | vm_pu | va_degree | slack_weight | in_service
0 |  | 64 | 1 | 0 | 1 | TRUE

## line
| name | std_type | from_bus | to_bus | length_km | r_ohm_per_km | x_ohm_per_km | c_nf_per_km | g_us_per_km | max_i_ka | df | parallel | type | in_service
0 | LV_139-2_0_6_line_0 |  | 0 | 1 | 0.00076668 | 0.125 | 0.08 | 261 | 0 | 0.364 | 1 | 1 | cs | TRUE
1 | LV_139-2_0_6_line_1 |  | 1 | 2 | 0.013123 | 0.125 | 0.08 | 261 | 0 | 0.364 | 1 | 1 | cs | TRUE
2 | LV_139-2_0_6_line_2 |  | 1 | 3 | 0.079203 | 0.125 | 0.08 | 261 | 0 | 0.364 | 1 | 1 | cs | TRUE
3 | LV_139-2_0_6_line_3 |  | 3 | 4 | 0.024164 | 0.125 | 0.08 | 261 | 0 | 0.364 | 1 | 1 | cs | TRUE
4 | LV_139-2_0_6_line_4 |  | 3 | 5 | 0.016591 | 0.125 | 0.08 | 261 | 0 | 0.364 | 1 | 1 | cs | TRUE
5 | LV_139-2_0_6_line_5 |  | 4 | 12 | 0.018234 | 0.125 | 0.08 | 261 | 0 | 0.364 | 1 | 1 | cs | TRUE
6 | LV_139-2_0_6_line_6 |  | 4 | 6 | 0.16218 | 0.125 | 0.08 | 261 | 0 | 0.364 | 1 | 1 | cs | TRUE
7 | LV_139-2_0_6_line_7 |  | 5 | 13 | 0.0052543 | 0.125 | 0.08 | 261 | 0 | 0.364 | 1 | 1 | cs | TRUE
8 | LV_139-2_0_6_line_8 |  | 6 | 7 | 0.047003 | 0.125 | 0.08 | 261 | 0 | 0.364 | 1 | 1 | cs | TRUE
9 | LV_139-2_0_6_line_9 |  | 6 | 8 | 0.00776 | 0.125 | 0.08 | 261 | 0 | 0.364 | 1 | 1 | cs | TRUE
10 | LV_139-2_0_6_line_10 |  | 8 | 9 | 0.015045 | 0.125 | 0.08 | 261 | 0 | 0.364 | 1 | 1 | cs | TRUE
11 | LV_139-2_0_6_line_11 |  | 9 | 14 | 0.026201 | 0.125 | 0.08 | 261 | 0 | 0.364 | 1 | 1 | cs | TRUE
12 | LV_139-2_0_6_line_12 |  | 10 | 11 | 0.056083 | 0.125 | 0.08 | 261 | 0 | 0.364 | 1 | 1 | cs | TRUE
13 | LV_139-2_0_6_line_13 |  | 11 | 32 | 0.0063533 | 0.125 | 0.08 | 261 | 0 | 0.364 | 1 | 1 | cs | TRUE
14 | LV_139-2_0_6_line_14 |  | 11 | 33 | 0.0046782 | 0.125 | 0.08 | 261 | 0 | 0.364 | 1 | 1 | cs | TRUE
15 | LV_139-2_0_6_line_15 |  | 12 | 20 | 0.033888 | 0.125 | 0.08 | 261 | 0 | 0.364 | 1 | 1 | cs | TRUE
16 | LV_139-2_0_6_line_16 |  | 13 | 17 | 0.010853 | 0.125 | 0.08 | 261 | 0 | 0.364 | 1 | 1 | cs | TRUE
17 | LV_139-2_0_6_line_17 |  | 14 | 95 | 0.033954 | 0.125 | 0.08 | 261 | 0 | 0.364 | 1 | 1 | cs | TRUE
18 | LV_139-2_0_6_line_18 |  | 15 | 16 | 0.021823 | 0.125 | 0.08 | 261 | 0 | 0.364 | 1 | 1 | cs | TRUE
19 | LV_139-2_0_6_line_19 |  | 16 | 86 | 0.013372 | 0.125 | 0.08 | 261 | 0 | 0.364 | 1 | 1 | cs | TRUE
20 | LV_139-2_0_6_line_20 |  | 18 | 19 | 0.040339 | 0.125 | 0.08 | 261 | 0 | 0.364 | 1 | 1 | cs | TRUE
21 | LV_139-2_0_6_line_21 |  | 18 | 20 | 0.010455 | 0.125 | 0.08 | 261 | 0 | 0.364 | 1 | 1 | cs | TRUE
22 | LV_139-2_0_6_line_22 |  | 21 | 22 | 0.0099173 | 0.125 | 0.08 | 261 | 0 | 0.364 | 1 | 1 | cs | TRUE
23 | LV_139-2_0_6_line_23 |  | 22 | 23 | 0.0124 | 0.125 | 0.08 | 261 | 0 | 0.364 | 1 | 1 | cs | TRUE
24 | LV_139-2_0_6_line_24 |  | 23 | 24 | 0.029814 | 0.125 | 0.08 | 261 | 0 | 0.364 | 1 | 1 | cs | TRUE
25 | LV_139-2_0_6_line_25 |  | 23 | 25 | 0.027419 | 0.125 | 0.08 | 261 | 0 | 0.364 | 1 | 1 | cs | TRUE
26 | LV_139-2_0_6_line_26 |  | 24 | 26 | 0.030049 | 0.125 | 0.08 | 261 | 0 | 0.364 | 1 | 1 | cs | TRUE
27 | LV_139-2_0_6_line_27 |  | 25 | 31 | 0.027868 | 0.125 | 0.08 | 261 | 0 | 0.364 | 1 | 1 | cs | TRUE
28 | LV_139-2_0_6_line_28 |  | 27 | 28 | 0.0417 | 0.125 | 0.08 | 261 | 0 | 0.364 | 1 | 1 | cs | TRUE
29 | LV_139-2_0_6_line_29 |  | 27 | 29 | 0.012655 | 0.125 | 0.08 | 261 | 0 | 0.364 | 1 | 1 | cs | TRUE
30 | LV_139-2_0_6_line_30 |  | 28 | 65 | 0.023019 | 0.125 | 0.08 | 261 | 0 | 0.364 | 1 | 1 | cs | TRUE
31 | LV_139-2_0_6_line_31 |  | 29 | 30 | 0.00624 | 0.125 | 0.08 | 261 | 0 | 0.364 | 1 | 1 | cs | TRUE
32 | LV_139-2_0_6_line_32 |  | 30 | 38 | 0.0086199 | 0.125 | 0.08 | 261 | 0 | 0.364 | 1 | 1 | cs | TRUE
33 | LV_139-2_0_6_line_33 |  | 31 | 50 | 0.02267 | 0.125 | 0.08 | 261 | 0 | 0.364 | 1 | 1 | cs | TRUE
34 | LV_139-2_0_6_line_34 |  | 32 | 34 | 0.033729 | 0.125 | 0.08 | 261 | 0 | 0.364 | 1 | 1 | cs | TRUE
35 | LV_139-2_0_6_line_35 |  | 33 | 35 | 0.014847 | 0.125 | 0.08 | 261 | 0 | 0.364 | 1 | 1 | cs | TRUE
36 | LV_139-2_0_6_line_36 |  | 34 | 36 | 0.026003 | 0.125 | 0.08 | 261 | 0 | 0.364 | 1 | 1 | cs | TRUE
37 | LV_139-2_0_6_line_37 |  | 35 | 37 | 0.0053658 | 0.125 | 0.08 | 261 | 0 | 0.364 | 1 | 1 | cs | TRUE
38 | LV_139-2_0_6_line_38 |  | 36 | 45 | 0.033476 | 0.125 | 0.08 | 261 | 0 | 0.364 | 1 | 1 | cs | TRUE
39 | LV_139-2_0_6_line_39 |  | 37 | 152 | 0.0024963 | 0.125 | 0.08 | 261 | 0 | 0.364 | 1 | 1 | cs | TRUE
40 | LV_139-2_0_6_line_40 |  | 38 | 39 | 0.025206 | 0.125 | 0.08 | 261 | 0 | 0.364 | 1 | 1 | cs | TRUE
41 | LV_139-2_0_6_line_41 |  | 39 | 40 | 0.0011 | 0.125 | 0.08 | 261 | 0 | 0.364 | 1 | 1 | cs | TRUE
42 | LV_139-2_0_6_line_42 |  | 40 | 41 | 0.02696 | 0.125 | 0.08 | 261 | 0 | 0.364 | 1 | 1 | cs | TRUE
43 | LV_139-2_0_6_line_43 |  | 41 | 42 | 0.0058953 | 0.125 | 0.08 | 261 | 0 | 0.364 | 1 | 1 | cs | TRUE
44 | LV_139-2_0_6_line_44 |  | 42 | 54 | 0.01832 | 0.125 | 0.08 | 261 | 0 | 0.364 | 1 | 1 | cs | TRUE
45 | LV_139-2_0_6_line_45 |  | 43 | 44 | 0.019709 | 0.125 | 0.08 | 261 | 0 | 0.364 | 1 | 1 | cs | TRUE
46 | LV_139-2_0_6_line_46 |  | 43 | 45 | 0.044434 | 0.125 | 0.08 | 261 | 0 | 0.364 | 1 | 1 | cs | TRUE
47 | LV_139-2_0_6_line_47 |  | 44 | 46 | 0.0067242 | 0.125 | 0.08 | 261 | 0 | 0.364 | 1 | 1 | cs | TRUE
48 | LV_139-2_0_6_line_48 |  | 45 | 47 | 0.023181 | 0.125 | 0.08 | 261 | 0 | 0.364 | 1 | 1 | cs | TRUE
49 | LV_139-2_0_6_line_49 |  | 45 | 48 | 0.024778 | 0.125 | 0.08 | 261 | 0 | 0.364 | 1 | 1 | cs | TRUE
50 | LV_139-2_0_6_line_50 |  | 46 | 49 | 0.0053533 | 0.125 | 0.08 | 261 | 0 | 0.364 | 1 | 1 | cs | TRUE
51 | LV_139-2_0_6_line_51 |  | 47 | 50 | 0.053758 | 0.125 | 0.08 | 261 | 0 | 0.364 | 1 | 1 | cs | TRUE
52 | LV_139-2_0_6_line_52 |  | 48 | 51 | 0.029346 | 0.125 | 0.08 | 261 | 0 | 0.364 | 1 | 1 | cs | TRUE
53 | LV_139-2_0_6_line_53 |  | 49 | 52 | 0.029915 | 0.125 | 0.08 | 261 | 0 | 0.364 | 1 | 1 | cs | TRUE
54 | LV_139-2_0_6_line_54 |  | 51 | 53 | 0.0258 | 0.125 | 0.08 | 261 | 0 | 0.364 | 1 | 1 | cs | TRUE
55 | LV_139-2_0_6_line_55 |  | 52 | 59 | 0.018931 | 0.125 | 0.08 | 261 | 0 | 0.364 | 1 | 1 | cs | TRUE
56 | LV_139-2_0_6_line_56 |  | 52 | 56 | 0.014457 | 0.125 | 0.08 | 261 | 0 | 0.364 | 1 | 2 | cs | TRUE
57 | LV_139-2_0_6_line_57 |  | 53 | 86 | 0.0055396 | 0.125 | 0.08 | 261 | 0 | 0.364 | 1 | 1 | cs | TRUE
58 | LV_139-2_0_6_line_58 |  | 54 | 61 | 0.0071765 | 0.125 | 0.08 | 261 | 0 | 0.364 | 1 | 1 | cs | TRUE
59 | LV_139-2_0_6_line_59 |  | 55 | 56 | 0.0067143 | 0.125 | 0.08 | 261 | 0 | 0.364 | 1 | 3 | cs | TRUE
60 | LV_139-2_0_6_line_60 |  | 55 | 57 | 0.015553 | 0.125 | 0.08 | 261 | 0 | 0.364 | 1 | 3 | cs | TRUE
61 | LV_139-2_0_6_line_61 |  | 57 | 58 | 0.0084807 | 0.125 | 0.08 | 261 | 0 | 0.364 | 1 | 3 | cs | TRUE
62 | LV_139-2_0_6_line_62 |  | 58 | 60 | 0.013858 | 0.125 | 0.08 | 261 | 0 | 0.364 | 1 | 3 | cs | TRUE
63 | LV_139-2_0_6_line_63 |  | 59 | 61 | 0.025606 | 0.125 | 0.08 | 261 | 0 | 0.364 | 1 | 1 | cs | TRUE
64 | LV_139-2_0_6_line_64 |  | 59 | 62 | 0.015413 | 0.125 | 0.08 | 261 | 0 | 0.364 | 1 | 1 | cs | TRUE
65 | LV_139-2_0_6_line_65 |  | 60 | 63 | 0.018135 | 0.125 | 0.08 | 261 | 0 | 0.364 | 1 | 1 | cs | TRUE
66 | LV_139-2_0_6_line_66 |  | 60 | 64 | 0.016446 | 0.125 | 0.08 | 261 | 0 | 0.364 | 1 | 3 | cs | TRUE
67 | LV_139-2_0_6_line_67 |  | 63 | 126 | 0.029917 | 0.125 | 0.08 | 261 | 0 | 0.364 | 1 | 1 | cs | TRUE
68 | LV_139-2_0_6_line_68 |  | 64 | 127 | 0.027531 | 0.125 | 0.08 | 261 | 0 | 0.364 | 1 | 3 | cs | TRUE
69 | LV_139-2_0_6_line_69 |  | 65 | 67 | 0.034252 | 0.125 | 0.08 | 261 | 0 | 0.364 | 1 | 1 | cs | TRUE
70 | LV_139-2_0_6_line_70 |  | 66 | 67 | 0.003344 | 0.125 | 0.08 | 261 | 0 | 0.364 | 1 | 1 | cs | TRUE
71 | LV_139-2_0_6_line_71 |  | 67 | 68 | 0.001936 | 0.125 | 0.08 | 261 | 0 | 0.364 | 1 | 1 | cs | TRUE
72 | LV_139-2_0_6_line_72 |  | 68 | 69 | 0.035982 | 0.125 | 0.08 | 261 | 0 | 0.364 | 1 | 1 | cs | TRUE
73 | LV_139-2_0_6_line_73 |  | 69 | 70 | 9.4658e-05 | 0.125 | 0.08 | 261 | 0 | 0.364 | 1 | 1 | cs | TRUE
74 | LV_139-2_0_6_line_74 |  | 71 | 72 | 0.030943 | 0.125 | 0.08 | 261 | 0 | 0.364 | 1 | 1 | cs | TRUE
75 | LV_139-2_0_6_line_75 |  | 72 | 74 | 0.036338 | 0.125 | 0.08 | 261 | 0 | 0.364 | 1 | 1 | cs | TRUE
76 | LV_139-2_0_6_line_76 |  | 73 | 74 | 0.014116 | 0.125 | 0.08 | 261 | 0 | 0.364 | 1 | 1 | cs | TRUE
77 | LV_139-2_0_6_line_77 |  | 73 | 75 | 0.071078 | 0.125 | 0.08 | 261 | 0 | 0.364 | 1 | 1 | cs | TRUE
78 | LV_139-2_0_6_line_78 |  | 73 | 76 | 0.015839 | 0.125 | 0.08 | 261 | 0 | 0.364 | 1 | 1 | cs | TRUE
79 | LV_139-2_0_6_line_79 |  | 75 | 77 | 0.02751 | 0.125 | 0.08 | 261 | 0 | 0.364 | 1 | 1 | cs | TRUE
80 | LV_139-2_0_6_line_80 |  | 76 | 117 | 0.0073154 | 0.125 | 0.08 | 261 | 0 | 0.364 | 1 | 1 | cs | TRUE
81 | LV_139-2_0_6_line_81 |  | 78 | 79 | 0.019758 | 0.125 | 0.08 | 261 | 0 | 0.364 | 1 | 1 | cs | TRUE
82 | LV_139-2_0_6_line_82 |  | 79 | 82 | 0.023724 | 0.125 | 0.08 | 261 | 0 | 0.364 | 1 | 1 | cs | TRUE
83 | LV_139-2_0_6_line_83 |  | 80 | 81 | 0.0093043 | 0.125 | 0.08 | 261 | 0 | 0.364 | 1 | 1 | cs | TRUE
84 | LV_139-2_0_6_line_84 |  | 80 | 82 | 0.016897 | 0.125 | 0.08 | 261 | 0 | 0.364 | 1 | 1 | cs | TRUE
85 | LV_139-2_0_6_line_85 |  | 82 | 83 | 0.013722 | 0.125 | 0.08 | 261 | 0 | 0.364 | 1 | 1 | cs | TRUE
86 | LV_139-2_0_6_line_86 |  | 83 | 84 | 0.023642 | 0.125 | 0.08 | 261 | 0 | 0.364 | 1 | 1 | cs | TRUE
87 | LV_139-2_0_6_line_87 |  | 84 | 85 | 0.017412 | 0.125 | 0.08 | 261 | 0 | 0.364 | 1 | 1 | cs | TRUE
88 | LV_139-2_0_6_line_88 |  | 85 | 89 | 0.0048899 | 0.125 | 0.08 | 261 | 0 | 0.364 | 1 | 1 | cs | TRUE
89 | LV_139-2_0_6_line_89 |  | 86 | 87 | 0.022456 | 0.125 | 0.08 | 261 | 0 | 0.364 | 1 | 1 | cs | TRUE
90 | LV_139-2_0_6_line_90 |  | 87 | 94 | 0.034384 | 0.125 | 0.08 | 261 | 0 | 0.364 | 1 | 1 | cs | TRUE
91 | LV_139-2_0_6_line_91 |  | 88 | 89 | 0.018131 | 0.125 | 0.08 | 261 | 0 | 0.364 | 1 | 1 | cs | TRUE
92 | LV_139-2_0_6_line_92 |  | 88 | 90 | 0.0032551 | 0.125 | 0.08 | 261 | 0 | 0.364 | 1 | 1 | cs | TRUE
93 | LV_139-2_0_6_line_93 |  | 90 | 91 | 0.017761 | 0.125 | 0.08 | 261 | 0 | 0.364 | 1 | 1 | cs | TRUE
94 | LV_139-2_0_6_line_94 |  | 91 | 92 | 0.0088413 | 0.125 | 0.08 | 261 | 0 | 0.364 | 1 | 1 | cs | TRUE
95 | LV_139-2_0_6_line_95 |  | 92 | 93 | 0.022889 | 0.125 | 0.08 | 261 | 0 | 0.364 | 1 | 1 | cs | TRUE
96 | LV_139-2_0_6_line_96 |  | 93 | 128 | 0.021245 | 0.125 | 0.08 | 261 | 0 | 0.364 | 1 | 1 | cs | TRUE
97 | LV_139-2_0_6_line_97 |  | 93 | 129 | 0.02429 | 0.125 | 0.08 | 261 | 0 | 0.364 | 1 | 1 | cs | TRUE
98 | LV_139-2_0_6_line_98 |  | 93 | 130 | 0.020661 | 0.125 | 0.08 | 261 | 0 | 0.364 | 1 | 1 | cs | TRUE
99 | LV_139-2_0_6_line_99 |  | 95 | 96 | 0.018016 | 0.125 | 0.08 | 261 | 0 | 0.364 | 1 | 1 | cs | TRUE
100 | LV_139-2_0_6_line_100 |  | 96 | 97 | 0.061681 | 0.125 | 0.08 | 261 | 0 | 0.364 | 1 | 1 | cs | TRUE
101 | LV_139-2_0_6_line_101 |  | 96 | 98 | 0.019989 | 0.125 | 0.08 | 261 | 0 | 0.364 | 1 | 1 | cs | TRUE
102 | LV_139-2_0_6_line_102 |  | 97 | 105 | 0.014825 | 0.125 | 0.08 | 261 | 0 | 0.364 | 1 | 1 | cs | TRUE
103 | LV_139-2_0_6_line_103 |  | 98 | 109 | 0.028134 | 0.125 | 0.08 | 261 | 0 | 0.364 | 1 | 1 | cs | TRUE
104 | LV_139-2_0_6_line_104 |  | 99 | 100 | 0.042678 | 0.125 | 0.08 | 261 | 0 | 0.364 | 1 | 1 | cs | TRUE
105 | LV_139-2_0_6_line_105 |  | 100 | 123 | 0.003965 | 0.125 | 0.08 | 261 | 0 | 0.364 | 1 | 1 | cs | TRUE
106 | LV_139-2_0_6_line_106 |  | 101 | 102 | 0.018133 | 0.125 | 0.08 | 261 | 0 | 0.364 | 1 | 1 | cs | TRUE
107 | LV_139-2_0_6_line_107 |  | 101 | 103 | 0.0099302 | 0.125 | 0.08 | 261 | 0 | 0.364 | 1 | 1 | cs | TRUE
108 | LV_139-2_0_6_line_108 |  | 102 | 104 | 0.0031632 | 0.125 | 0.08 | 261 | 0 | 0.364 | 1 | 1 | cs | TRUE
109 | LV_139-2_0_6_line_109 |  | 103 | 105 | 0.022635 | 0.125 | 0.08 | 261 | 0 | 0.364 | 1 | 1 | cs | TRUE
110 | LV_139-2_0_6_line_110 |  | 104 | 106 | 0.024979 | 0.125 | 0.08 | 261 | 0 | 0.364 | 1 | 1 | cs | TRUE
111 | LV_139-2_0_6_line_111 |  | 106 | 107 | 0.025438 | 0.125 | 0.08 | 261 | 0 | 0.364 | 1 | 2 | cs | TRUE
112 | LV_139-2_0_6_line_112 |  | 106 | 108 | 0.010506 | 0.125 | 0.08 | 261 | 0 | 0.364 | 1 | 1 | cs | TRUE
113 | LV_139-2_0_6_line_113 |  | 107 | 113 | 0.03253 | 0.125 | 0.08 | 261 | 0 | 0.364 | 1 | 3 | cs | TRUE
114 | LV_139-2_0_6_line_114 |  | 108 | 110 | 0.032167 | 0.125 | 0.08 | 261 | 0 | 0.364 | 1 | 1 | cs | TRUE
115 | LV_139-2_0_6_line_115 |  | 109 | 116 | 0.0056455 | 0.125 | 0.08 | 261 | 0 | 0.364 | 1 | 1 | cs | TRUE
116 | LV_139-2_0_6_line_116 |  | 110 | 111 | 0.025944 | 0.125 | 0.08 | 261 | 0 | 0.364 | 1 | 1 | cs | TRUE
117 | LV_139-2_0_6_line_117 |  | 111 | 112 | 0.025302 | 0.125 | 0.08 | 261 | 0 | 0.364 | 1 | 1 | cs | TRUE
118 | LV_139-2_0_6_line_118 |  | 112 | 114 | 0.027623 | 0.125 | 0.08 | 261 | 0 | 0.364 | 1 | 1 | cs | TRUE
119 | LV_139-2_0_6_line_119 |  | 113 | 115 | 0.024565 | 0.125 | 0.08 | 261 | 0 | 0.364 | 1 | 3 | cs | TRUE
120 | LV_139-2_0_6_line_120 |  | 114 | 120 | 0.011523 | 0.125 | 0.08 | 261 | 0 | 0.364 | 1 | 1 | cs | TRUE
121 | LV_139-2_0_6_line_121 |  | 115 | 139 | 0.00036004 | 0.125 | 0.08 | 261 | 0 | 0.364 | 1 | 3 | cs | TRUE
122 | LV_139-2_0_6_line_122 |  | 116 | 125 | 0.019943 | 0.125 | 0.08 | 261 | 0 | 0.364 | 1 | 1 | cs | TRUE
123 | LV_139-2_0_6_line_123 |  | 117 | 133 | 0.033443 | 0.125 | 0.08 | 261 | 0 | 0.364 | 1 | 1 | cs | TRUE
124 | LV_139-2_0_6_line_124 |  | 118 | 119 | 0.016169 | 0.125 | 0.08 | 261 | 0 | 0.364 | 1 | 1 | cs | TRUE
125 | LV_139-2_0_6_line_125 |  | 118 | 120 | 0.032238 | 0.125 | 0.08 | 261 | 0 | 0.364 | 1 | 1 | cs | TRUE
126 | LV_139-2_0_6_line_126 |  | 119 | 140 | 0.00020337 | 0.125 | 0.08 | 261 | 0 | 0.364 | 1 | 1 | cs | TRUE
127 | LV_139-2_0_6_line_127 |  | 121 | 122 | 0.031253 | 0.125 | 0.08 | 261 | 0 | 0.364 | 1 | 1 | cs | TRUE
128 | LV_139-2_0_6_line_128 |  | 121 | 123 | 0.0074076 | 0.125 | 0.08 | 261 | 0 | 0.364 | 1 | 1 | cs | TRUE
129 | LV_139-2_0_6_line_129 |  | 122 | 124 | 0.0038493 | 0.125 | 0.08 | 261 | 0 | 0.364 | 1 | 1 | cs | TRUE
130 | LV_139-2_0_6_line_130 |  | 124 | 125 | 0.0029608 | 0.125 | 0.08 | 261 | 0 | 0.364 | 1 | 1 | cs | TRUE
131 | LV_139-2_0_6_line_131 |  | 126 | 135 | 0.014664 | 0.125 | 0.08 | 261 | 0 | 0.364 | 1 | 1 | cs | TRUE
132 | LV_139-2_0_6_line_132 |  | 126 | 131 | 0.01268 | 0.125 | 0.08 | 261 | 0 | 0.364 | 1 | 1 | cs | TRUE
133 | LV_139-2_0_6_line_133 |  | 127 | 138 | 0.0013013 | 0.125 | 0.08 | 261 | 0 | 0.364 | 1 | 3 | cs | TRUE
134 | LV_139-2_0_6_line_134 |  | 128 | 131 | 0.004237 | 0.125 | 0.08 | 261 | 0 | 0.364 | 1 | 1 | cs | TRUE
135 | LV_139-2_0_6_line_135 |  | 129 | 132 | 0.0089322 | 0.125 | 0.08 | 261 | 0 | 0.364 | 1 | 1 | cs | TRUE
136 | LV_139-2_0_6_line_136 |  | 130 | 133 | 0.002623 | 0.125 | 0.08 | 261 | 0 | 0.364 | 1 | 1 | cs | TRUE
137 | LV_139-2_0_6_line_137 |  | 132 | 134 | 0.0090563 | 0.125 | 0.08 | 261 | 0 | 0.364 | 1 | 1 | cs | TRUE
138 | LV_139-2_0_6_line_138 |  | 134 | 143 | 0.027087 | 0.125 | 0.08 | 261 | 0 | 0.364 | 1 | 1 | cs | TRUE
139 | LV_139-2_0_6_line_139 |  | 135 | 136 | 0.030145 | 0.125 | 0.08 | 261 | 0 | 0.364 | 1 | 1 | cs | TRUE
140 | LV_139-2_0_6_line_140 |  | 136 | 137 | 0.001851 | 0.125 | 0.08 | 261 | 0 | 0.364 | 1 | 1 | cs | TRUE
141 | LV_139-2_0_6_line_141 |  | 137 | 146 | 0.017214 | 0.125 | 0.08 | 261 | 0 | 0.364 | 1 | 1 | cs | TRUE
142 | LV_139-2_0_6_line_142 |  | 138 | 139 | 0.032728 | 0.125 | 0.08 | 261 | 0 | 0.364 | 1 | 3 | cs | TRUE
143 | LV_139-2_0_6_line_143 |  | 140 | 145 | 0.027512 | 0.125 | 0.08 | 261 | 0 | 0.364 | 1 | 1 | cs | TRUE
144 | LV_139-2_0_6_line_144 |  | 141 | 142 | 0.0053331 | 0.125 | 0.08 | 261 | 0 | 0.364 | 1 | 1 | cs | TRUE
145 | LV_139-2_0_6_line_145 |  | 142 | 144 | 0.021133 | 0.125 | 0.08 | 261 | 0 | 0.364 | 1 | 1 | cs | TRUE
146 | LV_139-2_0_6_line_146 |  | 144 | 145 | 0.0073543 | 0.125 | 0.08 | 261 | 0 | 0.364 | 1 | 1 | cs | TRUE
147 | LV_139-2_0_6_line_147 |  | 146 | 147 | 0.011079 | 0.125 | 0.08 | 261 | 0 | 0.364 | 1 | 1 | cs | TRUE
148 | LV_139-2_0_6_line_148 |  | 148 | 149 | 0.003618 | 0.125 | 0.08 | 261 | 0 | 0.364 | 1 | 1 | cs | TRUE
149 | LV_139-2_0_6_line_149 |  | 148 | 150 | 0.0068434 | 0.125 | 0.08 | 261 | 0 | 0.364 | 1 | 1 | cs | TRUE
150 | LV_139-2_0_6_line_150 |  | 149 | 151 | 0.0033772 | 0.125 | 0.08 | 261 | 0 | 0.364 | 1 | 1 | cs | TRUE
151 | LV_139-2_0_6_line_151 |  | 150 | 152 | 0.0041329 | 0.125 | 0.08 | 261 | 0 | 0.364 | 1 | 1 | cs | TRUE
152 | LV_139-2_0_6_line_152 |  | 151 | 153 | 0.0042283 | 0.125 | 0.08 | 261 | 0 | 0.364 | 1 | 1 | cs | TRUE

## trafo
| name | std_type | hv_bus | lv_bus | sn_mva | vn_hv_kv | vn_lv_kv | vk_percent | vkr_percent | pfe_kw | i0_percent | shift_degree | tap_side | tap_neutral | tap_min | tap_max | tap_step_percent | tap_step_degree | tap_pos | tap_phase_shifter | parallel | df | in_service
0 | LV_139-2_0_6_trafo_124 | 0.63 MVA 20/0.4 kV | 154 | 64 | 0.63 | 20 | 0.4 | 6 | 1.206 | 1.65 | 0.2619 | 150 | hv | 0 | -2 | 2 | 2.5 | 0 | 0 | FALSE | 1 | 1 | TRUE

## line_geodata
| x0 | y0 | x1 | y1 | x2 | y2 | x3 | y3 | x4 | y4 | x5 | y5 | x6 | y6 | x7 | y7 | x8 | y8 | x9 | y9 | x10 | y10
0 | 2684137.7286 | 1239498.1402 | 2684137.9335 | 1239498.879
1 | 2684137.7286 | 1239498.1402 | 2684124.5851 | 1239497.4424
2 | 2684091.5175 | 1239536.3352 | 2684105.6287 | 1239493.8268 | 2684136.8714 | 1239495.1148 | 2684137.7286 | 1239498.1402
3 | 2684083.2921 | 1239559.0128 | 2684085.2691 | 1239555.0713 | 2684086.2898 | 1239552.4283 | 2684091.5175 | 1239536.3352
4 | 2684091.5175 | 1239536.3352 | 2684085.7806 | 1239530.1829 | 2684078.6342 | 1239526.2041
5 | 2684083.2921 | 1239559.0128 | 2684075.1755 | 1239575.3402
6 | 2684083.2921 | 1239559.0128 | 2684085.2691 | 1239555.0713 | 2684089.9773 | 1239559.0853 | 2684099.8286 | 1239568.4538 | 2684111.6307 | 1239578.9284 | 2684174.6644 | 1239639.2982 | 2684175.425 | 1239637.3965 | 2684179.2949 | 1239641.8546 | 2684185.2363 | 1239651.7014 | 2684190.7403 | 1239655.5934 | 2684194.737 | 1239663.3667
7 | 2684074.0434 | 1239523.6482 | 2684078.6342 | 1239526.2041
8 | 2684223.4791 | 1239632.4076 | 2684217.6186 | 1239653.6398 | 2684210.1089 | 1239658.37 | 2684194.737 | 1239663.3667
9 | 2684196.0459 | 1239670.8017 | 2684196.3515 | 1239667.3814 | 2684194.737 | 1239663.3667
10 | 2684196.0459 | 1239670.8017 | 2684196.0092 | 1239675.5157 | 2684197.1097 | 1239682.1805 | 2684197.2883 | 1239685.7517
11 | 2684197.5412 | 1239711.9468 | 2684197.5221 | 1239690.4256 | 2684197.2883 | 1239685.7517
12 | 2684321.9443 | 1239490.6366 | 2684292.1901 | 1239460.1701 | 2684280.6772 | 1239453.1247
13 | 2684321.9443 | 1239490.6366 | 2684322.7134 | 1239496.9432
14 | 2684321.9443 | 1239490.6366 | 2684322.9879 | 1239486.0763
15 | 2684049.5705 | 1239593.916 | 2684055.6032 | 1239594.1349 | 2684061.4648 | 1239591.4826 | 2684067.5333 | 1239586.4983 | 2684073.747 | 1239578.2137 | 2684075.1755 | 1239575.3402
16 | 2684064.5611 | 1239518.3688 | 2684074.0434 | 1239523.6482
17 | 2684197.5412 | 1239711.9468 | 2684197.5577 | 1239730.5661 | 2684197.667 | 1239745.9002
18 | 2684258.9505 | 1239663.11 | 2684280.7207 | 1239664.6261
19 | 2684294.0605 | 1239665.5551 | 2684280.7207 | 1239664.6261
20 | 2684043.0707 | 1239602.1188 | 2684038.9159 | 1239609.7655 | 2684043.0719 | 1239614.8502 | 2684045.9194 | 1239623.1409 | 2684045.3819 | 1239629.5823 | 2684054.5969 | 1239633.1375
21 | 2684049.5705 | 1239593.916 | 2684043.0707 | 1239602.1188
22 | 2684393.3222 | 1239450.3105 | 2684390.0128 | 1239448.9958 | 2684384.9136 | 1239445.201
23 | 2684393.3222 | 1239450.3105 | 2684393.7906 | 1239453.5417 | 2684394.2762 | 1239456.0948 | 2684396.8702 | 1239458.7781 | 2684398.9767 | 1239460.6427
24 | 2684398.9767 | 1239460.6427 | 2684390.0286 | 1239489.0826
25 | 2684398.9767 | 1239460.6427 | 2684402.5473 | 1239463.7957 | 2684399.9275 | 1239466.1157 | 2684395.1972 | 1239484.6784
26 | 2684378.8622 | 1239516.8631 | 2684385.0976 | 1239504.7549 | 2684390.0286 | 1239489.0826
27 | 2684395.1972 | 1239484.6784 | 2684394.4561 | 1239487.5867 | 2684387.7965 | 1239504.8489 | 2684385.1725 | 1239510.6477
28 | 2684469.1128 | 1239492.207 | 2684470.9394 | 1239493.5339 | 2684473.1646 | 1239494.4996 | 2684501.5494 | 1239502.0755 | 2684508.6692 | 1239504.8424
29 | 2684469.1128 | 1239492.207 | 2684467.3045 | 1239494.3717 | 2684464.9186 | 1239498.8521 | 2684461.2968 | 1239501.9584
30 | 2684527.6839 | 1239516.291 | 2684525.7083 | 1239512.6714 | 2684522.8746 | 1239510.3628 | 2684508.6692 | 1239504.8424
31 | 2684461.2968 | 1239501.9584 | 2684459.3411 | 1239507.884
32 | 2684456.6395 | 1239516.0696 | 2684459.3411 | 1239507.884
33 | 2684385.1725 | 1239510.6477 | 2684378.2928 | 1239525.8511 | 2684375.2678 | 1239531.0126
34 | 2684322.7134 | 1239496.9432 | 2684326.7964 | 1239530.4238
35 | 2684322.9879 | 1239486.0763 | 2684326.2998 | 1239471.6036
36 | 2684326.7964 | 1239530.4238 | 2684329.9042 | 1239555.9076 | 2684329.9285 | 1239556.237
37 | 2684326.2998 | 1239471.6036 | 2684327.4968 | 1239466.3729
38 | 2684332.39 | 1239589.6226 | 2684329.9285 | 1239556.237
39 | 2684328.0537 | 1239463.9396 | 2684327.4968 | 1239466.3729
40 | 2684456.6395 | 1239516.0696 | 2684448.7397 | 1239540.0054
41 | 2684448.7397 | 1239540.0054 | 2684448.395 | 1239541.05
42 | 2684448.395 | 1239541.05 | 2684439.9454 | 1239566.6516
43 | 2684438.0978 | 1239572.2498 | 2684439.9454 | 1239566.6516
44 | 2684431.4779 | 1239589.3193 | 2684436.2473 | 1239577.8566 | 2684438.0978 | 1239572.2498
45 | 2684374.3087 | 1239602.869 | 2684393.8678 | 1239605.2931
46 | 2684332.39 | 1239589.6226 | 2684337.4705 | 1239591.9075 | 2684357.1088 | 1239600.7372 | 2684374.3087 | 1239602.869
47 | 2684400.541 | 1239606.1202 | 2684393.8678 | 1239605.2931
48 | 2684332.39 | 1239589.6226 | 2684340.0062 | 1239589.1193 | 2684339.1619 | 1239585.7271 | 2684339.7315 | 1239582.8998 | 2684345.0953 | 1239575.4645
49 | 2684332.39 | 1239589.6226 | 2684323.9415 | 1239599.7321 | 2684319.1453 | 1239610.2973
50 | 2684405.8536 | 1239606.7787 | 2684400.541 | 1239606.1202
51 | 2684345.0953 | 1239575.4645 | 2684360.7722 | 1239553.7333 | 2684370.169 | 1239539.7123 | 2684375.2678 | 1239531.0126
52 | 2684319.1453 | 1239610.2973 | 2684307.015 | 1239637.0185
53 | 2684405.8536 | 1239606.7787 | 2684408.588 | 1239609.1637 | 2684409.6425 | 1239613.1927 | 2684408.0805 | 1239635.2641
54 | 2684296.3503 | 1239660.511 | 2684307.015 | 1239637.0185
55 | 2684418.4189 | 1239619.3886 | 2684408.0805 | 1239635.2641
56 | 2684408.0805 | 1239635.2641 | 2684400.8701 | 1239647.7942
57 | 2684294.0605 | 1239665.5551 | 2684296.3503 | 1239660.511
58 | 2684431.4779 | 1239589.3193 | 2684428.6129 | 1239595.8991
59 | 2684397.5213 | 1239653.6138 | 2684400.8701 | 1239647.7942
60 | 2684397.5213 | 1239653.6138 | 2684397.4946 | 1239653.6602 | 2684389.9317 | 1239667.1891
61 | 2684389.9317 | 1239667.1891 | 2684385.7935 | 1239674.5916
62 | 2684379.0313 | 1239686.6882 | 2684385.7935 | 1239674.5916
63 | 2684418.4189 | 1239619.3886 | 2684424.7222 | 1239604.8344 | 2684428.6129 | 1239595.8991
64 | 2684418.4189 | 1239619.3886 | 2684433.4781 | 1239622.6701
65 | 2684379.0313 | 1239686.6882 | 2684385.5527 | 1239703.6098
66 | 2684379.0313 | 1239686.6882 | 2684370.532 | 1239700.7677
67 | 2684399.2286 | 1239729.039 | 2684394.2327 | 1239726.1325 | 2684385.5527 | 1239703.6098
68 | 2684356.3041 | 1239724.3368 | 2684370.532 | 1239700.7677
69 | 2684519.5939 | 1239549.522 | 2684527.589 | 1239518.7025 | 2684527.6839 | 1239516.291
70 | 2684519.5939 | 1239549.522 | 2684522.9376 | 1239549.4806
71 | 2684519.5939 | 1239549.522 | 2684518.9775 | 1239551.3572
72 | 2684518.9775 | 1239551.3572 | 2684507.5224 | 1239585.4667
73 | 2684507.5224 | 1239585.4667 | 2684507.4923 | 1239585.5564
74 | 2684546.2829 | 1239690.4335 | 2684534.198 | 1239718.9193
75 | 2684519.9573 | 1239752.3506 | 2684530.6068 | 1239727.3843 | 2684534.198 | 1239718.9193
76 | 2684511.2812 | 1239762.5011 | 2684512.2195 | 1239759.8125 | 2684514.2799 | 1239759.0635 | 2684516.1442 | 1239758.2673 | 2684517.892 | 1239756.1017 | 2684519.9573 | 1239752.3506
77 | 2684495.5704 | 1239829.5368 | 2684501.3458 | 1239814.8751 | 2684505.4363 | 1239802.2131 | 2684512.8914 | 1239773.7099 | 2684513.5295 | 1239770.3276 | 2684512.6325 | 1239767.4572 | 2684510.5238 | 1239765.7593 | 2684510.4766 | 1239764.8247 | 2684511.2812 | 1239762.5011
78 | 2684511.2812 | 1239762.5011 | 2684495.7186 | 1239759.5552
79 | 2684495.5704 | 1239829.5368 | 2684469.5977 | 1239820.47
80 | 2684488.5309 | 1239758.1946 | 2684495.7186 | 1239759.5552
81 | 2684515.2628 | 1239636.8066 | 2684528.774 | 1239640.4735 | 2684534.343 | 1239641.9351
82 | 2684492.3675 | 1239630.5927 | 2684515.2628 | 1239636.8066
83 | 2684475.633 | 1239630.2444 | 2684466.4049 | 1239629.0565
84 | 2684492.3675 | 1239630.5927 | 2684486.0152 | 1239631.5809 | 2684475.633 | 1239630.2444
85 | 2684492.3675 | 1239630.5927 | 2684486.3858 | 1239642.9428
86 | 2684476.0801 | 1239664.2203 | 2684486.3858 | 1239642.9428
87 | 2684476.0801 | 1239664.2203 | 2684475.8082 | 1239664.7817 | 2684468.0357 | 1239679.6625
88 | 2684465.7719 | 1239683.9968 | 2684468.0357 | 1239679.6625
89 | 2684294.0605 | 1239665.5551 | 2684289.3905 | 1239672.7051 | 2684280.9031 | 1239683.7329
90 | 2684259.9317 | 1239710.9812 | 2684280.9031 | 1239683.7329
91 | 2684457.378 | 1239700.0672 | 2684465.7719 | 1239683.9968
92 | 2684457.378 | 1239700.0672 | 2684455.871 | 1239702.9525
93 | 2684455.871 | 1239702.9525 | 2684447.6482 | 1239718.6953
94 | 2684443.555 | 1239726.5321 | 2684447.6482 | 1239718.6953
95 | 2684432.9582 | 1239746.8201 | 2684443.555 | 1239726.5321
96 | 2684432.9582 | 1239746.8201 | 2684415.8744 | 1239738.7047 | 2684413.8576 | 1239737.5337
97 | 2684432.9582 | 1239746.8201 | 2684421.9134 | 1239768.4533
98 | 2684432.9582 | 1239746.8201 | 2684453.1769 | 1239751.0719
99 | 2684197.7954 | 1239763.9156 | 2684197.667 | 1239745.9002
100 | 2684197.7954 | 1239763.9156 | 2684208.0083 | 1239761.0917 | 2684256.896 | 1239775.9144
101 | 2684197.7954 | 1239763.9156 | 2684197.728 | 1239781.4606 | 2684197.6226 | 1239783.9025
102 | 2684271.0249 | 1239780.3884 | 2684268.1432 | 1239779.3245 | 2684256.896 | 1239775.9144
103 | 2684197.8276 | 1239810.4656 | 2684198.5484 | 1239801.9981 | 2684198.8366 | 1239797.6768 | 2684197.0408 | 1239797.3734 | 2684197.6226 | 1239783.9025
104 | 2684183.6437 | 1239878.5751 | 2684186.8924 | 1239851.6351 | 2684188.5665 | 1239836.1822
105 | 2684187.5927 | 1239879.0425 | 2684183.6437 | 1239878.5751
106 | 2684259.843 | 1239810.9739 | 2684259.843 | 1239810.9739 | 2684276.6666 | 1239817.7397
107 | 2684259.843 | 1239810.9739 | 2684263.2527 | 1239801.6475
108 | 2684279.6013 | 1239818.9199 | 2684276.6666 | 1239817.7397
109 | 2684271.0249 | 1239780.3884 | 2684271.0249 | 1239780.3884 | 2684263.2527 | 1239801.6475
110 | 2684302.7768 | 1239828.2401 | 2684279.6013 | 1239818.9199
111 | 2684302.7768 | 1239828.2401 | 2684314.1892 | 1239805.5054
112 | 2684302.7768 | 1239828.2401 | 2684298.3042 | 1239837.7464
113 | 2684314.1892 | 1239805.5054 | 2684328.7829 | 1239776.4331
114 | 2684298.3042 | 1239837.7464 | 2684284.6099 | 1239866.8524
115 | 2684197.1885 | 1239816.0733 | 2684197.6408 | 1239812.6595 | 2684197.8276 | 1239810.4656
116 | 2684273.5646 | 1239890.3282 | 2684284.6099 | 1239866.8524
117 | 2684262.7929 | 1239913.2226 | 2684273.5646 | 1239890.3282
118 | 2684262.7929 | 1239913.2226 | 2684268.2331 | 1239910.3977 | 2684277.8339 | 1239903.2622 | 2684287.1222 | 1239905.4007
119 | 2684339.8033 | 1239754.4792 | 2684328.7829 | 1239776.4331
120 | 2684287.1222 | 1239905.4007 | 2684298.3515 | 1239907.9861
121 | 2684339.8033 | 1239754.4792 | 2684339.9649 | 1239754.1575
122 | 2684197.1885 | 1239816.0733 | 2684194.9133 | 1239833.2467 | 2684194.5995 | 1239835.8476
123 | 2684455.7438 | 1239751.6117 | 2684473.6788 | 1239755.3832 | 2684488.5309 | 1239758.1946
124 | 2684329.767 | 1239915.2192 | 2684338.8301 | 1239901.8293
125 | 2684329.767 | 1239915.2192 | 2684298.3515 | 1239907.9861
126 | 2684338.8301 | 1239901.8293 | 2684338.9441 | 1239901.6609
127 | 2684193.7837 | 1239842.6087 | 2684192.6419 | 1239852.0725 | 2684190.714 | 1239852.0229 | 2684188.4428 | 1239871.6839
128 | 2684187.5927 | 1239879.0425 | 2684188.4428 | 1239871.6839
129 | 2684193.7837 | 1239842.6087 | 2684194.2448 | 1239838.7871
130 | 2684194.5995 | 1239835.8476 | 2684194.2448 | 1239838.7871
131 | 2684399.2286 | 1239729.039 | 2684392.362 | 1239741.9955
132 | 2684399.2286 | 1239729.039 | 2684410.1936 | 1239735.4061
133 | 2684355.6316 | 1239725.4508 | 2684356.3041 | 1239724.3368
134 | 2684410.1936 | 1239735.4061 | 2684413.8576 | 1239737.5337
135 | 2684417.8518 | 1239776.4086 | 2684421.9134 | 1239768.4533
136 | 2684453.1769 | 1239751.0719 | 2684455.7438 | 1239751.6117
137 | 2684413.7337 | 1239784.4745 | 2684417.8518 | 1239776.4086
138 | 2684413.7337 | 1239784.4745 | 2684401.4169 | 1239808.599
139 | 2684392.362 | 1239741.9955 | 2684378.2461 | 1239768.6308
140 | 2684378.2461 | 1239768.6308 | 2684377.3793 | 1239770.2663
141 | 2684377.3793 | 1239770.2663 | 2684369.3184 | 1239785.4765
142 | 2684355.6316 | 1239725.4508 | 2684348.1716 | 1239737.8087 | 2684339.9649 | 1239754.1575
143 | 2684338.9441 | 1239901.6609 | 2684354.3655 | 1239878.8771
144 | 2684373.3227 | 1239850.8695 | 2684370.3333 | 1239855.286
145 | 2684358.4878 | 1239872.7867 | 2684370.3333 | 1239855.286
146 | 2684358.4878 | 1239872.7867 | 2684354.3655 | 1239878.8771
147 | 2684364.1304 | 1239795.2656 | 2684369.3184 | 1239785.4765
148 | 2684331.3092 | 1239449.713 | 2684330.5022 | 1239453.2399
149 | 2684328.9756 | 1239459.9108 | 2684330.5022 | 1239453.2399
150 | 2684332.0626 | 1239446.4209 | 2684331.3092 | 1239449.713
151 | 2684328.0537 | 1239463.9396 | 2684328.9756 | 1239459.9108
152 | 2684332.0626 | 1239446.4209 | 2684333.0058 | 1239442.2992

## bus_geodata
| x | y | coords
0 | 2684137.9335 | 1239498.879
1 | 2684137.7286 | 1239498.1402
2 | 2684124.5851 | 1239497.4424
3 | 2684091.5175 | 1239536.3352
4 | 2684083.2921 | 1239559.0128
5 | 2684078.6342 | 1239526.2041
6 | 2684194.737 | 1239663.3667
7 | 2684223.4791 | 1239632.4076
8 | 2684196.0459 | 1239670.8017
9 | 2684197.2883 | 1239685.7517
10 | 2684280.6772 | 1239453.1247
11 | 2684321.9443 | 1239490.6366
12 | 2684075.1755 | 1239575.3402
13 | 2684074.0434 | 1239523.6482
14 | 2684197.5412 | 1239711.9468
15 | 2684258.9505 | 1239663.11
16 | 2684280.7207 | 1239664.6261
17 | 2684064.5611 | 1239518.3688
18 | 2684043.0707 | 1239602.1188
19 | 2684054.5969 | 1239633.1375
20 | 2684049.5705 | 1239593.916
21 | 2684384.9136 | 1239445.201
22 | 2684393.3222 | 1239450.3105
23 | 2684398.9767 | 1239460.6427
24 | 2684390.0286 | 1239489.0826
25 | 2684395.1972 | 1239484.6784
26 | 2684378.8622 | 1239516.8631
27 | 2684469.1128 | 1239492.207
28 | 2684508.6692 | 1239504.8424
29 | 2684461.2968 | 1239501.9584
30 | 2684459.3411 | 1239507.884
31 | 2684385.1725 | 1239510.6477
32 | 2684322.7134 | 1239496.9432
33 | 2684322.9879 | 1239486.0763
34 | 2684326.7964 | 1239530.4238
35 | 2684326.2998 | 1239471.6036
36 | 2684329.9285 | 1239556.237
37 | 2684327.4968 | 1239466.3729
38 | 2684456.6395 | 1239516.0696
39 | 2684448.7397 | 1239540.0054
40 | 2684448.395 | 1239541.05
41 | 2684439.9454 | 1239566.6515
42 | 2684438.0978 | 1239572.2498
43 | 2684374.3087 | 1239602.869
44 | 2684393.8678 | 1239605.2931
45 | 2684332.39 | 1239589.6226
46 | 2684400.541 | 1239606.1202
47 | 2684345.0953 | 1239575.4645
48 | 2684319.1453 | 1239610.2973
49 | 2684405.8536 | 1239606.7787
50 | 2684375.2678 | 1239531.0126
51 | 2684307.015 | 1239637.0185
52 | 2684408.0805 | 1239635.2641
53 | 2684296.3503 | 1239660.511
54 | 2684431.4779 | 1239589.3193
55 | 2684397.5213 | 1239653.6138
56 | 2684400.8701 | 1239647.7942
57 | 2684389.9317 | 1239667.1891
58 | 2684385.7935 | 1239674.5916
59 | 2684418.4189 | 1239619.3886
60 | 2684379.0313 | 1239686.6882
61 | 2684428.6129 | 1239595.8991
62 | 2684433.4781 | 1239622.6701
63 | 2684385.5527 | 1239703.6098
64 | 2684370.532 | 1239700.7677
65 | 2684527.6839 | 1239516.291
66 | 2684522.9376 | 1239549.4806
67 | 2684519.5939 | 1239549.522
68 | 2684518.9775 | 1239551.3572
69 | 2684507.5224 | 1239585.4667
70 | 2684507.4923 | 1239585.5564
71 | 2684546.2829 | 1239690.4335
72 | 2684534.198 | 1239718.9193
73 | 2684511.2812 | 1239762.5011
74 | 2684519.9573 | 1239752.3506
75 | 2684495.5704 | 1239829.5368
76 | 2684495.7186 | 1239759.5552
77 | 2684469.5977 | 1239820.47
78 | 2684534.343 | 1239641.9351
79 | 2684515.2628 | 1239636.8066
80 | 2684475.633 | 1239630.2444
81 | 2684466.4049 | 1239629.0565
82 | 2684492.3675 | 1239630.5927
83 | 2684486.3858 | 1239642.9428
84 | 2684476.0801 | 1239664.2203
85 | 2684468.0357 | 1239679.6625
86 | 2684294.0605 | 1239665.5551
87 | 2684280.9031 | 1239683.7329
88 | 2684457.378 | 1239700.0672
89 | 2684465.7719 | 1239683.9968
90 | 2684455.871 | 1239702.9525
91 | 2684447.6482 | 1239718.6953
92 | 2684443.555 | 1239726.5321
93 | 2684432.9582 | 1239746.8201
94 | 2684259.9317 | 1239710.9812
95 | 2684197.667 | 1239745.9002
96 | 2684197.7954 | 1239763.9156
97 | 2684256.896 | 1239775.9144
98 | 2684197.6226 | 1239783.9025
99 | 2684188.5665 | 1239836.1822
100 | 2684183.6437 | 1239878.5751
101 | 2684259.843 | 1239810.9739
102 | 2684276.6666 | 1239817.7397
103 | 2684263.2527 | 1239801.6475
104 | 2684279.6013 | 1239818.9199
105 | 2684271.0249 | 1239780.3884
106 | 2684302.7768 | 1239828.2401
107 | 2684314.1892 | 1239805.5054
108 | 2684298.3042 | 1239837.7464
109 | 2684197.8276 | 1239810.4656
110 | 2684284.6099 | 1239866.8524
111 | 2684273.5646 | 1239890.3282
112 | 2684262.7929 | 1239913.2226
113 | 2684328.7829 | 1239776.4331
114 | 2684287.1222 | 1239905.4007
115 | 2684339.8033 | 1239754.4792
116 | 2684197.1885 | 1239816.0733
117 | 2684488.5309 | 1239758.1946
118 | 2684329.767 | 1239915.2192
119 | 2684338.8301 | 1239901.8293
120 | 2684298.3515 | 1239907.9861
121 | 2684188.4428 | 1239871.6839
122 | 2684193.7837 | 1239842.6087
123 | 2684187.5927 | 1239879.0425
124 | 2684194.2448 | 1239838.7871
125 | 2684194.5995 | 1239835.8476
126 | 2684399.2286 | 1239729.039
127 | 2684356.3041 | 1239724.3368
128 | 2684413.8576 | 1239737.5337
129 | 2684421.9134 | 1239768.4533
130 | 2684453.1769 | 1239751.0719
131 | 2684410.1936 | 1239735.4061
132 | 2684417.8518 | 1239776.4086
133 | 2684455.7438 | 1239751.6117
134 | 2684413.7337 | 1239784.4745
135 | 2684392.362 | 1239741.9955
136 | 2684378.2461 | 1239768.6308
137 | 2684377.3793 | 1239770.2663
138 | 2684355.6316 | 1239725.4508
139 | 2684339.9649 | 1239754.1575
140 | 2684338.9441 | 1239901.6609
141 | 2684373.3227 | 1239850.8695
142 | 2684370.3333 | 1239855.286
143 | 2684401.4169 | 1239808.599
144 | 2684358.4878 | 1239872.7867
145 | 2684354.3655 | 1239878.8771
146 | 2684369.3184 | 1239785.4765
147 | 2684364.1304 | 1239795.2656
148 | 2684330.5022 | 1239453.2399
149 | 2684331.3092 | 1239449.713
150 | 2684328.9756 | 1239459.9108
151 | 2684332.0626 | 1239446.4209
152 | 2684328.0537 | 1239463.9396
153 | 2684333.0058 | 1239442.2992
154 | 2684379.0313 | 1239686.6882

## line_std_types
| c_nf_per_km | r_ohm_per_km | x_ohm_per_km | max_i_ka | type | q_mm2 | alpha | voltage_rating
NAYY 4x50 SE | 210 | 0.642 | 0.083 | 0.142 | cs | 50 | 0.00403 | LV
NAYY 4x120 SE | 264 | 0.225 | 0.08 | 0.242 | cs | 120 | 0.00403 | LV
NAYY 4x150 SE | 261 | 0.208 | 0.08 | 0.27 | cs | 150 | 0.00403 | LV
NA2XS2Y 1x95 RM/25 12/20 kV | 216 | 0.313 | 0.132 | 0.252 | cs | 95 | 0.00403 | MV
NA2XS2Y 1x185 RM/25 12/20 kV | 273 | 0.161 | 0.117 | 0.362 | cs | 185 | 0.00403 | MV
NA2XS2Y 1x240 RM/25 12/20 kV | 304 | 0.122 | 0.112 | 0.421 | cs | 240 | 0.00403 | MV
NA2XS2Y 1x95 RM/25 6/10 kV | 315 | 0.313 | 0.123 | 0.249 | cs | 95 | 0.00403 | MV
NA2XS2Y 1x185 RM/25 6/10 kV | 406 | 0.161 | 0.11 | 0.358 | cs | 185 | 0.00403 | MV
NA2XS2Y 1x240 RM/25 6/10 kV | 456 | 0.122 | 0.105 | 0.416 | cs | 240 | 0.00403 | MV
NA2XS2Y 1x150 RM/25 12/20 kV | 250 | 0.206 | 0.116 | 0.319 | cs | 150 | 0.00403 | MV
NA2XS2Y 1x120 RM/25 12/20 kV | 230 | 0.253 | 0.119 | 0.283 | cs | 120 | 0.00403 | MV
NA2XS2Y 1x70 RM/25 12/20 kV | 190 | 0.443 | 0.132 | 0.22 | cs | 70 | 0.00403 | MV
NA2XS2Y 1x150 RM/25 6/10 kV | 360 | 0.206 | 0.11 | 0.315 | cs | 150 | 0.00403 | MV
NA2XS2Y 1x120 RM/25 6/10 kV | 340 | 0.253 | 0.113 | 0.28 | cs | 120 | 0.00403 | MV
NA2XS2Y 1x70 RM/25 6/10 kV | 280 | 0.443 | 0.123 | 0.217 | cs | 70 | 0.00403 | MV
N2XS(FL)2Y 1x120 RM/35 64/110 kV | 112 | 0.153 | 0.166 | 0.366 | cs | 120 | 0.00393 | HV
N2XS(FL)2Y 1x185 RM/35 64/110 kV | 125 | 0.099 | 0.156 | 0.457 | cs | 185 | 0.00393 | HV
N2XS(FL)2Y 1x240 RM/35 64/110 kV | 135 | 0.075 | 0.149 | 0.526 | cs | 240 | 0.00393 | HV
N2XS(FL)2Y 1x300 RM/35 64/110 kV | 144 | 0.06 | 0.144 | 0.588 | cs | 300 | 0.00393 | HV
15-AL1/3-ST1A 0.4 | 11 | 1.8769 | 0.35 | 0.105 | ol | 16 | 0.00403 | LV
24-AL1/4-ST1A 0.4 | 11.25 | 1.2012 | 0.335 | 0.14 | ol | 24 | 0.00403 | LV
48-AL1/8-ST1A 0.4 | 12.2 | 0.5939 | 0.3 | 0.21 | ol | 48 | 0.00403 | LV
94-AL1/15-ST1A 0.4 | 13.2 | 0.306 | 0.29 | 0.35 | ol | 94 | 0.00403 | LV
34-AL1/6-ST1A 10.0 | 9.7 | 0.8342 | 0.36 | 0.17 | ol | 34 | 0.00403 | MV
48-AL1/8-ST1A 10.0 | 10.1 | 0.5939 | 0.35 | 0.21 | ol | 48 | 0.00403 | MV
70-AL1/11-ST1A 10.0 | 10.4 | 0.4132 | 0.339 | 0.29 | ol | 70 | 0.00403 | MV
94-AL1/15-ST1A 10.0 | 10.75 | 0.306 | 0.33 | 0.35 | ol | 94 | 0.00403 | MV
122-AL1/20-ST1A 10.0 | 11.1 | 0.2376 | 0.323 | 0.41 | ol | 122 | 0.00403 | MV
149-AL1/24-ST1A 10.0 | 11.25 | 0.194 | 0.315 | 0.47 | ol | 149 | 0.00403 | MV
34-AL1/6-ST1A 20.0 | 9.15 | 0.8342 | 0.382 | 0.17 | ol | 34 | 0.00403 | MV
48-AL1/8-ST1A 20.0 | 9.5 | 0.5939 | 0.372 | 0.21 | ol | 48 | 0.00403 | MV
70-AL1/11-ST1A 20.0 | 9.7 | 0.4132 | 0.36 | 0.29 | ol | 70 | 0.00403 | MV
94-AL1/15-ST1A 20.0 | 10 | 0.306 | 0.35 | 0.35 | ol | 94 | 0.00403 | MV
122-AL1/20-ST1A 20.0 | 10.3 | 0.2376 | 0.344 | 0.41 | ol | 122 | 0.00403 | MV
149-AL1/24-ST1A 20.0 | 10.5 | 0.194 | 0.337 | 0.47 | ol | 149 | 0.00403 | MV
184-AL1/30-ST1A 20.0 | 10.75 | 0.1571 | 0.33 | 0.535 | ol | 184 | 0.00403 | MV
243-AL1/39-ST1A 20.0 | 11 | 0.1188 | 0.32 | 0.645 | ol | 243 | 0.00403 | MV
48-AL1/8-ST1A 110.0 | 8 | 0.5939 | 0.46 | 0.21 | ol | 48 | 0.00403 | HV
70-AL1/11-ST1A 110.0 | 8.4 | 0.4132 | 0.45 | 0.29 | ol | 70 | 0.00403 | HV
94-AL1/15-ST1A 110.0 | 8.65 | 0.306 | 0.44 | 0.35 | ol | 94 | 0.00403 | HV
122-AL1/20-ST1A 110.0 | 8.5 | 0.2376 | 0.43 | 0.41 | ol | 122 | 0.00403 | HV
149-AL1/24-ST1A 110.0 | 8.75 | 0.194 | 0.41 | 0.47 | ol | 149 | 0.00403 | HV
184-AL1/30-ST1A 110.0 | 8.8 | 0.1571 | 0.4 | 0.535 | ol | 184 | 0.00403 | HV
243-AL1/39-ST1A 110.0 | 9 | 0.1188 | 0.39 | 0.645 | ol | 243 | 0.00403 | HV
305-AL1/39-ST1A 110.0 | 9.2 | 0.0949 | 0.38 | 0.74 | ol | 305 | 0.00403 | HV
490-AL1/64-ST1A 110.0 | 9.75 | 0.059 | 0.37 | 0.96 | ol | 490 | 0.00403 | HV
679-AL1/86-ST1A 110.0 | 9.95 | 0.042 | 0.36 | 1.15 | ol | 679 | 0.00403 | HV
490-AL1/64-ST1A 220.0 | 10 | 0.059 | 0.285 | 0.96 | ol | 490 | 0.00403 | HV
679-AL1/86-ST1A 220.0 | 11.7 | 0.042 | 0.275 | 1.15 | ol | 679 | 0.00403 | HV
490-AL1/64-ST1A 380.0 | 11 | 0.059 | 0.253 | 0.96 | ol | 490 | 0.00403 | HV
679-AL1/86-ST1A 380.0 | 14.6 | 0.042 | 0.25 | 1.15 | ol | 679 | 0.00403 | HV

## trafo_std_types
| i0_percent | pfe_kw | vkr_percent | sn_mva | vn_lv_kv | vn_hv_kv | vk_percent | shift_degree | vector_group | tap_side | tap_neutral | tap_min | tap_max | tap_step_degree | tap_step_percent | tap_phase_shifter
160 MVA 380/110 kV | 0.06 | 60 | 0.25 | 160 | 110 | 380 | 12.2 | 0 | Yy0 | hv | 0 | -9 | 9 | 0 | 1.5 | FALSE
100 MVA 220/110 kV | 0.06 | 55 | 0.26 | 100 | 110 | 220 | 12 | 0 | Yy0 | hv | 0 | -9 | 9 | 0 | 1.5 | FALSE
63 MVA 110/20 kV | 0.04 | 22 | 0.32 | 63 | 20 | 110 | 18 | 150 | YNd5 | hv | 0 | -9 | 9 | 0 | 1.5 | FALSE
40 MVA 110/20 kV | 0.05 | 18 | 0.34 | 40 | 20 | 110 | 16.2 | 150 | YNd5 | hv | 0 | -9 | 9 | 0 | 1.5 | FALSE
25 MVA 110/20 kV | 0.07 | 14 | 0.41 | 25 | 20 | 110 | 12 | 150 | YNd5 | hv | 0 | -9 | 9 | 0 | 1.5 | FALSE
63 MVA 110/10 kV | 0.04 | 22 | 0.32 | 63 | 10 | 110 | 18 | 150 | YNd5 | hv | 0 | -9 | 9 | 0 | 1.5 | FALSE
40 MVA 110/10 kV | 0.05 | 18 | 0.34 | 40 | 10 | 110 | 16.2 | 150 | YNd5 | hv | 0 | -9 | 9 | 0 | 1.5 | FALSE
25 MVA 110/10 kV | 0.07 | 14 | 0.41 | 25 | 10 | 110 | 12 | 150 | YNd5 | hv | 0 | -9 | 9 | 0 | 1.5 | FALSE
0.25 MVA 20/0.4 kV | 0.32 | 0.8 | 1.44 | 0.25 | 0.4 | 20 | 6 | 150 | Yzn5 | hv | 0 | -2 | 2 | 0 | 2.5 | FALSE
0.4 MVA 20/0.4 kV | 0.3375 | 1.35 | 1.425 | 0.4 | 0.4 | 20 | 6 | 150 | Dyn5 | hv | 0 | -2 | 2 | 0 | 2.5 | FALSE
0.63 MVA 20/0.4 kV | 0.2619 | 1.65 | 1.206 | 0.63 | 0.4 | 20 | 6 | 150 | Dyn5 | hv | 0 | -2 | 2 | 0 | 2.5 | FALSE
0.25 MVA 10/0.4 kV | 0.24 | 0.6 | 1.2 | 0.25 | 0.4 | 10 | 4 | 150 | Dyn5 | hv | 0 | -2 | 2 | 0 | 2.5 | FALSE
0.4 MVA 10/0.4 kV | 0.2375 | 0.95 | 1.325 | 0.4 | 0.4 | 10 | 4 | 150 | Dyn5 | hv | 0 | -2 | 2 | 0 | 2.5 | FALSE
0.63 MVA 10/0.4 kV | 0.1873 | 1.18 | 1.0794 | 0.63 | 0.4 | 10 | 4 | 150 | Dyn5 | hv | 0 | -2 | 2 | 0 | 2.5 | FALSE

## trafo3w_std_types
| sn_hv_mva | sn_mv_mva | sn_lv_mva | vn_hv_kv | vn_mv_kv | vn_lv_kv | vk_hv_percent | vk_mv_percent | vk_lv_percent | vkr_hv_percent | vkr_mv_percent | vkr_lv_percent | pfe_kw | i0_percent | shift_mv_degree | shift_lv_degree | vector_group | tap_side | tap_neutral | tap_min | tap_max | tap_step_percent
63/25/38 MVA 110/20/10 kV | 63 | 25 | 38 | 110 | 20 | 10 | 10.4 | 10.4 | 10.4 | 0.28 | 0.32 | 0.35 | 35 | 0.89 | 0 | 0 | YN0yn0yn0 | hv | 0 | -10 | 10 | 1.2
63/25/38 MVA 110/10/10 kV | 63 | 25 | 38 | 110 | 10 | 10 | 10.4 | 10.4 | 10.4 | 0.28 | 0.32 | 0.35 | 35 | 0.89 | 0 | 0 | YN0yn0yn0 | hv | 0 | -10 | 10 | 1.2

## fuse_std_types
| fuse_type | i_rated_a | t_avg | t_min | t_total | x_avg | x_min | x_total
HV 100A | HV 100A | 100 | 0 | [10.0, 3.64, 0.854, 0.281, 0.1, 0.0531, 0.022, 0.01] | [10.0, 4.267, 1.21, 0.403, 0.1, 0.058, 0.022, 0.01] | 0 | [300.0, 350.0, 450.0, 550.0, 700.0, 850.0, 1200.0, 1752.0] | [600.0, 700.0, 900.0, 1150.0, 1665.0, 2000.0, 3000.0, 4313.0]
HV 10A | HV 10A | 10 | 0 | [10.0, 1675.0, 0.344, 0.156, 0.1, 0.0417, 0.0171, 0.01] | [10.0, 1.3, 0.3, 0.155, 0.1, 0.0555, 0.023, 0.01] | 0 | [30.0, 32.0, 35.0, 37.0, 39.0, 50.0, 70.0, 88.0] | [60.0, 70.0, 80.0, 87.0, 94.0, 110.0, 150.0, 216.0]
HV 125A | HV 125A | 125 | 0 | [10.0, 1.82, 0.344, 0.1, 0.0467, 0.0269, 0.01] | [10.0, 2.478, 0.426, 0.1, 0.0427, 0.0211, 0.01] | 0 | [375.0, 500.0, 700.0, 925.0, 1200.0, 1500.0, 2341.0] | [750.0, 1000.0, 1500.0, 2200.0, 3000.0, 4000.0, 5765.0]
HV 160A | HV 160A | 160 | 0 | [10.0, 4.15, 1.03, 0.198, 0.1, 0.051, 0.0172, 0.01] | [10.0, 2.3, 0.734, 0.274, 0.1, 0.046, 0.0177, 0.01] | 0 | [480.0, 550.0, 700.0, 1000.0, 1260.0, 1600.0, 2500.0, 3227.0] | [960.0, 1300.0, 1700.0, 2200.0, 2996.0, 4000.0, 6000.0, 7946.0]
HV 16A | HV 16A | 16 | 0 | [10.0, 0.352, 0.164, 0.1, 0.0649, 0.0342, 0.01] | [10.0, 2.34, 0.722, 0.181, 0.1, 0.055, 0.0296, 0.01] | 0 | [48.0, 60.0, 65.0, 71.0, 80.0, 100.0, 162.0] | [96.0, 110.0, 125.0, 150.0, 168.0, 200.0, 250.0, 398.0]
HV 200A | HV 200A | 200 | 0 | [10.0, 4.267, 1.21, 0.403, 0.1, 0.058, 0.022, 0.01] | [10.0, 3.73, 1.654, 0.328, 0.1, 0.0531, 0.019, 0.01] | 0 | [600.0, 700.0, 900.0, 1150.0, 1665.0, 2000.0, 3000.0, 4313.0] | [1200.0, 1500.0, 1800.0, 2700.0, 3960.0, 5000.0, 7500.0, 10620.0]
HV 20A | HV 20A | 20 | 0 | [10.0, 1.3, 0.3, 0.155, 0.1, 0.0555, 0.023, 0.01] | [10.0, 1.3, 0.161, 0.1, 0.0611, 0.0399, 0.0141, 0.01] | 0 | [60.0, 70.0, 80.0, 87.0, 94.0, 110.0, 150.0, 216.0] | [120.0, 150.0, 200.0, 223.0, 260.0, 300.0, 450.0, 532.0]
HV 25A | HV 25A | 25 | 0 | [10.0, 2.512, 0.833, 0.299, 0.1, 0.0372, 0.0223, 0.01] | [10.0, 3.125, 0.597, 0.198, 0.1, 0.0378, 0.022, 0.01] | 0 | [75.0, 82.0, 90.0, 100.0, 124.0, 170.0, 200.0, 289.0] | [150.0, 170.0, 210.0, 250.0, 294.0, 400.0, 500.0, 711.0]
HV 31.5A | HV 31.5A | 31.5 | 0 | [10.0, 2.34, 0.722, 0.181, 0.1, 0.055, 0.0296, 0.01] | [10.0, 2.84, 0.368, 0.164, 0.1, 0.0621, 0.0378, 0.0195, 0.01] | 0 | [95.0, 110.0, 125.0, 150.0, 165.0, 200.0, 250.0, 390.0] | [189.0, 220.0, 300.0, 350.0, 393.0, 450.0, 530.0, 700.0, 960.0]
HV 40A | HV 40A | 40 | 0 | [10.0, 1.3, 0.161, 0.1, 0.0611, 0.0399, 0.0141, 0.01] | [10.0, 2.05, 0.369, 0.198, 0.1, 0.051, 0.0298, 0.01] | 0 | [120.0, 150.0, 200.0, 223.0, 260.0, 300.0, 450.0, 532.0] | [240.0, 300.0, 400.0, 450.0, 530.0, 650.0, 800.0, 1311.0]
HV 50A | HV 50A | 50 | 0 | [10.0, 3.215, 0.597, 0.198, 0.1, 0.0378, 0.022, 0.01] | [10.0, 3.64, 0.854, 0.281, 0.1, 0.0531, 0.022, 0.01] | 0 | [150.0, 170.0, 210.0, 250.0, 294.0, 400.0, 500.0, 711.0] | [300.0, 350.0, 450.0, 550.0, 700.0, 850.0, 1200.0, 1752.0]
HV 6.3A | HV 6.3A | 6.3 | 0 | [10.0, 1.39, 0.344, 0.168, 0.1, 0.056, 0.0263, 0.01] | [10.0, 1.711, 0.516, 0.198, 0.1, 0.0634, 0.0303, 0.01] | 0 | [19.0, 19.5, 20.4, 20.8, 22.0, 25.0, 32.0, 48.0] | [38.0, 40.0, 43.0, 48.0, 53.0, 60.0, 75.0, 118.0]
HV 63A | HV 63A | 63 | 0 | [10.0, 2.84, 0.368, 0.164, 0.1, 0.0621, 0.0378, 0.0195, 0.01] | [10.0, 1.82, 0.344, 0.1, 0.0467, 0.0269, 0.01] | 0 | [189.0, 220.0, 300.0, 350.0, 393.0, 450.0, 530.0, 700.0, 961.0] | [378.0, 500.0, 700.0, 934.0, 1200.0, 1500.0, 2366.0]
HV 80A | HV 80A | 80 | 0 | [10.0, 2.05, 0.369, 0.198, 0.1, 0.051, 0.0298, 0.01] | [10.0, 4.15, 1.03, 0.198, 0.1, 0.051, 0.0172, 0.01] | 0 | [240.0, 300.0, 400.0, 450.0, 530.0, 650.0, 800.0, 1311.0] | [480.0, 550.0, 700.0, 1000.0, 1260.0, 1600.0, 2500.0, 3227.0]
Siemens NH-1-100 | Siemens NH-1-100 | 100 | [5400.0, 2000.0, 400.0, 20.0, 1.0, 0.2, 0.012, 0.004] | 0 | 0 | [150.0, 190.0, 250.0, 430.0, 900.0, 1250.0, 2700.0, 3600.0] | 0 | 0
Siemens NH-1-125 | Siemens NH-1-125 | 125 | [4800.0, 120.0, 7.0, 0.1, 0.004] | 0 | 0 | [180.0, 400.0, 740.0, 2000.0, 4250.0] | 0 | 0
Siemens NH-1-16 | Siemens NH-1-16 | 16 | [4000.0, 400.0, 2.0, 0.1, 0.04, 0.01] | 0 | 0 | [26.0, 35.0, 75.0, 150.0, 200.0, 300.0] | 0 | 0
Siemens NH-1-160 | Siemens NH-1-160 | 160 | [4800.0, 120.0, 7.0, 0.1, 0.004] | 0 | 0 | [210.0, 500.0, 900.0, 2300.0, 5000.0] | 0 | 0
Siemens NH-1-25 | Siemens NH-1-25 | 25 | [4000.0, 1000.0, 10.0, 0.2, 0.02, 0.01] | 0 | 0 | [40.0, 50.0, 100.0, 210.0, 400.0, 500.0] | 0 | 0
Siemens NH-1-50 | Siemens NH-1-50 | 50 | [4000.0, 40.0, 4.0, 1.0, 0.02, 0.01] | 0 | 0 | [86.0, 200.0, 300.0, 400.0, 1000.0, 1280.0] | 0 | 0
Siemens NH-1-63 | Siemens NH-1-63 | 63 | [4000.0, 100.0, 10.0, 2.0, 0.04, 0.01] | 0 | 0 | [100.0, 200.0, 300.0, 400.0, 1000.0, 1500.0] | 0 | 0
Siemens NH-1-80 | Siemens NH-1-80 | 80 | [4800.0, 120.0, 7.0, 0.1, 0.01] | 0 | 0 | [150.58, 250.0, 450.0, 1150.0, 2470.0] | 0 | 0
Siemens NH-2-1000 | Siemens NH-2-1000 | 1000 | [4800.0, 120.0, 7.0, 0.1, 0.004] | 0 | 0 | [1900.0, 3500.0, 8400.0, 24000.0, 52000.0] | 0 | 0
Siemens NH-2-200 | Siemens NH-2-200 | 200 | [4800.0, 120.0, 7.0, 0.1, 0.004] | 0 | 0 | [280.0, 650.0, 1200.0, 3000.0, 7000.0] | 0 | 0
Siemens NH-2-224 | Siemens NH-2-224 | 224 | [4800.0, 120.0, 7.0, 0.2, 0.04, 0.004] | 0 | 0 | [400.0, 750.0, 1453.0, 3025.0, 4315.0, 7600.0] | 0 | 0
Siemens NH-2-250 | Siemens NH-2-250 | 250 | [4800.0, 120.0, 7.0, 0.1, 0.004] | 0 | 0 | [450.0, 800.0, 1650.0, 4000.0, 8500.0] | 0 | 0
Siemens NH-2-315 | Siemens NH-2-315 | 315 | [4800.0, 120.0, 7.0, 0.1, 0.004] | 0 | 0 | [550.0, 920.0, 1900.0, 5000.0, 11000.0] | 0 | 0
Siemens NH-2-355 | Siemens NH-2-355 | 355 | [4800.0, 120.0, 6.0, 0.1, 0.004] | 0 | 0 | [650.0, 1116.27, 2350.0, 5840.0, 12790.0] | 0 | 0
Siemens NH-2-400 | Siemens NH-2-400 | 400 | [4800.0, 120.0, 7.0, 0.1, 0.004] | 0 | 0 | [720.0, 1350.0, 2800.0, 6500.0, 15000.0] | 0 | 0
Siemens NH-2-425 | Siemens NH-2-425 | 425 | [4800.0, 120.0, 7.0, 0.1, 0.004] | 0 | 0 | [850.0, 1500.0, 3050.0, 7500.0, 16500.0] | 0 | 0
Siemens NH-2-630 | Siemens NH-2-630 | 630 | [4800.0, 120.0, 7.0, 0.1, 0.004] | 0 | 0 | [1200.0, 2000.0, 4800.0, 12000.0, 26000.0] | 0 | 0

## res_bus
| vm_pu | va_degree | p_mw | q_mvar
0 | 0.97322 | -0.51589 | 6.212e-05 | 1.5569e-05
1 | 0.97322 | -0.51588 | 0 | 0
2 | 0.97322 | -0.51592 | 0.00012454 | 3.1213e-05
3 | 0.97324 | -0.51561 | 0 | 0
4 | 0.97325 | -0.5154 | 0 | 0
5 | 0.97323 | -0.5157 | 5.7089e-05 | 1.4308e-05
6 | 0.97337 | -0.51295 | 0 | 0
7 | 0.97125 | -0.55485 | 0.048345 | 0.012116
8 | 0.97373 | -0.50594 | 0 | 0
9 | 0.97442 | -0.49235 | 0.003222 | 0.00080751
10 | 0.98156 | -0.35491 | 0.0034369 | 0.00086136
11 | 0.98174 | -0.35142 | 0 | 0
12 | 0.97324 | -0.51552 | 0.0001155 | 2.8947e-05
13 | 0.97323 | -0.51572 | 0.00010082 | 2.5267e-05
14 | 0.9757 | -0.46718 | 0.0031547 | 0.00079064
15 | 0.98151 | -0.35576 | 0.0077024 | 0.0019304
16 | 0.98167 | -0.35272 | 0.0024295 | 0.0006089
17 | 0.97323 | -0.51574 | 0.00012154 | 3.0462e-05
18 | 0.97323 | -0.51571 | 0 | 0
19 | 0.97322 | -0.51587 | 0.00022794 | 5.7127e-05
20 | 0.97324 | -0.51566 | 0 | 0
21 | 0.98113 | -0.3633 | 0.0038043 | 0.00095346
22 | 0.98116 | -0.36261 | 0 | 0
23 | 0.98121 | -0.36176 | 0 | 0
24 | 0.98091 | -0.36761 | 0.0063967 | 0.0016032
25 | 0.98158 | -0.3545 | 0.0031603 | 0.00079204
26 | 0.98079 | -0.37002 | 0.0044327 | 0.0011109
27 | 0.98897 | -0.21158 | 0 | 0
28 | 0.98801 | -0.23025 | 0.0027803 | 0.0006968
29 | 0.98926 | -0.20593 | 0 | 0
30 | 0.9894 | -0.20314 | 0.003492 | 0.00087517
31 | 0.98204 | -0.34553 | 0.0029896 | 0.00074927
32 | 0.98187 | -0.34878 | 0.0022727 | 0.0005696
33 | 0.98165 | -0.35308 | 0.0022782 | 0.00057097
34 | 0.98266 | -0.33336 | 0.0044961 | 0.0011268
35 | 0.98141 | -0.35773 | 0.0023107 | 0.00057911
36 | 0.98337 | -0.31938 | 0.0025568 | 0.00064079
37 | 0.98134 | -0.35919 | 0.0020068 | 0.00050295
38 | 0.98963 | -0.19875 | 0.0031513 | 0.00078978
39 | 0.99036 | -0.18453 | 0.0032483 | 0.0008141
40 | 0.9904 | -0.18384 | 0.0040329 | 0.0010107
41 | 0.99136 | -0.16517 | 0.0051763 | 0.0012973
42 | 0.9916 | -0.16055 | 0.0030168 | 0.00075607
43 | 0.9885 | -0.21984 | 0.0053823 | 0.0013489
44 | 0.99043 | -0.18267 | 0.0049077 | 0.00123
45 | 0.98438 | -0.29987 | 0 | 0
46 | 0.99112 | -0.16943 | 0.0042619 | 0.0010681
47 | 0.98375 | -0.31214 | 0.0037353 | 0.00093615
48 | 0.98349 | -0.31718 | 0.0066697 | 0.0016716
49 | 0.99169 | -0.15851 | 0 | 0
50 | 0.98247 | -0.33702 | 0.0048704 | 0.0012206
51 | 0.98262 | -0.33419 | 0.0030763 | 0.00077101
52 | 0.99487 | -0.097672 | 0 | 0
53 | 0.98192 | -0.34773 | 0.0036288 | 0.00090947
54 | 0.9924 | -0.14523 | 0 | 0
55 | 0.99636 | -0.069233 | 0.005342 | 0.0013388
56 | 0.996 | -0.075998 | 0.001631 | 0.00040876
57 | 0.9972 | -0.053095 | 0.0019808 | 0.00049644
58 | 0.99767 | -0.044209 | 0.0027412 | 0.00068701
59 | 0.99391 | -0.11614 | 0 | 0
60 | 0.99845 | -0.029485 | 0 | 0
61 | 0.99271 | -0.13924 | 0.0038466 | 0.00096404
62 | 0.99385 | -0.11731 | 0.0042975 | 0.0010771
63 | 0.99635 | -0.069497 | 0.0040135 | 0.0010059
64 | 1 | 0 | -0.50675 | -0.12924
65 | 0.98753 | -0.23942 | 0 | 0
66 | 0.98681 | -0.25343 | 0.0057466 | 0.0014402
67 | 0.98683 | -0.25308 | 0 | 0
68 | 0.9868 | -0.25366 | 0.0032482 | 0.00081408
69 | 0.98636 | -0.26223 | 0.0060642 | 0.0015198
70 | 0.98636 | -0.26225 | 0.0072462 | 0.0018161
71 | 0.98575 | -0.27424 | 0.006857 | 0.0017185
72 | 0.98595 | -0.27044 | 0.011666 | 0.0029237
73 | 0.9868 | -0.25369 | 0 | 0
74 | 0.98656 | -0.25837 | 0 | 0
75 | 0.98624 | -0.26464 | 0 | 0
76 | 0.9872 | -0.246 | 0.0057429 | 0.0014393
77 | 0.98603 | -0.26888 | 0.008599 | 0.0021551
78 | 0.98562 | -0.27678 | 0.0058239 | 0.0014596
79 | 0.98573 | -0.27471 | 0.0055789 | 0.0013982
80 | 0.98585 | -0.27227 | 0.0036869 | 0.00092402
81 | 0.98581 | -0.27298 | 0.0042653 | 0.001069
82 | 0.98597 | -0.26986 | 0 | 0
83 | 0.98622 | -0.2651 | 0.0013568 | 0.00034006
84 | 0.98667 | -0.25633 | 0.00261 | 0.00065413
85 | 0.98704 | -0.24906 | 0.0032858 | 0.00082349
86 | 0.98179 | -0.35027 | 0 | 0
87 | 0.98148 | -0.35648 | 0.0093967 | 0.002355
88 | 0.98766 | -0.23713 | 0.0029043 | 0.00072789
89 | 0.98716 | -0.24673 | 0.0030247 | 0.00075806
90 | 0.98775 | -0.23523 | 0.0027517 | 0.00068965
91 | 0.98833 | -0.22404 | 0.0023553 | 0.0005903
92 | 0.98864 | -0.2181 | 0.0020946 | 0.00052494
93 | 0.98947 | -0.2019 | 0 | 0
94 | 0.98129 | -0.36015 | 0.0058901 | 0.0014762
95 | 0.97746 | -0.43271 | 0.0030196 | 0.00075679
96 | 0.97844 | -0.41348 | 0 | 0
97 | 0.98309 | -0.32315 | 0.0059346 | 0.0014874
98 | 0.97803 | -0.42159 | 0.0032237 | 0.00080794
99 | 0.97669 | -0.44796 | 0.0025594 | 0.00064145
100 | 0.97679 | -0.44597 | 0 | 0
101 | 0.98705 | -0.24663 | 0.003515 | 0.00088094
102 | 0.98872 | -0.21475 | 0.0054646 | 0.0013696
103 | 0.98618 | -0.26351 | 0.0051995 | 0.0013031
104 | 0.98902 | -0.20889 | 0.0080209 | 0.0020102
105 | 0.98429 | -0.29998 | 0.00298 | 0.00074685
106 | 0.99162 | -0.15919 | 0 | 0
107 | 0.99352 | -0.12281 | 0.003303 | 0.00082782
108 | 0.99114 | -0.16846 | 0.0036333 | 0.00091059
109 | 0.97753 | -0.43135 | 0.0015769 | 0.00039522
110 | 0.98977 | -0.19482 | 0.0037503 | 0.00093991
111 | 0.98876 | -0.2144 | 0.0033753 | 0.00084593
112 | 0.98785 | -0.23201 | 0 | 0
113 | 0.99518 | -0.091266 | 0.0059101 | 0.0014812
114 | 0.98686 | -0.25127 | 0.0034935 | 0.00087554
115 | 0.99648 | -0.066668 | 0.0052737 | 0.0013217
116 | 0.97744 | -0.43314 | 0.001707 | 0.00042782
117 | 0.98742 | -0.24171 | 0.0040714 | 0.0010204
118 | 0.98565 | -0.27491 | 0 | 0
119 | 0.98523 | -0.2831 | 0.0096493 | 0.0024184
120 | 0.98649 | -0.2586 | 0.0072694 | 0.0018219
121 | 0.97682 | -0.44543 | 0.0062854 | 0.0015753
122 | 0.97707 | -0.44039 | 0.0020016 | 0.00050166
123 | 0.9768 | -0.44578 | 0 | 0
124 | 0.97711 | -0.43962 | 0.0030509 | 0.00076463
125 | 0.97715 | -0.43887 | 0.0018427 | 0.00046182
126 | 0.993 | -0.13375 | 0 | 0
127 | 0.99839 | -0.030468 | 0.0074946 | 0.0018783
128 | 0.9914 | -0.16456 | 0.0025563 | 0.00064067
129 | 0.98911 | -0.20884 | 0.0027366 | 0.00068586
130 | 0.98865 | -0.21777 | 0.0029687 | 0.00074402
131 | 0.9918 | -0.15694 | 0.0018669 | 0.00046789
132 | 0.98901 | -0.21096 | 0.0028314 | 0.0007096
133 | 0.98856 | -0.21964 | 0.0032009 | 0.00080222
134 | 0.98892 | -0.21265 | 0.0028604 | 0.0007169
135 | 0.99275 | -0.13857 | 0.0035103 | 0.00087978
136 | 0.99234 | -0.14661 | 0.002476 | 0.00062055
137 | 0.99232 | -0.14703 | 0.0026858 | 0.00067313
138 | 0.99831 | -0.031854 | 0.0024768 | 0.00062075
139 | 0.9965 | -0.066297 | 0.0040077 | 0.0010044
140 | 0.98522 | -0.28317 | 0.0040596 | 0.0010174
141 | 0.98464 | -0.29454 | 0.0035488 | 0.00088942
142 | 0.98466 | -0.2942 | 0.0027463 | 0.00068829
143 | 0.98873 | -0.21632 | 0.0076163 | 0.0019088
144 | 0.98478 | -0.29181 | 0.0047621 | 0.0011935
145 | 0.98486 | -0.29035 | 0.0034645 | 0.00086827
146 | 0.99216 | -0.15005 | 0.001646 | 0.00041252
147 | 0.99208 | -0.15167 | 0.0082675 | 0.002072
148 | 0.98121 | -0.36169 | 0.0021287 | 0.0005335
149 | 0.98119 | -0.36215 | 0.0026356 | 0.00066054
150 | 0.98127 | -0.36058 | 0.0016768 | 0.00042024
151 | 0.98117 | -0.36241 | 0.0017469 | 0.00043783
152 | 0.98131 | -0.35978 | 0.0022893 | 0.00057376
153 | 0.98116 | -0.3626 | 0.0025189 | 0.0006313
154 | 0.99998 | 149.9956 | 0 | 0

## res_line
| p_from_mw | q_from_mvar | p_to_mw | q_to_mvar | pl_mw | ql_mvar | i_from_ka | i_to_ka | i_ka | vm_from_pu | va_from_degree | vm_to_pu | va_to_degree | loading_percent
0 | -6.212e-05 | -1.5569e-05 | 6.212e-05 | 1.5559e-05 | 2.6748e-12 | -9.5252e-09 | 9.4979e-05 | 9.4976e-05 | 9.4979e-05 | 0.97322 | -0.51589 | 0.97322 | -0.51588 | 0.026093
1 | 0.00012454 | 3.105e-05 | -0.00012454 | -3.1213e-05 | 1.7839e-10 | -1.6295e-07 | 0.00019036 | 0.00019042 | 0.00019042 | 0.97322 | -0.51588 | 0.97322 | -0.51592 | 0.052313
2 | -0.00018666 | -4.661e-05 | 0.00018667 | 4.5627e-05 | 2.4152e-09 | -9.8266e-07 | 0.00028534 | 0.00028499 | 0.00028534 | 0.97322 | -0.51588 | 0.97324 | -0.51561 | 0.078389
3 | -0.00046612 | -0.00011526 | 0.00046612 | 0.00011496 | 4.5943e-09 | -2.9733e-07 | 0.00071211 | 0.000712 | 0.00071211 | 0.97324 | -0.51561 | 0.97325 | -0.5154 | 0.19563
4 | 0.00027945 | 6.9632e-05 | -0.00027945 | -6.9837e-05 | 1.1353e-09 | -2.0545e-07 | 0.00042712 | 0.00042719 | 0.00042719 | 0.97324 | -0.51561 | 0.97323 | -0.5157 | 0.11736
5 | 0.00034344 | 8.4799e-05 | -0.00034344 | -8.5024e-05 | 1.8823e-09 | -2.2538e-07 | 0.00052464 | 0.00052472 | 0.00052472 | 0.97325 | -0.5154 | 0.97324 | -0.51552 | 0.14415
6 | -0.00080957 | -0.00019976 | 0.00080966 | 0.0001978 | 9.2956e-08 | -1.9562e-06 | 0.0012366 | 0.0012359 | 0.0012366 | 0.97325 | -0.5154 | 0.97337 | -0.51295 | 0.33974
7 | 0.00022236 | 5.553e-05 | -0.00022236 | -5.5595e-05 | 2.2768e-10 | -6.5146e-08 | 0.00033991 | 0.00033993 | 0.00033993 | 0.97323 | -0.5157 | 0.97323 | -0.51572 | 0.093388
8 | 0.048442 | 0.012178 | -0.048345 | -0.012116 | 9.6697e-05 | 6.1303e-05 | 0.074068 | 0.074068 | 0.074068 | 0.97337 | -0.51295 | 0.97125 | -0.55485 | 20.3483
9 | -0.049251 | -0.012376 | 0.049268 | 0.012386 | 1.6502e-05 | 1.0464e-05 | 0.075304 | 0.075304 | 0.075304 | 0.97337 | -0.51295 | 0.97373 | -0.50594 | 20.6878
10 | -0.049268 | -0.012386 | 0.0493 | 0.012406 | 3.1993e-05 | 2.0288e-05 | 0.075304 | 0.075303 | 0.075304 | 0.97373 | -0.50594 | 0.97442 | -0.49235 | 20.6878
11 | -0.052522 | -0.013214 | 0.052585 | 0.013254 | 6.3234e-05 | 4.0143e-05 | 0.080224 | 0.080224 | 0.080224 | 0.97442 | -0.49235 | 0.9757 | -0.46718 | 22.0395
12 | -0.0034369 | -0.00086136 | 0.0034374 | 0.00086102 | 5.7089e-07 | -3.4364e-07 | 0.0052102 | 0.00521 | 0.0052102 | 0.98156 | -0.35491 | 0.98174 | -0.35142 | 1.4314
13 | -0.023037 | -0.0057757 | 0.02304 | 0.0057774 | 2.9049e-06 | 1.7788e-06 | 0.034918 | 0.034918 | 0.034918 | 0.98174 | -0.35142 | 0.98187 | -0.34878 | 9.5929
14 | 0.0196 | 0.0049146 | -0.019598 | -0.0049137 | 1.5483e-06 | 9.3179e-07 | 0.029708 | 0.029708 | 0.029708 | 0.98174 | -0.35142 | 0.98165 | -0.35308 | 8.1616
15 | 0.00022794 | 5.6077e-05 | -0.00022794 | -5.6497e-05 | 1.5408e-09 | -4.2013e-07 | 0.00034813 | 0.00034828 | 0.00034828 | 0.97324 | -0.51552 | 0.97324 | -0.51566 | 0.095682
16 | 0.00012154 | 3.0327e-05 | -0.00012154 | -3.0462e-05 | 1.4051e-10 | -1.3477e-07 | 0.00018579 | 0.00018584 | 0.00018584 | 0.97323 | -0.51572 | 0.97323 | -0.51574 | 0.051054
17 | -0.05574 | -0.014045 | 0.055832 | 0.014103 | 9.2069e-05 | 5.8499e-05 | 0.085035 | 0.085035 | 0.085035 | 0.9757 | -0.46718 | 0.97746 | -0.43271 | 23.3612
18 | -0.0077024 | -0.0019304 | 0.0077035 | 0.0019308 | 1.1159e-06 | 4.383e-07 | 0.011677 | 0.011677 | 0.011677 | 0.98151 | -0.35576 | 0.98167 | -0.35272 | 3.208
19 | -0.010133 | -0.0025397 | 0.010134 | 0.0025403 | 1.183e-06 | 5.8805e-07 | 0.01536 | 0.01536 | 0.01536 | 0.98167 | -0.35272 | 0.98179 | -0.35027 | 4.2197
20 | 0.00022794 | 5.6627e-05 | -0.00022794 | -5.7127e-05 | 1.8364e-09 | -5.0009e-07 | 0.00034833 | 0.00034851 | 0.00034851 | 0.97323 | -0.51571 | 0.97322 | -0.51587 | 0.095744
21 | -0.00022794 | -5.6627e-05 | 0.00022794 | 5.6497e-05 | 4.7563e-10 | -1.2961e-07 | 0.00034833 | 0.00034828 | 0.00034833 | 0.97323 | -0.51571 | 0.97324 | -0.51566 | 0.095695
22 | -0.0038043 | -0.00095346 | 0.0038045 | 0.00095341 | 1.2381e-07 | -4.6012e-08 | 0.0057698 | 0.0057698 | 0.0057698 | 0.98113 | -0.3633 | 0.98116 | -0.36261 | 1.5851
23 | -0.0038045 | -0.00095341 | 0.0038046 | 0.00095336 | 1.548e-07 | -5.7545e-08 | 0.0057698 | 0.0057697 | 0.0057698 | 0.98116 | -0.36261 | 0.98121 | -0.36176 | 1.5851
24 | 0.010833 | 0.0027156 | -0.01083 | -0.0027141 | 3.0176e-06 | 1.5548e-06 | 0.016429 | 0.016429 | 0.016429 | 0.98121 | -0.36176 | 0.98091 | -0.36761 | 4.5134
25 | -0.014638 | -0.003669 | 0.014643 | 0.0036719 | 5.0666e-06 | 2.8962e-06 | 0.022198 | 0.022198 | 0.022198 | 0.98121 | -0.36176 | 0.98158 | -0.3545 | 6.0984
26 | 0.0044332 | 0.0011109 | -0.0044327 | -0.0011109 | 5.0964e-07 | -5.3097e-08 | 0.0067251 | 0.0067252 | 0.0067252 | 0.98091 | -0.36761 | 0.98079 | -0.37002 | 1.8476
27 | -0.017803 | -0.0044639 | 0.017811 | 0.0044684 | 7.6123e-06 | 4.5194e-06 | 0.026989 | 0.026989 | 0.026989 | 0.98158 | -0.3545 | 0.98204 | -0.34553 | 7.4146
28 | 0.025138 | 0.0063189 | -0.025116 | -0.0063051 | 2.2379e-05 | 1.3788e-05 | 0.03783 | 0.03783 | 0.03783 | 0.98897 | -0.21158 | 0.98801 | -0.23025 | 10.3929
29 | -0.025138 | -0.0063189 | 0.025145 | 0.0063231 | 6.7915e-06 | 4.1841e-06 | 0.03783 | 0.03783 | 0.03783 | 0.98897 | -0.21158 | 0.98926 | -0.20593 | 10.3928
30 | 0.022336 | 0.0056083 | -0.022326 | -0.0056024 | 9.7702e-06 | 5.9583e-06 | 0.033643 | 0.033643 | 0.033643 | 0.98801 | -0.23025 | 0.98753 | -0.23942 | 9.2426
31 | -0.025145 | -0.0063231 | 0.025148 | 0.0063252 | 3.3488e-06 | 2.0631e-06 | 0.03783 | 0.03783 | 0.03783 | 0.98926 | -0.20593 | 0.9894 | -0.20314 | 10.3928
32 | -0.02864 | -0.0072004 | 0.028646 | 0.0072041 | 5.9996e-06 | 3.729e-06 | 0.043082 | 0.043082 | 0.043082 | 0.9894 | -0.20314 | 0.98963 | -0.19875 | 11.8356
33 | -0.0208 | -0.0052177 | 0.020809 | 0.0052228 | 8.4455e-06 | 5.1182e-06 | 0.031519 | 0.031519 | 0.031519 | 0.98204 | -0.34553 | 0.98247 | -0.33702 | 8.659
34 | -0.025313 | -0.006347 | 0.025332 | 0.0063585 | 1.8614e-05 | 1.1486e-05 | 0.038363 | 0.038362 | 0.038363 | 0.98187 | -0.34878 | 0.98266 | -0.33336 | 10.5392
35 | 0.01732 | 0.0043427 | -0.017316 | -0.0043405 | 3.8379e-06 | 2.2686e-06 | 0.026255 | 0.026255 | 0.026255 | 0.98165 | -0.35308 | 0.98141 | -0.35773 | 7.2129
36 | -0.029828 | -0.0074854 | 0.029848 | 0.0074978 | 1.9896e-05 | 1.2404e-05 | 0.045171 | 0.045171 | 0.045171 | 0.98266 | -0.33336 | 0.98337 | -0.31938 | 12.4096
37 | 0.015006 | 0.0037613 | -0.015005 | -0.0037608 | 1.0416e-06 | 5.9881e-07 | 0.022752 | 0.022752 | 0.022752 | 0.98141 | -0.35773 | 0.98134 | -0.35919 | 6.2504
38 | -0.032404 | -0.0081385 | 0.032435 | 0.0081574 | 3.019e-05 | 1.8896e-05 | 0.049039 | 0.049039 | 0.049039 | 0.98337 | -0.31938 | 0.98438 | -0.29987 | 13.4724
39 | 0.012998 | 0.0032578 | -0.012997 | -0.0032576 | 3.6361e-07 | 2.0118e-07 | 0.019709 | 0.019709 | 0.019709 | 0.98134 | -0.35919 | 0.98131 | -0.35978 | 5.4145
40 | -0.031798 | -0.0079939 | 0.031819 | 0.0080074 | 2.1614e-05 | 1.3509e-05 | 0.04782 | 0.04782 | 0.04782 | 0.98963 | -0.19875 | 0.99036 | -0.18453 | 13.1373
41 | -0.035067 | -0.0088215 | 0.035069 | 0.0088222 | 1.1457e-06 | 7.1908e-07 | 0.0527 | 0.0527 | 0.0527 | 0.99036 | -0.18453 | 0.9904 | -0.18384 | 14.4781
42 | -0.039101 | -0.0098329 | 0.039136 | 0.0098549 | 3.4906e-05 | 2.1993e-05 | 0.058759 | 0.058759 | 0.058759 | 0.9904 | -0.18384 | 0.99136 | -0.16517 | 16.1427
43 | -0.044313 | -0.011152 | 0.044322 | 0.011158 | 9.7848e-06 | 6.1863e-06 | 0.066529 | 0.066529 | 0.066529 | 0.99136 | -0.16517 | 0.9916 | -0.16055 | 18.2771
44 | -0.047339 | -0.011914 | 0.047374 | 0.011936 | 3.4685e-05 | 2.1962e-05 | 0.071056 | 0.071056 | 0.071056 | 0.9916 | -0.16055 | 0.9924 | -0.14523 | 19.5208
45 | -0.10655 | -0.026939 | 0.10674 | 0.027061 | 0.00019032 | 0.00012155 | 0.16047 | 0.16047 | 0.16047 | 0.9885 | -0.21984 | 0.99043 | -0.18267 | 44.0857
46 | 0.10116 | 0.02559 | -0.10078 | -0.025343 | 0.00038685 | 0.00024702 | 0.15237 | 0.15237 | 0.15237 | 0.9885 | -0.21984 | 0.98438 | -0.29987 | 41.8599
47 | -0.11165 | -0.028291 | 0.11172 | 0.028336 | 7.1038e-05 | 4.5378e-05 | 0.16785 | 0.16785 | 0.16785 | 0.99043 | -0.18267 | 0.99112 | -0.16943 | 46.1113
48 | 0.029462 | 0.0074092 | -0.029445 | -0.0073984 | 1.7249e-05 | 1.0745e-05 | 0.044545 | 0.044545 | 0.044545 | 0.98438 | -0.29987 | 0.98375 | -0.31214 | 12.2376
49 | 0.038881 | 0.0097766 | -0.038849 | -0.0097564 | 3.211e-05 | 2.0236e-05 | 0.058786 | 0.058786 | 0.058786 | 0.98438 | -0.29987 | 0.98349 | -0.31718 | 16.15
50 | -0.11598 | -0.029404 | 0.11604 | 0.029443 | 6.0949e-05 | 3.8938e-05 | 0.17424 | 0.17424 | 0.17424 | 0.99112 | -0.16943 | 0.99169 | -0.15851 | 47.8692
51 | 0.025709 | 0.0064623 | -0.025679 | -0.0064434 | 3.0498e-05 | 1.8837e-05 | 0.038895 | 0.038895 | 0.038895 | 0.98375 | -0.31214 | 0.98247 | -0.33702 | 10.6855
52 | 0.03218 | 0.0080848 | -0.032154 | -0.0080684 | 2.6094e-05 | 1.6328e-05 | 0.048695 | 0.048695 | 0.048695 | 0.98349 | -0.31718 | 0.98262 | -0.33419 | 13.3778
53 | -0.11604 | -0.029443 | 0.11638 | 0.029661 | 0.00034059 | 0.00021759 | 0.17424 | 0.17424 | 0.17424 | 0.99169 | -0.15851 | 0.99487 | -0.097672 | 47.8692
54 | 0.029077 | 0.0072974 | -0.029058 | -0.0072858 | 1.8762e-05 | 1.1681e-05 | 0.044036 | 0.044037 | 0.044037 | 0.98262 | -0.33419 | 0.98192 | -0.34773 | 12.0979
55 | 0.055638 | 0.014053 | -0.055588 | -0.014022 | 4.9208e-05 | 3.1247e-05 | 0.083256 | 0.083256 | 0.083256 | 0.99487 | -0.097672 | 0.99391 | -0.11614 | 22.8724
56 | -0.17202 | -0.043714 | 0.1722 | 0.043829 | 0.00017973 | 0.00011465 | 0.2575 | 0.2575 | 0.2575 | 0.99487 | -0.097672 | 0.996 | -0.075998 | 35.3707
57 | 0.02543 | 0.0063763 | -0.025427 | -0.0063744 | 3.0851e-06 | 1.9044e-06 | 0.038537 | 0.038537 | 0.038537 | 0.98192 | -0.34773 | 0.98179 | -0.35027 | 10.5872
58 | -0.047374 | -0.011936 | 0.047387 | 0.011945 | 1.3587e-05 | 8.6032e-06 | 0.071056 | 0.071056 | 0.071056 | 0.9924 | -0.14523 | 0.99271 | -0.13924 | 19.5208
59 | 0.17388 | 0.044273 | -0.17383 | -0.044237 | 5.6707e-05 | 3.603e-05 | 0.25994 | 0.25994 | 0.25994 | 0.99636 | -0.069233 | 0.996 | -0.075998 | 23.8036
60 | -0.17923 | -0.045612 | 0.17937 | 0.045701 | 0.00013954 | 8.8699e-05 | 0.26791 | 0.26791 | 0.26791 | 0.99636 | -0.069233 | 0.9972 | -0.053095 | 24.5342
61 | -0.18135 | -0.046197 | 0.18142 | 0.046247 | 7.7779e-05 | 4.9446e-05 | 0.27087 | 0.27087 | 0.27087 | 0.9972 | -0.053095 | 0.99767 | -0.044209 | 24.8048
62 | -0.18417 | -0.046934 | 0.1843 | 0.047017 | 0.00013096 | 8.3274e-05 | 0.27496 | 0.27496 | 0.27496 | 0.99767 | -0.044209 | 0.99845 | -0.029485 | 25.1792
63 | 0.051291 | 0.012945 | -0.051234 | -0.012909 | 5.6668e-05 | 3.5936e-05 | 0.076821 | 0.076821 | 0.076821 | 0.99391 | -0.11614 | 0.99271 | -0.13924 | 21.1048
64 | 0.0042978 | 0.001077 | -0.0042975 | -0.0010771 | 2.3929e-07 | -4.6589e-08 | 0.0064343 | 0.0064344 | 0.0064344 | 0.99391 | -0.11614 | 0.99385 | -0.11731 | 1.7677
65 | 0.1271 | 0.032311 | -0.12686 | -0.032155 | 0.00024444 | 0.0001562 | 0.18959 | 0.18959 | 0.18959 | 0.99845 | -0.029485 | 0.99635 | -0.069497 | 52.0846
66 | -0.3114 | -0.079328 | 0.31184 | 0.079611 | 0.00044363 | 0.00028328 | 0.46454 | 0.46454 | 0.46454 | 0.99845 | -0.029485 | 1 | 0 | 42.5407
67 | 0.12285 | 0.031149 | -0.12247 | -0.030907 | 0.00037816 | 0.00024163 | 0.18359 | 0.18359 | 0.18359 | 0.99635 | -0.069497 | 0.993 | -0.13375 | 50.4379
68 | 0.19325 | 0.049629 | -0.19297 | -0.049448 | 0.00028541 | 0.00018158 | 0.28799 | 0.28799 | 0.28799 | 1 | 0 | 0.99839 | -0.030468 | 26.3725
69 | 0.022326 | 0.0056024 | -0.022311 | -0.0055935 | 1.4538e-05 | 8.8665e-06 | 0.033643 | 0.033643 | 0.033643 | 0.98753 | -0.23942 | 0.98683 | -0.25308 | 9.2426
70 | -0.0057466 | -0.0014402 | 0.0057467 | 0.0014402 | 9.4158e-08 | 1.7539e-08 | 0.0086652 | 0.0086652 | 0.0086652 | 0.98681 | -0.25343 | 0.98683 | -0.25308 | 2.3806
71 | 0.016565 | 0.0041533 | -0.016564 | -0.004153 | 4.5294e-07 | 2.6515e-07 | 0.024978 | 0.024978 | 0.024978 | 0.98683 | -0.25308 | 0.9868 | -0.25366 | 6.8621
72 | 0.013316 | 0.0033389 | -0.01331 | -0.0033359 | 5.4405e-06 | 3.0224e-06 | 0.02008 | 0.02008 | 0.02008 | 0.9868 | -0.25366 | 0.98636 | -0.26223 | 5.5165
73 | 0.0072462 | 0.0018161 | -0.0072462 | -0.0018161 | 4.2399e-09 | 1.5055e-09 | 0.010932 | 0.010932 | 0.010932 | 0.98636 | -0.26223 | 0.98636 | -0.26225 | 3.0032
74 | -0.006857 | -0.0017185 | 0.0068583 | 0.0017189 | 1.2432e-06 | 4.0111e-07 | 0.010351 | 0.010351 | 0.010351 | 0.98575 | -0.27424 | 0.98595 | -0.27044 | 2.8436
75 | -0.018524 | -0.0046426 | 0.018535 | 0.004649 | 1.065e-05 | 6.3526e-06 | 0.027957 | 0.027957 | 0.027957 | 0.98595 | -0.27044 | 0.98656 | -0.25837 | 7.6805
76 | 0.018539 | 0.0046515 | -0.018535 | -0.004649 | 4.1373e-06 | 2.4676e-06 | 0.027957 | 0.027957 | 0.027957 | 0.9868 | -0.25369 | 0.98656 | -0.25837 | 7.6804
77 | 0.0086053 | 0.0021578 | -0.0086008 | -0.0021559 | 4.4883e-06 | 1.965e-06 | 0.012976 | 0.012977 | 0.012977 | 0.9868 | -0.25369 | 0.98624 | -0.26464 | 3.565
78 | -0.027144 | -0.0068093 | 0.027154 | 0.0068155 | 9.9519e-06 | 6.1668e-06 | 0.040933 | 0.040933 | 0.040933 | 0.9868 | -0.25369 | 0.9872 | -0.246 | 11.2454
79 | 0.0086008 | 0.0021559 | -0.008599 | -0.0021551 | 1.7372e-06 | 7.6084e-07 | 0.012977 | 0.012977 | 0.012977 | 0.98624 | -0.26464 | 0.98603 | -0.26888 | 3.5651
80 | -0.032897 | -0.0082548 | 0.032904 | 0.008259 | 6.746e-06 | 4.2239e-06 | 0.049589 | 0.049589 | 0.049589 | 0.9872 | -0.246 | 0.98742 | -0.24171 | 13.6234
81 | -0.0058239 | -0.0014596 | 0.0058245 | 0.0014597 | 5.7277e-07 | 1.1475e-07 | 0.0087925 | 0.0087924 | 0.0087925 | 0.98562 | -0.27678 | 0.98573 | -0.27471 | 2.4155
82 | -0.011403 | -0.0028579 | 0.011406 | 0.0028593 | 2.6362e-06 | 1.3847e-06 | 0.017214 | 0.017214 | 0.017214 | 0.98573 | -0.27471 | 0.98597 | -0.26986 | 4.7292
83 | 0.0042654 | 0.0010689 | -0.0042653 | -0.001069 | 1.4462e-07 | -2.6075e-08 | 0.0064381 | 0.0064381 | 0.0064381 | 0.98585 | -0.27227 | 0.98581 | -0.27298 | 1.7687
84 | -0.0079523 | -0.001993 | 0.0079532 | 0.0019933 | 9.1286e-07 | 3.6876e-07 | 0.012003 | 0.012003 | 0.012003 | 0.98585 | -0.27227 | 0.98597 | -0.26986 | 3.2975
85 | -0.019359 | -0.0048527 | 0.019364 | 0.0048553 | 4.3927e-06 | 2.6363e-06 | 0.029217 | 0.029217 | 0.029217 | 0.98597 | -0.26986 | 0.98622 | -0.2651 | 8.0266
86 | -0.02072 | -0.0051953 | 0.020729 | 0.0052006 | 8.6657e-06 | 5.2442e-06 | 0.031264 | 0.031264 | 0.031264 | 0.98622 | -0.2651 | 0.98667 | -0.25633 | 8.589
87 | -0.023339 | -0.0058547 | 0.023347 | 0.0058597 | 8.0904e-06 | 4.9554e-06 | 0.0352 | 0.0352 | 0.0352 | 0.98667 | -0.25633 | 0.98704 | -0.24906 | 9.6704
88 | -0.026633 | -0.0066832 | 0.026636 | 0.006685 | 2.9565e-06 | 1.8297e-06 | 0.040154 | 0.040154 | 0.040154 | 0.98704 | -0.24906 | 0.98716 | -0.24673 | 11.0312
89 | 0.015292 | 0.0038341 | -0.015288 | -0.0038315 | 4.5238e-06 | 2.6113e-06 | 0.023178 | 0.023178 | 0.023178 | 0.98179 | -0.35027 | 0.98148 | -0.35648 | 6.3675
90 | 0.0058911 | 0.0014764 | -0.0058901 | -0.0014762 | 1.0286e-06 | 2.2385e-07 | 0.0089315 | 0.0089317 | 0.0089317 | 0.98148 | -0.35648 | 0.98129 | -0.36015 | 2.4538
91 | 0.029674 | 0.0074515 | -0.029661 | -0.0074431 | 1.3593e-05 | 8.4675e-06 | 0.044713 | 0.044713 | 0.044713 | 0.98766 | -0.23713 | 0.98716 | -0.24673 | 12.2838
92 | -0.032579 | -0.0081794 | 0.032582 | 0.0081813 | 2.9414e-06 | 1.8409e-06 | 0.049088 | 0.049088 | 0.049088 | 0.98766 | -0.23713 | 0.98775 | -0.23523 | 13.4858
93 | -0.035333 | -0.0088709 | 0.035352 | 0.0088828 | 1.8874e-05 | 1.1852e-05 | 0.053234 | 0.053234 | 0.053234 | 0.98775 | -0.23523 | 0.98833 | -0.22404 | 14.6247
94 | -0.037707 | -0.0094731 | 0.037718 | 0.0094798 | 1.0689e-05 | 6.7276e-06 | 0.05678 | 0.05678 | 0.05678 | 0.98833 | -0.22404 | 0.98864 | -0.2181 | 15.5989
95 | -0.039813 | -0.010005 | 0.039844 | 0.010024 | 3.083e-05 | 1.9438e-05 | 0.059932 | 0.059932 | 0.059932 | 0.98864 | -0.2181 | 0.98947 | -0.2019 | 16.4649
96 | -0.099117 | -0.024923 | 0.099294 | 0.025036 | 0.00017708 | 0.00011306 | 0.14909 | 0.14909 | 0.14909 | 0.98947 | -0.2019 | 0.9914 | -0.16456 | 40.9577
97 | 0.016054 | 0.0040259 | -0.016048 | -0.0040228 | 5.3092e-06 | 3.086e-06 | 0.024143 | 0.024143 | 0.024143 | 0.98947 | -0.2019 | 0.98911 | -0.20884 | 6.6327
98 | 0.04322 | 0.010873 | -0.043187 | -0.010852 | 3.2746e-05 | 2.0692e-05 | 0.065011 | 0.065011 | 0.065011 | 0.98947 | -0.2019 | 0.98865 | -0.21777 | 17.8601
99 | -0.058852 | -0.01486 | 0.058906 | 0.014894 | 5.4276e-05 | 3.451e-05 | 0.089631 | 0.089631 | 0.089631 | 0.97746 | -0.43271 | 0.97844 | -0.41348 | 24.624
100 | -0.08118 | -0.020485 | 0.081533 | 0.02071 | 0.00035284 | 0.00022504 | 0.12351 | 0.12351 | 0.12351 | 0.97844 | -0.41348 | 0.98309 | -0.32315 | 33.9311
101 | 0.022274 | 0.0055907 | -0.022266 | -0.0055855 | 8.6032e-06 | 5.2551e-06 | 0.033878 | 0.033878 | 0.033878 | 0.97844 | -0.41348 | 0.97803 | -0.42159 | 9.3071
102 | -0.087468 | -0.022198 | 0.087565 | 0.02226 | 9.7587e-05 | 6.2267e-05 | 0.13249 | 0.13249 | 0.13249 | 0.98309 | -0.32315 | 0.98429 | -0.29998 | 36.3988
103 | 0.019042 | 0.0047775 | -0.019033 | -0.0047722 | 8.8563e-06 | 5.3151e-06 | 0.028973 | 0.028973 | 0.028973 | 0.97803 | -0.42159 | 0.97753 | -0.43135 | 7.9597
104 | -0.0025594 | -0.00064145 | 0.0025596 | 0.00064107 | 2.4333e-07 | -3.7843e-07 | 0.0038993 | 0.0038991 | 0.0038993 | 0.97669 | -0.44796 | 0.97679 | -0.44597 | 1.0712
105 | -0.0025596 | -0.00064107 | 0.0025597 | 0.00064103 | 2.2605e-08 | -3.5164e-08 | 0.0038991 | 0.0038991 | 0.0038991 | 0.97679 | -0.44597 | 0.9768 | -0.44578 | 1.0712
106 | -0.099497 | -0.025342 | 0.09965 | 0.02544 | 0.00015328 | 9.787e-05 | 0.15014 | 0.15014 | 0.15014 | 0.98705 | -0.24663 | 0.98872 | -0.21475 | 41.2474
107 | 0.095982 | 0.024461 | -0.095904 | -0.024411 | 7.8122e-05 | 4.9872e-05 | 0.14484 | 0.14484 | 0.14484 | 0.98705 | -0.24663 | 0.98618 | -0.26351 | 39.7917
108 | -0.10511 | -0.02681 | 0.10514 | 0.026829 | 2.9749e-05 | 1.8999e-05 | 0.15836 | 0.15836 | 0.15836 | 0.98872 | -0.21475 | 0.98902 | -0.20889 | 43.5067
109 | 0.090705 | 0.023108 | -0.090545 | -0.023007 | 0.00015931 | 0.00010167 | 0.137 | 0.137 | 0.137 | 0.98618 | -0.26351 | 0.98429 | -0.29998 | 37.6364
110 | -0.11317 | -0.028839 | 0.11344 | 0.029013 | 0.00027209 | 0.00017382 | 0.17043 | 0.17043 | 0.17043 | 0.98902 | -0.20889 | 0.99162 | -0.15919 | 46.822
111 | -0.16343 | -0.041633 | 0.16372 | 0.041816 | 0.00028743 | 0.0001833 | 0.24548 | 0.24548 | 0.24548 | 0.99162 | -0.15919 | 0.99352 | -0.12281 | 33.7203
112 | 0.049994 | 0.01262 | -0.049971 | -0.012606 | 2.2192e-05 | 1.4067e-05 | 0.075052 | 0.075052 | 0.075052 | 0.99162 | -0.15919 | 0.99114 | -0.16846 | 20.6188
113 | -0.16702 | -0.042644 | 0.16728 | 0.042806 | 0.00025501 | 0.00016194 | 0.25043 | 0.25043 | 0.25043 | 0.99352 | -0.12281 | 0.99518 | -0.091266 | 22.9332
114 | 0.046338 | 0.011696 | -0.04628 | -0.011659 | 5.8429e-05 | 3.698e-05 | 0.069598 | 0.069598 | 0.069598 | 0.99114 | -0.16846 | 0.98977 | -0.19482 | 19.1203
115 | 0.017456 | 0.004377 | -0.017455 | -0.0043761 | 1.4949e-06 | 8.8597e-07 | 0.026573 | 0.026573 | 0.026573 | 0.97753 | -0.43135 | 0.97744 | -0.43314 | 7.3002
116 | 0.042529 | 0.010719 | -0.04249 | -0.010694 | 3.98e-05 | 2.5139e-05 | 0.06396 | 0.06396 | 0.06396 | 0.98977 | -0.19482 | 0.98876 | -0.2144 | 17.5714
117 | 0.039114 | 0.0098478 | -0.039081 | -0.0098271 | 3.2894e-05 | 2.0728e-05 | 0.05888 | 0.05888 | 0.05888 | 0.98876 | -0.2144 | 0.98785 | -0.23201 | 16.1759
118 | 0.039081 | 0.0098271 | -0.039045 | -0.0098044 | 3.5913e-05 | 2.2631e-05 | 0.05888 | 0.05888 | 0.05888 | 0.98785 | -0.23201 | 0.98686 | -0.25127 | 16.1759
119 | -0.17319 | -0.044287 | 0.17339 | 0.044418 | 0.0002064 | 0.00013114 | 0.25927 | 0.25927 | 0.25927 | 0.99518 | -0.091266 | 0.99648 | -0.066668 | 23.7424
120 | 0.035552 | 0.0089289 | -0.03554 | -0.0089211 | 1.242e-05 | 7.8019e-06 | 0.053613 | 0.053613 | 0.053613 | 0.98686 | -0.25127 | 0.98649 | -0.2586 | 14.7288
121 | -0.17867 | -0.04574 | 0.17867 | 0.045742 | 3.2117e-06 | 2.0414e-06 | 0.26714 | 0.26714 | 0.26714 | 0.99648 | -0.066668 | 0.9965 | -0.066297 | 24.4635
122 | 0.015748 | 0.0039483 | -0.015743 | -0.0039458 | 4.2985e-06 | 2.5011e-06 | 0.023974 | 0.023974 | 0.023974 | 0.97744 | -0.43314 | 0.97715 | -0.43887 | 6.5863
123 | -0.036975 | -0.0092794 | 0.037014 | 0.0093039 | 3.8943e-05 | 2.4495e-05 | 0.055725 | 0.055725 | 0.055725 | 0.98742 | -0.24171 | 0.98856 | -0.21964 | 15.309
124 | 0.028248 | 0.0070855 | -0.028237 | -0.0070787 | 1.1028e-05 | 6.8521e-06 | 0.042648 | 0.042648 | 0.042648 | 0.98565 | -0.27491 | 0.98523 | -0.2831 | 11.7165
125 | -0.028248 | -0.0070855 | 0.02827 | 0.0070992 | 2.1988e-05 | 1.3661e-05 | 0.042648 | 0.042648 | 0.042648 | 0.98565 | -0.27491 | 0.98649 | -0.2586 | 11.7165
126 | 0.018588 | 0.0046603 | -0.018588 | -0.0046603 | 6.0109e-08 | 3.5879e-08 | 0.028074 | 0.028074 | 0.028074 | 0.98523 | -0.2831 | 0.98522 | -0.28317 | 7.7127
127 | -0.0088451 | -0.0022162 | 0.0088473 | 0.0022172 | 2.1277e-06 | 9.7037e-07 | 0.013474 | 0.013474 | 0.013474 | 0.97682 | -0.44543 | 0.97707 | -0.44039 | 3.7016
128 | 0.0025597 | 0.00064097 | -0.0025597 | -0.00064103 | 4.2232e-08 | -6.5698e-08 | 0.0038991 | 0.0038991 | 0.0038991 | 0.97682 | -0.44543 | 0.9768 | -0.44578 | 1.0712
129 | -0.010849 | -0.0027189 | 0.010849 | 0.0027191 | 3.9404e-07 | 2.0397e-07 | 0.016522 | 0.016522 | 0.016522 | 0.97707 | -0.44039 | 0.97711 | -0.43962 | 4.539
130 | -0.0139 | -0.0034837 | 0.013901 | 0.003484 | 4.9753e-07 | 2.8133e-07 | 0.021168 | 0.021168 | 0.021168 | 0.97711 | -0.43962 | 0.97715 | -0.43887 | 5.8154
131 | 0.018598 | 0.0046649 | -0.018594 | -0.0046624 | 4.2713e-06 | 2.544e-06 | 0.027871 | 0.027871 | 0.027871 | 0.993 | -0.13375 | 0.99275 | -0.13857 | 7.6567
132 | 0.10387 | 0.026242 | -0.10375 | -0.026169 | 0.0001153 | 7.3631e-05 | 0.15572 | 0.15572 | 0.15572 | 0.993 | -0.13375 | 0.9918 | -0.15694 | 42.7812
133 | 0.18547 | 0.047569 | -0.18546 | -0.047561 | 1.2465e-05 | 7.9262e-06 | 0.27682 | 0.27682 | 0.27682 | 0.99839 | -0.030468 | 0.99831 | -0.031854 | 25.3496
134 | -0.10185 | -0.025677 | 0.10189 | 0.025701 | 3.7156e-05 | 2.3725e-05 | 0.15292 | 0.15292 | 0.15292 | 0.9914 | -0.16456 | 0.9918 | -0.15694 | 42.0117
135 | 0.013312 | 0.003337 | -0.01331 | -0.0033362 | 1.3433e-06 | 7.451e-07 | 0.020026 | 0.020026 | 0.020026 | 0.98911 | -0.20884 | 0.98901 | -0.21096 | 5.5017
136 | 0.040218 | 0.010108 | -0.040215 | -0.010106 | 3.6055e-06 | 2.2739e-06 | 0.060543 | 0.060543 | 0.060543 | 0.98865 | -0.21777 | 0.98856 | -0.21964 | 16.6326
137 | 0.010479 | 0.0026266 | -0.010478 | -0.0026262 | 8.4419e-07 | 4.2408e-07 | 0.015766 | 0.015766 | 0.015766 | 0.98901 | -0.21096 | 0.98892 | -0.21265 | 4.3314
138 | 0.0076176 | 0.0019093 | -0.0076163 | -0.0019088 | 1.3345e-06 | 5.0664e-07 | 0.011462 | 0.011462 | 0.011462 | 0.98892 | -0.21265 | 0.98873 | -0.21632 | 3.149
139 | 0.015083 | 0.0037826 | -0.015078 | -0.0037793 | 5.7784e-06 | 3.3086e-06 | 0.022609 | 0.022609 | 0.022609 | 0.99275 | -0.13857 | 0.99234 | -0.14661 | 6.2113
140 | 0.012602 | 0.0031588 | -0.012601 | -0.0031586 | 2.4785e-07 | 1.3471e-07 | 0.018896 | 0.018896 | 0.018896 | 0.99234 | -0.14661 | 0.99232 | -0.14703 | 5.1913
141 | 0.0099155 | 0.0024855 | -0.0099141 | -0.0024848 | 1.4272e-06 | 6.9104e-07 | 0.014869 | 0.014869 | 0.014869 | 0.99232 | -0.14703 | 0.99216 | -0.15005 | 4.0849
142 | 0.18298 | 0.046941 | -0.18268 | -0.046747 | 0.00030518 | 0.00019403 | 0.27313 | 0.27313 | 0.27313 | 0.99831 | -0.031854 | 0.9965 | -0.066297 | 25.0116
143 | 0.014528 | 0.0036429 | -0.014523 | -0.00364 | 4.9677e-06 | 2.8291e-06 | 0.021943 | 0.021943 | 0.021943 | 0.98522 | -0.28317 | 0.98486 | -0.29035 | 6.0284
144 | -0.0035488 | -0.00088942 | 0.0035489 | 0.00088939 | 5.7523e-08 | -3.1021e-08 | 0.0053631 | 0.0053631 | 0.0053631 | 0.98464 | -0.29454 | 0.98466 | -0.2942 | 1.4734
145 | -0.0062952 | -0.0015777 | 0.0062959 | 0.0015779 | 7.1721e-07 | 1.9017e-07 | 0.0095133 | 0.0095132 | 0.0095133 | 0.98466 | -0.2942 | 0.98478 | -0.29181 | 2.6135
146 | -0.011058 | -0.0027714 | 0.011059 | 0.0027718 | 7.6995e-07 | 3.9919e-07 | 0.016709 | 0.016709 | 0.016709 | 0.98478 | -0.29181 | 0.98486 | -0.29035 | 4.5903
147 | 0.0082681 | 0.0020723 | -0.0082675 | -0.002072 | 6.3884e-07 | 2.658e-07 | 0.0124 | 0.0124 | 0.0124 | 0.99216 | -0.15005 | 0.99208 | -0.15167 | 3.4067
148 | 0.0069017 | 0.0017297 | -0.0069015 | -0.0017296 | 1.4863e-07 | 4.9424e-08 | 0.010466 | 0.010466 | 0.010466 | 0.98121 | -0.36169 | 0.98119 | -0.36215 | 2.8754
149 | -0.0090304 | -0.0022632 | 0.0090309 | 0.0022634 | 4.8128e-07 | 2.2158e-07 | 0.013695 | 0.013695 | 0.013695 | 0.98121 | -0.36169 | 0.98127 | -0.36058 | 3.7623
150 | 0.0042659 | 0.0010691 | -0.0042659 | -0.0010691 | 5.3006e-08 | -8.7305e-09 | 0.0064695 | 0.0064695 | 0.0064695 | 0.98119 | -0.36215 | 0.98117 | -0.36241 | 1.7773
151 | -0.010708 | -0.0026836 | 0.010708 | 0.0026838 | 4.0861e-07 | 2.093e-07 | 0.016237 | 0.016237 | 0.016237 | 0.98127 | -0.36058 | 0.98131 | -0.35978 | 4.4608
152 | 0.002519 | 0.00063126 | -0.0025189 | -0.0006313 | 2.314e-08 | -3.8594e-08 | 0.0038201 | 0.0038202 | 0.0038202 | 0.98117 | -0.36241 | 0.98116 | -0.3626 | 1.0495

## res_trafo
| p_hv_mw | q_hv_mvar | p_lv_mw | q_lv_mvar | pl_mw | ql_mvar | i_hv_ka | i_lv_ka | vm_hv_pu | va_hv_degree | vm_lv_pu | va_lv_degree | loading_percent
0 | -1.2729e-15 | -1.3162e-15 | 0.00165 | 1.2699e-07 | 0.00165 | 1.2699e-07 | 5.2857e-17 | 0.0023815 | 0.99998 | 149.9956 | 1 | 0 | 0.2619

## res_ext_grid
| p_mw | q_mvar
0 | 0.50888 | 0.12978

## res_load
| p_mw | q_mvar
0 | 6.212e-05 | 1.5569e-05
1 | 0.00012454 | 3.1213e-05
2 | 5.7089e-05 | 1.4308e-05
3 | 0.048345 | 0.012116
4 | 0.003222 | 0.00080751
5 | 0.0034369 | 0.00086136
6 | 0.0001155 | 2.8947e-05
7 | 0.00010082 | 2.5267e-05
8 | 0.0031547 | 0.00079064
9 | 0.0077024 | 0.0019304
10 | 0.0024295 | 0.0006089
11 | 0.00012154 | 3.0462e-05
12 | 0.00022794 | 5.7127e-05
13 | 0.0038043 | 0.00095346
14 | 0.0063967 | 0.0016032
15 | 0.0031603 | 0.00079204
16 | 0.0044327 | 0.0011109
17 | 0.0027803 | 0.0006968
18 | 0.003492 | 0.00087517
19 | 0.0029896 | 0.00074927
20 | 0.0022727 | 0.0005696
21 | 0.0022782 | 0.00057097
22 | 0.0044961 | 0.0011268
23 | 0.0023107 | 0.00057911
24 | 0.0025568 | 0.00064079
25 | 0.0020068 | 0.00050295
26 | 0.0031513 | 0.00078978
27 | 0.0032483 | 0.0008141
28 | 0.0040329 | 0.0010107
29 | 0.0051763 | 0.0012973
30 | 0.0030168 | 0.00075607
31 | 0.0053823 | 0.0013489
32 | 0.0049077 | 0.00123
33 | 0.0042619 | 0.0010681
34 | 0.0037353 | 0.00093615
35 | 0.0066697 | 0.0016716
36 | 0.0048704 | 0.0012206
37 | 0.0030763 | 0.00077101
38 | 0.0036288 | 0.00090947
39 | 0.005342 | 0.0013388
40 | 0.001631 | 0.00040876
41 | 0.0019808 | 0.00049644
42 | 0.0027412 | 0.00068701
43 | 0.0038466 | 0.00096404
44 | 0.0042975 | 0.0010771
45 | 0.0040135 | 0.0010059
46 | 0.0021364 | 0.00053543
47 | 0.0057466 | 0.0014402
48 | 0.0032482 | 0.00081408
49 | 0.0060642 | 0.0015198
50 | 0.0072462 | 0.0018161
51 | 0.006857 | 0.0017185
52 | 0.011666 | 0.0029237
53 | 0.0057429 | 0.0014393
54 | 0.008599 | 0.0021551
55 | 0.0058239 | 0.0014596
56 | 0.0055789 | 0.0013982
57 | 0.0036869 | 0.00092402
58 | 0.0042653 | 0.001069
59 | 0.0013568 | 0.00034006
60 | 0.00261 | 0.00065413
61 | 0.0032858 | 0.00082349
62 | 0.0093967 | 0.002355
63 | 0.0029043 | 0.00072789
64 | 0.0030247 | 0.00075806
65 | 0.0027517 | 0.00068965
66 | 0.0023553 | 0.0005903
67 | 0.0020946 | 0.00052494
68 | 0.0058901 | 0.0014762
69 | 0.0030196 | 0.00075679
70 | 0.0059346 | 0.0014874
71 | 0.0032237 | 0.00080794
72 | 0.0025594 | 0.00064145
73 | 0.003515 | 0.00088094
74 | 0.0054646 | 0.0013696
75 | 0.0051995 | 0.0013031
76 | 0.0080209 | 0.0020102
77 | 0.00298 | 0.00074685
78 | 0.003303 | 0.00082782
79 | 0.0036333 | 0.00091059
80 | 0.0015769 | 0.00039522
81 | 0.0037503 | 0.00093991
82 | 0.0033753 | 0.00084593
83 | 0.0059101 | 0.0014812
84 | 0.0034935 | 0.00087554
85 | 0.0052737 | 0.0013217
86 | 0.001707 | 0.00042782
87 | 0.0040714 | 0.0010204
88 | 0.0096493 | 0.0024184
89 | 0.0072694 | 0.0018219
90 | 0.0062854 | 0.0015753
91 | 0.0020016 | 0.00050166
92 | 0.0030509 | 0.00076463
93 | 0.0018427 | 0.00046182
94 | 0.0074946 | 0.0018783
95 | 0.0025563 | 0.00064067
96 | 0.0027366 | 0.00068586
97 | 0.0029687 | 0.00074402
98 | 0.0018669 | 0.00046789
99 | 0.0028314 | 0.0007096
100 | 0.0032009 | 0.00080222
101 | 0.0028604 | 0.0007169
102 | 0.0035103 | 0.00087978
103 | 0.002476 | 0.00062055
104 | 0.0026858 | 0.00067313
105 | 0.0024768 | 0.00062075
106 | 0.0040077 | 0.0010044
107 | 0.0040596 | 0.0010174
108 | 0.0035488 | 0.00088942
109 | 0.0027463 | 0.00068829
110 | 0.0076163 | 0.0019088
111 | 0.0047621 | 0.0011935
112 | 0.0034645 | 0.00086827
113 | 0.001646 | 0.00041252
114 | 0.0082675 | 0.002072
115 | 0.0021287 | 0.0005335
116 | 0.0026356 | 0.00066054
117 | 0.0016768 | 0.00042024
118 | 0.0017469 | 0.00043783
119 | 0.0022893 | 0.00057376
120 | 0.0025189 | 0.0006313

## dtypes
| element | column | dtype
0 | bus | name | object
1 | bus | vn_kv | float64
2 | bus | type | object
3 | bus | zone | object
4 | bus | in_service | bool
5 | load | name | object
6 | load | bus | uint32
7 | load | p_mw | float64
8 | load | q_mvar | float64
9 | load | const_z_percent | float64
10 | load | const_i_percent | float64
11 | load | sn_mva | float64
12 | load | scaling | float64
13 | load | in_service | bool
14 | load | type | object
15 | ext_grid | name | object
16 | ext_grid | bus | uint32
17 | ext_grid | vm_pu | float64
18 | ext_grid | va_degree | float64
19 | ext_grid | slack_weight | float64
20 | ext_grid | in_service | bool
21 | line | name | object
22 | line | std_type | object
23 | line | from_bus | uint32
24 | line | to_bus | uint32
25 | line | length_km | float64
26 | line | r_ohm_per_km | float64
27 | line | x_ohm_per_km | float64
28 | line | c_nf_per_km | float64
29 | line | g_us_per_km | float64
30 | line | max_i_ka | float64
31 | line | df | float64
32 | line | parallel | uint32
33 | line | type | object
34 | line | in_service | bool
35 | trafo | name | object
36 | trafo | std_type | object
37 | trafo | hv_bus | uint32
38 | trafo | lv_bus | uint32
39 | trafo | sn_mva | float64
40 | trafo | vn_hv_kv | float64
41 | trafo | vn_lv_kv | float64
42 | trafo | vk_percent | float64
43 | trafo | vkr_percent | float64
44 | trafo | pfe_kw | float64
45 | trafo | i0_percent | float64
46 | trafo | shift_degree | float64
47 | trafo | tap_side | object
48 | trafo | tap_neutral | int32
49 | trafo | tap_min | int32
50 | trafo | tap_max | int32
51 | trafo | tap_step_percent | float64
52 | trafo | tap_step_degree | float64
53 | trafo | tap_pos | int32
54 | trafo | tap_phase_shifter | bool
55 | trafo | parallel | uint32
56 | trafo | df | float64
57 | trafo | in_service | bool
58 | line_geodata | coords | object
59 | bus_geodata | x | float64
60 | bus_geodata | y | float64
61 | bus_geodata | coords | object
62 | res_bus | vm_pu | float64
63 | res_bus | va_degree | float64
64 | res_bus | p_mw | float64
65 | res_bus | q_mvar | float64
66 | res_line | p_from_mw | float64
67 | res_line | q_from_mvar | float64
68 | res_line | p_to_mw | float64
69 | res_line | q_to_mvar | float64
70 | res_line | pl_mw | float64
71 | res_line | ql_mvar | float64
72 | res_line | i_from_ka | float64
73 | res_line | i_to_ka | float64
74 | res_line | i_ka | float64
75 | res_line | vm_from_pu | float64
76 | res_line | va_from_degree | float64
77 | res_line | vm_to_pu | float64
78 | res_line | va_to_degree | float64
79 | res_line | loading_percent | float64
80 | res_trafo | p_hv_mw | float64
81 | res_trafo | q_hv_mvar | float64
82 | res_trafo | p_lv_mw | float64
83 | res_trafo | q_lv_mvar | float64
84 | res_trafo | pl_mw | float64
85 | res_trafo | ql_mvar | float64
86 | res_trafo | i_hv_ka | float64
87 | res_trafo | i_lv_ka | float64
88 | res_trafo | vm_hv_pu | float64
89 | res_trafo | va_hv_degree | float64
90 | res_trafo | vm_lv_pu | float64
91 | res_trafo | va_lv_degree | float64
92 | res_trafo | loading_percent | float64
93 | res_ext_grid | p_mw | float64
94 | res_ext_grid | q_mvar | float64
95 | res_load | p_mw | float64
96 | res_load | q_mvar | float64

## parameters
| version | format_version | converged | OPF_converged | name | f_hz | sn_mva
0 | 2.14.6 | 2.14.0 | TRUE | FALSE |  | 50 | 1