## bus
| name | vn_kv | type | zone | in_service
0 | bus_LV_141-15_0_6_node_0 | 0.4 | n |  | TRUE
1 | bus_LV_141-15_0_6_node_1 | 0.4 | n |  | TRUE
2 | bus_LV_141-15_0_6_node_3 | 0.4 | n |  | TRUE
3 | bus_LV_141-15_0_6_node_44 | 0.4 | n |  | TRUE
4 | bus_LV_141-15_0_6_node_36 | 0.4 | n |  | TRUE
5 | bus_LV_141-15_0_6_node_4 | 0.4 | n |  | TRUE
6 | bus_LV_141-15_0_6_node_120 | 0.4 | n |  | TRUE
7 | bus_LV_141-15_0_6_node_5 | 0.4 | n |  | TRUE
8 | bus_LV_141-15_0_6_node_119 | 0.4 | n |  | TRUE
9 | bus_LV_141-15_0_6_node_70 | 0.4 | n |  | TRUE
10 | bus_LV_141-15_0_6_node_6 | 0.4 | n |  | TRUE
11 | bus_LV_141-15_0_6_node_121 | 0.4 | n |  | TRUE
12 | bus_LV_141-15_0_6_node_7 | 0.4 | n |  | TRUE
13 | bus_LV_141-15_0_6_node_11 | 0.4 | n |  | TRUE
14 | bus_LV_141-15_0_6_node_8 | 0.4 | n |  | TRUE
15 | bus_LV_141-15_0_6_node_94 | 0.4 | n |  | TRUE
16 | bus_LV_141-15_0_6_node_95 | 0.4 | n |  | TRUE
17 | bus_LV_141-15_0_6_node_93 | 0.4 | n |  | TRUE
18 | bus_LV_141-15_0_6_node_9 | 0.4 | n |  | TRUE
19 | bus_LV_141-15_0_6_node_20 | 0.4 | n |  | TRUE
20 | bus_LV_141-15_0_6_node_76 | 0.4 | n |  | TRUE
21 | bus_LV_141-15_0_6_node_10 | 0.4 | n |  | TRUE
22 | bus_LV_141-15_0_6_node_19 | 0.4 | n |  | TRUE
23 | bus_LV_141-15_0_6_node_26 | 0.4 | n |  | TRUE
24 | bus_LV_141-15_0_6_node_83 | 0.4 | n |  | TRUE
25 | bus_LV_141-15_0_6_node_13 | 0.4 | n |  | TRUE
26 | bus_LV_141-15_0_6_node_65 | 0.4 | n |  | TRUE
27 | bus_LV_141-15_0_6_node_12 | 0.4 | n |  | TRUE
28 | bus_LV_141-15_0_6_node_25 | 0.4 | n |  | TRUE
29 | bus_LV_141-15_0_6_node_100 | 0.4 | n |  | TRUE
30 | bus_LV_141-15_0_6_node_31 | 0.4 | n |  | TRUE
31 | bus_LV_141-15_0_6_node_77 | 0.4 | n |  | TRUE
32 | bus_LV_141-15_0_6_node_14 | 0.4 | n |  | TRUE
33 | bus_LV_141-15_0_6_node_18 | 0.4 | n |  | TRUE
34 | bus_LV_141-15_0_6_node_107 | 0.4 | n |  | TRUE
35 | bus_LV_141-15_0_6_node_15 | 0.4 | n |  | TRUE
36 | bus_LV_141-15_0_6_node_127 | 0.4 | n |  | TRUE
37 | bus_LV_141-15_0_6_node_16 | 0.4 | n |  | TRUE
38 | bus_LV_141-15_0_6_node_24 | 0.4 | n |  | TRUE
39 | bus_LV_141-15_0_6_node_89 | 0.4 | n |  | TRUE
40 | bus_LV_141-15_0_6_node_101 | 0.4 | n |  | TRUE
41 | bus_LV_141-15_0_6_node_17 | 0.4 | n |  | TRUE
42 | bus_LV_141-15_0_6_node_99 | 0.4 | n |  | TRUE
43 | bus_LV_141-15_0_6_node_105 | 0.4 | n |  | TRUE
44 | bus_LV_141-15_0_6_node_98 | 0.4 | n |  | TRUE
45 | bus_LV_141-15_0_6_node_75 | 0.4 | n |  | TRUE
46 | bus_LV_141-15_0_6_node_73 | 0.4 | n |  | TRUE
47 | bus_LV_141-15_0_6_node_23 | 0.4 | n |  | TRUE
48 | bus_LV_141-15_0_6_node_21 | 0.4 | n |  | TRUE
49 | bus_LV_141-15_0_6_node_74 | 0.4 | n |  | TRUE
50 | bus_LV_141-15_0_6_node_22 | 0.4 | n |  | TRUE
51 | bus_LV_141-15_0_6_node_118 | 0.4 | n |  | TRUE
52 | bus_LV_141-15_0_6_node_66 | 0.4 | n |  | TRUE
53 | bus_LV_141-15_0_6_node_64 | 0.4 | n |  | TRUE
54 | bus_LV_141-15_0_6_node_72 | 0.4 | n |  | TRUE
55 | bus_LV_141-15_0_6_node_29 | 0.4 | n |  | TRUE
56 | bus_LV_141-15_0_6_node_27 | 0.4 | n |  | TRUE
57 | bus_LV_141-15_0_6_node_28 | 0.4 | n |  | TRUE
58 | bus_LV_141-15_0_6_node_124 | 0.4 | n |  | TRUE
59 | bus_LV_141-15_0_6_node_130 | 0.4 | n |  | TRUE
60 | bus_LV_141-15_0_6_node_62 | 0.4 | n |  | TRUE
61 | bus_LV_141-15_0_6_node_69 | 0.4 | n |  | TRUE
62 | bus_LV_141-15_0_6_node_68 | 0.4 | n |  | TRUE
63 | bus_LV_141-15_0_6_node_123 | 0.4 | n |  | TRUE
64 | bus_LV_141-15_0_6_node_45 | 0.4 | n |  | TRUE
65 | bus_LV_141-15_0_6_node_47 | 0.4 | n |  | TRUE
66 | bus_LV_141-15_0_6_node_37 | 0.4 | n |  | TRUE
67 | bus_LV_141-15_0_6_node_35 | 0.4 | n |  | TRUE
68 | bus_LV_141-15_0_6_node_38 | 0.4 | n |  | TRUE
69 | bus_LV_141-15_0_6_node_46 | 0.4 | n |  | TRUE
70 | bus_LV_141-15_0_6_node_43 | 0.4 | n |  | TRUE
71 | bus_LV_141-15_0_6_node_58 | 0.4 | n |  | TRUE
72 | bus_LV_141-15_0_6_node_34 | 0.4 | n |  | TRUE
73 | bus_LV_141-15_0_6_node_91 | 0.4 | n |  | TRUE
74 | bus_LV_141-15_0_6_node_60 | 0.4 | n |  | TRUE
75 | bus_LV_141-15_0_6_node_61 | 0.4 | n |  | TRUE
76 | bus_LV_141-15_0_6_node_82 | 0.4 | n |  | TRUE
77 | bus_LV_141-15_0_6_node_78 | 0.4 | n |  | TRUE
78 | bus_LV_141-15_0_6_node_80 | 0.4 | n |  | TRUE
79 | bus_LV_141-15_0_6_node_81 | 0.4 | n |  | TRUE
80 | bus_LV_141-15_0_6_node_108 | 0.4 | n |  | TRUE
81 | bus_LV_141-15_0_6_node_88 | 0.4 | n |  | TRUE
82 | bus_LV_141-15_0_6_node_102 | 0.4 | n |  | TRUE
83 | bus_LV_141-15_0_6_node_104 | 0.4 | n |  | TRUE
84 | bus_LV_141-15_0_6_node_97 | 0.4 | n |  | TRUE
85 | bus_LV_141-15_0_6_node_125 | 0.4 | n |  | TRUE
86 | bus_LV_141-15_0_6_node_85 | 0.4 | n |  | TRUE
87 | bus_LV_141-15_0_6_node_86 | 0.4 | n |  | TRUE
88 | bus_LV_141-15_0_6_node_96 | 0.4 | n |  | TRUE
89 | bus_LV_141-15_0_6_node_117 | 0.4 | n |  | TRUE
90 | bus_LV_141-15_0_6_node_103 | 0.4 | n |  | TRUE
91 | bus_LV_141-15_0_6_node_71 | 0.4 | n |  | TRUE
92 | bus_LV_141-15_0_6_node_57 | 0.4 | n |  | TRUE
93 | bus_LV_141-15_0_6_node_52 | 0.4 | n |  | TRUE
94 | bus_LV_141-15_0_6_node_122 | 0.4 | n |  | TRUE
95 | bus_LV_141-15_0_6_node_41 | 0.4 | n |  | TRUE
96 | bus_LV_141-15_0_6_node_39 | 0.4 | n |  | TRUE
97 | bus_LV_141-15_0_6_node_40 | 0.4 | n |  | TRUE
98 | bus_LV_141-15_0_6_node_42 | 0.4 | n |  | TRUE
99 | bus_LV_141-15_0_6_node_59 | 0.4 | n |  | TRUE
100 | bus_LV_141-15_0_6_node_48 | 0.4 | n |  | TRUE
101 | bus_LV_141-15_0_6_node_49 | 0.4 | n |  | TRUE
102 | bus_LV_141-15_0_6_node_50 | 0.4 | n |  | TRUE
103 | bus_LV_141-15_0_6_node_51 | 0.4 | n |  | TRUE
104 | bus_LV_141-15_0_6_node_53 | 0.4 | n |  | TRUE
105 | bus_LV_141-15_0_6_node_128 | 0.4 | n |  | TRUE
106 | bus_LV_141-15_0_6_node_54 | 0.4 | n |  | TRUE
107 | bus_LV_141-15_0_6_node_56 | 0.4 | n |  | TRUE
108 | bus_LV_141-15_0_6_node_129 | 0.4 | n |  | TRUE
109 | bus_LV_141-15_0_6_node_79 | 0.4 | n |  | TRUE
110 | bus_LV_141-15_0_6_node_131 | 0.4 | n |  | TRUE
111 | bus_LV_141-15_0_6_node_87 | 0.4 | n |  | TRUE
112 | bus_LV_141-15_0_6_node_84 | 0.4 | n |  | TRUE
113 | bus_LV_141-15_0_6_node_126 | 0.4 | n |  | TRUE
114 | bus_LV_141-15_0_6_node_90 | 0.4 | n |  | TRUE
115 | bus_LV_141-15_0_6_node_92 | 0.4 | n |  | TRUE
116 | bus_LV_141-15_0_6_node_111 | 0.4 | n |  | TRUE
117 | bus_LV_141-15_0_6_node_110 | 0.4 | n |  | TRUE
118 | bus_LV_141-15_0_6_node_109 | 0.4 | n |  | TRUE
119 | bus_LV_141-15_0_6_node_112 | 0.4 | n |  | TRUE
120 | bus_LV_141-15_0_6_node_113 | 0.4 | n |  | TRUE
121 | bus_LV_141-15_0_6_node_116 | 0.4 | n |  | TRUE
122 | bus_LV_141-15_0_6_node_114 | 0.4 | n |  | TRUE
123 | bus_LV_141-15_0_6_node_115 | 0.4 | n |  | TRUE
124 | bus_MV_349_2_node_87 | 20 | n |  | TRUE

## load
| name | bus | p_mw | q_mvar | const_z_percent | const_i_percent | sn_mva | scaling | in_service | type
0 | LV_141-15_0_6_load_0 | 0 | 0.003409 | 0.00085437 | 0 | 0 |  | 1 | TRUE | wye
1 | LV_141-15_0_6_load_1 | 1 | 0.0029571 | 0.00074112 | 0 | 0 |  | 1 | TRUE | wye
2 | LV_141-15_0_6_load_44 | 3 | 0.0020583 | 0.00051587 | 0 | 0 |  | 1 | TRUE | wye
3 | LV_141-15_0_6_load_120 | 6 | 0.0015384 | 0.00038557 | 0 | 0 |  | 1 | TRUE | wye
4 | LV_141-15_0_6_load_119 | 8 | 0.0039458 | 0.00098891 | 0 | 0 |  | 1 | TRUE | wye
5 | LV_141-15_0_6_load_70 | 9 | 0.019857 | 0.0049766 | 0 | 0 |  | 1 | TRUE | wye
6 | LV_141-15_0_6_load_94 | 15 | 0.0015213 | 0.00038127 | 0 | 0 |  | 1 | TRUE | wye
7 | LV_141-15_0_6_load_95 | 16 | 0.0031277 | 0.00078387 | 0 | 0 |  | 1 | TRUE | wye
8 | LV_141-15_0_6_load_93 | 17 | 0.0023449 | 0.00058768 | 0 | 0 |  | 1 | TRUE | wye
9 | LV_141-15_0_6_load_76 | 20 | 0.033223 | 0.0083266 | 0 | 0 |  | 1 | TRUE | wye
10 | LV_141-15_0_6_load_83 | 24 | 0.031423 | 0.0078754 | 0 | 0 |  | 1 | TRUE | wye
11 | LV_141-15_0_6_load_65 | 26 | 0.013741 | 0.0034438 | 0 | 0 |  | 1 | TRUE | wye
12 | LV_141-15_0_6_load_100 | 29 | 0.0064605 | 0.0016192 | 0 | 0 |  | 1 | TRUE | wye
13 | LV_141-15_0_6_load_77 | 31 | 0.015229 | 0.0038167 | 0 | 0 |  | 1 | TRUE | wye
14 | LV_141-15_0_6_load_107 | 34 | 0.007799 | 0.0019546 | 0 | 0 |  | 1 | TRUE | wye
15 | LV_141-15_0_6_load_127 | 36 | 0.0034031 | 0.00085289 | 0 | 0 |  | 1 | TRUE | wye
16 | LV_141-15_0_6_load_89 | 39 | 0.0021453 | 0.00053767 | 0 | 0 |  | 1 | TRUE | wye
17 | LV_141-15_0_6_load_101 | 40 | 0.0029836 | 0.00074775 | 0 | 0 |  | 1 | TRUE | wye
18 | LV_141-15_0_6_load_99 | 42 | 0.0016664 | 0.00041763 | 0 | 0 |  | 1 | TRUE | wye
19 | LV_141-15_0_6_load_105 | 43 | 0.0023635 | 0.00059236 | 0 | 0 |  | 1 | TRUE | wye
20 | LV_141-15_0_6_load_98 | 44 | 0.0020775 | 0.00052067 | 0 | 0 |  | 1 | TRUE | wye
21 | LV_141-15_0_6_load_73 | 46 | 0.0076845 | 0.0019259 | 0 | 0 |  | 1 | TRUE | wye
22 | LV_141-15_0_6_load_118 | 51 | 0.0056262 | 0.0014101 | 0 | 0 |  | 1 | TRUE | wye
23 | LV_141-15_0_6_load_66 | 52 | 0.0063428 | 0.0015897 | 0 | 0 |  | 1 | TRUE | wye
24 | LV_141-15_0_6_load_64 | 53 | 0.013741 | 0.0034438 | 0 | 0 |  | 1 | TRUE | wye
25 | LV_141-15_0_6_load_72 | 54 | 0.010837 | 0.0027161 | 0 | 0 |  | 1 | TRUE | wye
26 | LV_141-15_0_6_load_124 | 58 | 0.0095504 | 0.0023936 | 0 | 0 |  | 1 | TRUE | wye
27 | LV_141-15_0_6_load_130 | 59 | 0.073031 | 0.018303 | 0 | 0 |  | 1 | TRUE | wye
28 | LV_141-15_0_6_load_69 | 61 | 0.017123 | 0.0042914 | 0 | 0 |  | 1 | TRUE | wye
29 | LV_141-15_0_6_load_68 | 62 | 0.0054978 | 0.0013779 | 0 | 0 |  | 1 | TRUE | wye
30 | LV_141-15_0_6_load_47 | 65 | 0.0020663 | 0.00051786 | 0 | 0 |  | 1 | TRUE | wye
31 | LV_141-15_0_6_load_35 | 67 | 0.0036792 | 0.00092209 | 0 | 0 |  | 1 | TRUE | wye
32 | LV_141-15_0_6_load_43 | 70 | 0.0012276 | 0.00030767 | 0 | 0 |  | 1 | TRUE | wye
33 | LV_141-15_0_6_load_58 | 71 | 0.0036953 | 0.00092613 | 0 | 0 |  | 1 | TRUE | wye
34 | LV_141-15_0_6_load_34 | 72 | 0.0015329 | 0.00038419 | 0 | 0 |  | 1 | TRUE | wye
35 | LV_141-15_0_6_load_91 | 73 | 0.0026455 | 0.00066303 | 0 | 0 |  | 1 | TRUE | wye
36 | LV_141-15_0_6_load_82 | 76 | 0.012153 | 0.0030458 | 0 | 0 |  | 1 | TRUE | wye
37 | LV_141-15_0_6_load_108 | 80 | 0.0057143 | 0.0014321 | 0 | 0 |  | 1 | TRUE | wye
38 | LV_141-15_0_6_load_88 | 81 | 0.0051031 | 0.001279 | 0 | 0 |  | 1 | TRUE | wye
39 | LV_141-15_0_6_load_102 | 82 | 0.0047745 | 0.0011966 | 0 | 0 |  | 1 | TRUE | wye
40 | LV_141-15_0_6_load_104 | 83 | 0.0036872 | 0.0009241 | 0 | 0 |  | 1 | TRUE | wye
41 | LV_141-15_0_6_load_97 | 84 | 0.0025561 | 0.00064063 | 0 | 0 |  | 1 | TRUE | wye
42 | LV_141-15_0_6_load_125 | 85 | 0.0089114 | 0.0022334 | 0 | 0 |  | 1 | TRUE | wye
43 | LV_141-15_0_6_load_85 | 86 | 0.0057158 | 0.0014325 | 0 | 0 |  | 1 | TRUE | wye
44 | LV_141-15_0_6_load_96 | 88 | 0.0023205 | 0.00058157 | 0 | 0 |  | 1 | TRUE | wye
45 | LV_141-15_0_6_load_117 | 89 | 0.0075173 | 0.001884 | 0 | 0 |  | 1 | TRUE | wye
46 | LV_141-15_0_6_load_103 | 90 | 0.0028797 | 0.00072171 | 0 | 0 |  | 1 | TRUE | wye
47 | LV_141-15_0_6_load_71 | 91 | 0.010837 | 0.0027161 | 0 | 0 |  | 1 | TRUE | wye
48 | LV_141-15_0_6_load_122 | 94 | 0.0010652 | 0.00026697 | 0 | 0 |  | 1 | TRUE | wye
49 | LV_141-15_0_6_load_41 | 95 | 0.0012906 | 0.00032345 | 0 | 0 |  | 1 | TRUE | wye
50 | LV_141-15_0_6_load_39 | 96 | 0.0035023 | 0.00087775 | 0 | 0 |  | 1 | TRUE | wye
51 | LV_141-15_0_6_load_40 | 97 | 0.0042726 | 0.0010708 | 0 | 0 |  | 1 | TRUE | wye
52 | LV_141-15_0_6_load_42 | 98 | 0.0018111 | 0.00045391 | 0 | 0 |  | 1 | TRUE | wye
53 | LV_141-15_0_6_load_48 | 100 | 0.013421 | 0.0033636 | 0 | 0 |  | 1 | TRUE | wye
54 | LV_141-15_0_6_load_49 | 101 | 0.0063566 | 0.0015931 | 0 | 0 |  | 1 | TRUE | wye
55 | LV_141-15_0_6_load_53 | 104 | 0.0070242 | 0.0017604 | 0 | 0 |  | 1 | TRUE | wye
56 | LV_141-15_0_6_load_128 | 105 | 0.012008 | 0.0030095 | 0 | 0 |  | 1 | TRUE | wye
57 | LV_141-15_0_6_load_56 | 107 | 0.0077583 | 0.0019444 | 0 | 0 |  | 1 | TRUE | wye
58 | LV_141-15_0_6_load_129 | 108 | 0.012846 | 0.0032196 | 0 | 0 |  | 1 | TRUE | wye
59 | LV_141-15_0_6_load_79 | 109 | 0.012375 | 0.0031014 | 0 | 0 |  | 1 | TRUE | wye
60 | LV_141-15_0_6_load_131 | 110 | 0.012845 | 0.0032193 | 0 | 0 |  | 1 | TRUE | wye
61 | LV_141-15_0_6_load_84 | 112 | 0.047612 | 0.011933 | 0 | 0 |  | 1 | TRUE | wye
62 | LV_141-15_0_6_load_126 | 113 | 0.0076202 | 0.0019098 | 0 | 0 |  | 1 | TRUE | wye
63 | LV_141-15_0_6_load_92 | 115 | 0.0034993 | 0.000877 | 0 | 0 |  | 1 | TRUE | wye
64 | LV_141-15_0_6_load_111 | 116 | 0.0032067 | 0.00080367 | 0 | 0 |  | 1 | TRUE | wye
65 | LV_141-15_0_6_load_110 | 117 | 0.0032949 | 0.00082578 | 0 | 0 |  | 1 | TRUE | wye
66 | LV_141-15_0_6_load_109 | 118 | 0.0021248 | 0.00053253 | 0 | 0 |  | 1 | TRUE | wye
67 | LV_141-15_0_6_load_112 | 119 | 0.0022186 | 0.00055603 | 0 | 0 |  | 1 | TRUE | wye
68 | LV_141-15_0_6_load_113 | 120 | 0.0033074 | 0.00082892 | 0 | 0 |  | 1 | TRUE | wye
69 | LV_141-15_0_6_load_116 | 121 | 0.0024399 | 0.0006115 | 0 | 0 |  | 1 | TRUE | wye
70 | LV_141-15_0_6_load_114 | 122 | 0.0029201 | 0.00073184 | 0 | 0 |  | 1 | TRUE | wye
71 | LV_141-15_0_6_load_115 | 123 | 0.0026637 | 0.00066758 | 0 | 0 |  | 1 | TRUE | wye

## ext_grid
| name | bus | vm_pu | va_degree | slack_weight | in_service
0 |  | 109 | 1 | 0 | 1 | TRUE

## line
| name | std_type | from_bus | to_bus | length_km | r_ohm_per_km | x_ohm_per_km | c_nf_per_km | g_us_per_km | max_i_ka | df | parallel | type | in_service
0 | LV_141-15_0_6_line_0 |  | 0 | 1 | 0.043961 | 0.125 | 0.08 | 261 | 0 | 0.364 | 1 | 1 | cs | TRUE
1 | LV_141-15_0_6_line_1 |  | 1 | 2 | 0.078256 | 0.125 | 0.08 | 261 | 0 | 0.364 | 1 | 1 | cs | TRUE
2 | LV_141-15_0_6_line_2 |  | 2 | 3 | 0.039124 | 0.125 | 0.08 | 261 | 0 | 0.364 | 1 | 1 | cs | TRUE
3 | LV_141-15_0_6_line_3 |  | 2 | 4 | 0.002377 | 0.125 | 0.08 | 261 | 0 | 0.364 | 1 | 1 | cs | TRUE
4 | LV_141-15_0_6_line_4 |  | 4 | 72 | 0.035957 | 0.125 | 0.08 | 261 | 0 | 0.364 | 1 | 5 | cs | TRUE
5 | LV_141-15_0_6_line_5 |  | 4 | 68 | 0.004098 | 0.125 | 0.08 | 261 | 0 | 0.364 | 1 | 5 | cs | TRUE
6 | LV_141-15_0_6_line_6 |  | 5 | 6 | 0.021422 | 0.125 | 0.08 | 261 | 0 | 0.364 | 1 | 1 | cs | TRUE
7 | LV_141-15_0_6_line_7 |  | 5 | 7 | 0.015313 | 0.125 | 0.08 | 261 | 0 | 0.364 | 1 | 1 | cs | TRUE
8 | LV_141-15_0_6_line_8 |  | 5 | 8 | 0.01774 | 0.125 | 0.08 | 261 | 0 | 0.364 | 1 | 1 | cs | TRUE
9 | LV_141-15_0_6_line_9 |  | 7 | 9 | 0.03868 | 0.125 | 0.08 | 261 | 0 | 0.364 | 1 | 1 | cs | TRUE
10 | LV_141-15_0_6_line_10 |  | 9 | 12 | 0.030072 | 0.125 | 0.08 | 261 | 0 | 0.364 | 1 | 1 | cs | TRUE
11 | LV_141-15_0_6_line_11 |  | 10 | 11 | 0.009083 | 0.125 | 0.08 | 261 | 0 | 0.364 | 1 | 1 | cs | TRUE
12 | LV_141-15_0_6_line_12 |  | 10 | 12 | 0.01543 | 0.125 | 0.08 | 261 | 0 | 0.364 | 1 | 1 | cs | TRUE
13 | LV_141-15_0_6_line_13 |  | 11 | 35 | 0.006678 | 0.125 | 0.08 | 261 | 0 | 0.364 | 1 | 1 | cs | TRUE
14 | LV_141-15_0_6_line_14 |  | 12 | 13 | 0.011892 | 0.125 | 0.08 | 261 | 0 | 0.364 | 1 | 1 | cs | TRUE
15 | LV_141-15_0_6_line_15 |  | 13 | 25 | 0.016548 | 0.125 | 0.08 | 261 | 0 | 0.364 | 1 | 1 | cs | TRUE
16 | LV_141-15_0_6_line_16 |  | 13 | 26 | 0.034198 | 0.125 | 0.08 | 261 | 0 | 0.364 | 1 | 1 | cs | TRUE
17 | LV_141-15_0_6_line_17 |  | 14 | 15 | 0.028244 | 0.125 | 0.08 | 261 | 0 | 0.364 | 1 | 1 | cs | TRUE
18 | LV_141-15_0_6_line_18 |  | 14 | 16 | 0.041502 | 0.125 | 0.08 | 261 | 0 | 0.364 | 1 | 1 | cs | TRUE
19 | LV_141-15_0_6_line_19 |  | 14 | 17 | 0.022044 | 0.125 | 0.08 | 261 | 0 | 0.364 | 1 | 1 | cs | TRUE
20 | LV_141-15_0_6_line_20 |  | 15 | 42 | 0.016843 | 0.125 | 0.08 | 261 | 0 | 0.364 | 1 | 1 | cs | TRUE
21 | LV_141-15_0_6_line_21 |  | 16 | 33 | 0.0050544 | 0.125 | 0.08 | 261 | 0 | 0.364 | 1 | 1 | cs | TRUE
22 | LV_141-15_0_6_line_22 |  | 17 | 73 | 0.00309 | 0.125 | 0.08 | 261 | 0 | 0.364 | 1 | 1 | cs | TRUE
23 | LV_141-15_0_6_line_23 |  | 18 | 19 | 0.013135 | 0.125 | 0.08 | 261 | 0 | 0.364 | 1 | 5 | cs | TRUE
24 | LV_141-15_0_6_line_24 |  | 18 | 20 | 0.023839 | 0.125 | 0.08 | 261 | 0 | 0.364 | 1 | 5 | cs | TRUE
25 | LV_141-15_0_6_line_25 |  | 19 | 47 | 0.027853 | 0.125 | 0.08 | 261 | 0 | 0.364 | 1 | 2 | cs | TRUE
26 | LV_141-15_0_6_line_26 |  | 20 | 23 | 0.020216 | 0.125 | 0.08 | 261 | 0 | 0.364 | 1 | 5 | cs | TRUE
27 | LV_141-15_0_6_line_27 |  | 21 | 22 | 0.020064 | 0.125 | 0.08 | 261 | 0 | 0.364 | 1 | 5 | cs | TRUE
28 | LV_141-15_0_6_line_28 |  | 21 | 23 | 0.022328 | 0.125 | 0.08 | 261 | 0 | 0.364 | 1 | 5 | cs | TRUE
29 | LV_141-15_0_6_line_29 |  | 21 | 24 | 0.022282 | 0.125 | 0.08 | 261 | 0 | 0.364 | 1 | 5 | cs | TRUE
30 | LV_141-15_0_6_line_30 |  | 22 | 45 | 0.014797 | 0.125 | 0.08 | 261 | 0 | 0.364 | 1 | 1 | cs | TRUE
31 | LV_141-15_0_6_line_31 |  | 22 | 46 | 0.030348 | 0.125 | 0.08 | 261 | 0 | 0.364 | 1 | 5 | cs | TRUE
32 | LV_141-15_0_6_line_32 |  | 24 | 79 | 0.017321 | 0.125 | 0.08 | 261 | 0 | 0.364 | 1 | 5 | cs | TRUE
33 | LV_141-15_0_6_line_33 |  | 25 | 30 | 0.016008 | 0.125 | 0.08 | 261 | 0 | 0.364 | 1 | 1 | cs | TRUE
34 | LV_141-15_0_6_line_34 |  | 25 | 31 | 0.023956 | 0.125 | 0.08 | 261 | 0 | 0.364 | 1 | 1 | cs | TRUE
35 | LV_141-15_0_6_line_35 |  | 26 | 53 | 0.025664 | 0.125 | 0.08 | 261 | 0 | 0.364 | 1 | 1 | cs | TRUE
36 | LV_141-15_0_6_line_36 |  | 27 | 28 | 0.012443 | 0.125 | 0.08 | 261 | 0 | 0.364 | 1 | 1 | cs | TRUE
37 | LV_141-15_0_6_line_37 |  | 27 | 29 | 0.035912 | 0.125 | 0.08 | 261 | 0 | 0.364 | 1 | 1 | cs | TRUE
38 | LV_141-15_0_6_line_38 |  | 28 | 55 | 0.018577 | 0.125 | 0.08 | 261 | 0 | 0.364 | 1 | 1 | cs | TRUE
39 | LV_141-15_0_6_line_39 |  | 28 | 52 | 0.043923 | 0.125 | 0.08 | 261 | 0 | 0.364 | 1 | 1 | cs | TRUE
40 | LV_141-15_0_6_line_40 |  | 30 | 63 | 0.018656 | 0.125 | 0.08 | 261 | 0 | 0.364 | 1 | 1 | cs | TRUE
41 | LV_141-15_0_6_line_41 |  | 32 | 33 | 0.030554 | 0.125 | 0.08 | 261 | 0 | 0.364 | 1 | 1 | cs | TRUE
42 | LV_141-15_0_6_line_42 |  | 32 | 34 | 0.051787 | 0.125 | 0.08 | 261 | 0 | 0.364 | 1 | 1 | cs | TRUE
43 | LV_141-15_0_6_line_43 |  | 33 | 44 | 0.030527 | 0.125 | 0.08 | 261 | 0 | 0.364 | 1 | 1 | cs | TRUE
44 | LV_141-15_0_6_line_44 |  | 34 | 80 | 0.03305 | 0.125 | 0.08 | 261 | 0 | 0.364 | 1 | 1 | cs | TRUE
45 | LV_141-15_0_6_line_45 |  | 35 | 36 | 0.006358 | 0.125 | 0.08 | 261 | 0 | 0.364 | 1 | 1 | cs | TRUE
46 | LV_141-15_0_6_line_46 |  | 37 | 38 | 0.010746 | 0.125 | 0.08 | 261 | 0 | 0.364 | 1 | 5 | cs | TRUE
47 | LV_141-15_0_6_line_47 |  | 37 | 39 | 0.023152 | 0.125 | 0.08 | 261 | 0 | 0.364 | 1 | 5 | cs | TRUE
48 | LV_141-15_0_6_line_48 |  | 37 | 40 | 0.016742 | 0.125 | 0.08 | 261 | 0 | 0.364 | 1 | 1 | cs | TRUE
49 | LV_141-15_0_6_line_49 |  | 38 | 54 | 0.034211 | 0.125 | 0.08 | 261 | 0 | 0.364 | 1 | 5 | cs | TRUE
50 | LV_141-15_0_6_line_50 |  | 39 | 81 | 0.023105 | 0.125 | 0.08 | 261 | 0 | 0.364 | 1 | 5 | cs | TRUE
51 | LV_141-15_0_6_line_51 |  | 40 | 82 | 0.021471 | 0.125 | 0.08 | 261 | 0 | 0.364 | 1 | 1 | cs | TRUE
52 | LV_141-15_0_6_line_52 |  | 41 | 42 | 0.0046529 | 0.125 | 0.08 | 261 | 0 | 0.364 | 1 | 1 | cs | TRUE
53 | LV_141-15_0_6_line_53 |  | 41 | 43 | 0.020678 | 0.125 | 0.08 | 261 | 0 | 0.364 | 1 | 1 | cs | TRUE
54 | LV_141-15_0_6_line_54 |  | 43 | 83 | 0.023711 | 0.125 | 0.08 | 261 | 0 | 0.364 | 1 | 1 | cs | TRUE
55 | LV_141-15_0_6_line_55 |  | 44 | 84 | 0.045224 | 0.125 | 0.08 | 261 | 0 | 0.364 | 1 | 1 | cs | TRUE
56 | LV_141-15_0_6_line_56 |  | 45 | 85 | 0.015158 | 0.125 | 0.08 | 261 | 0 | 0.364 | 1 | 1 | cs | TRUE
57 | LV_141-15_0_6_line_57 |  | 46 | 48 | 0.024243 | 0.125 | 0.08 | 261 | 0 | 0.364 | 1 | 5 | cs | TRUE
58 | LV_141-15_0_6_line_58 |  | 47 | 52 | 0.01961 | 0.125 | 0.08 | 261 | 0 | 0.364 | 1 | 1 | cs | TRUE
59 | LV_141-15_0_6_line_59 |  | 47 | 53 | 0.013206 | 0.125 | 0.08 | 261 | 0 | 0.364 | 1 | 1 | cs | TRUE
60 | LV_141-15_0_6_line_60 |  | 48 | 49 | 0.008254 | 0.125 | 0.08 | 261 | 0 | 0.364 | 1 | 5 | cs | TRUE
61 | LV_141-15_0_6_line_61 |  | 49 | 88 | 0.016043 | 0.125 | 0.08 | 261 | 0 | 0.364 | 1 | 1 | cs | TRUE
62 | LV_141-15_0_6_line_62 |  | 49 | 50 | 0.041942 | 0.125 | 0.08 | 261 | 0 | 0.364 | 1 | 5 | cs | TRUE
63 | LV_141-15_0_6_line_63 |  | 50 | 51 | 0.014205 | 0.125 | 0.08 | 261 | 0 | 0.364 | 1 | 5 | cs | TRUE
64 | LV_141-15_0_6_line_64 |  | 51 | 89 | 0.0023076 | 0.125 | 0.08 | 261 | 0 | 0.364 | 1 | 5 | cs | TRUE
65 | LV_141-15_0_6_line_65 |  | 54 | 91 | 0.035512 | 0.125 | 0.08 | 261 | 0 | 0.364 | 1 | 5 | cs | TRUE
66 | LV_141-15_0_6_line_66 |  | 55 | 61 | 0.03001 | 0.125 | 0.08 | 261 | 0 | 0.364 | 1 | 1 | cs | TRUE
67 | LV_141-15_0_6_line_67 |  | 55 | 62 | 0.019201 | 0.125 | 0.08 | 261 | 0 | 0.364 | 1 | 1 | cs | TRUE
68 | LV_141-15_0_6_line_68 |  | 56 | 57 | 0.068344 | 0.125 | 0.08 | 261 | 0 | 0.364 | 1 | 1 | cs | TRUE
69 | LV_141-15_0_6_line_69 |  | 56 | 58 | 0.083357 | 0.125 | 0.08 | 261 | 0 | 0.364 | 1 | 1 | cs | TRUE
70 | LV_141-15_0_6_line_70 |  | 57 | 59 | 0.017426 | 0.125 | 0.08 | 261 | 0 | 0.364 | 1 | 1 | cs | TRUE
71 | LV_141-15_0_6_line_71 |  | 57 | 60 | 0.072964 | 0.125 | 0.08 | 261 | 0 | 0.364 | 1 | 2 | cs | TRUE
72 | LV_141-15_0_6_line_72 |  | 60 | 91 | 0.033565 | 0.125 | 0.08 | 261 | 0 | 0.364 | 1 | 5 | cs | TRUE
73 | LV_141-15_0_6_line_73 |  | 60 | 92 | 0.039737 | 0.125 | 0.08 | 261 | 0 | 0.364 | 1 | 5 | cs | TRUE
74 | LV_141-15_0_6_line_74 |  | 63 | 93 | 0.022162 | 0.125 | 0.08 | 261 | 0 | 0.364 | 1 | 1 | cs | TRUE
75 | LV_141-15_0_6_line_75 |  | 63 | 94 | 0.011066 | 0.125 | 0.08 | 261 | 0 | 0.364 | 1 | 1 | cs | TRUE
76 | LV_141-15_0_6_line_76 |  | 64 | 65 | 0.043272 | 0.125 | 0.08 | 261 | 0 | 0.364 | 1 | 1 | cs | TRUE
77 | LV_141-15_0_6_line_77 |  | 64 | 66 | 0.039438 | 0.125 | 0.08 | 261 | 0 | 0.364 | 1 | 1 | cs | TRUE
78 | LV_141-15_0_6_line_78 |  | 65 | 98 | 0.027697 | 0.125 | 0.08 | 261 | 0 | 0.364 | 1 | 1 | cs | TRUE
79 | LV_141-15_0_6_line_79 |  | 66 | 67 | 0.050919 | 0.125 | 0.08 | 261 | 0 | 0.364 | 1 | 1 | cs | TRUE
80 | LV_141-15_0_6_line_80 |  | 67 | 72 | 0.044553 | 0.125 | 0.08 | 261 | 0 | 0.364 | 1 | 1 | cs | TRUE
81 | LV_141-15_0_6_line_81 |  | 68 | 69 | 0.11863 | 0.125 | 0.08 | 261 | 0 | 0.364 | 1 | 5 | cs | TRUE
82 | LV_141-15_0_6_line_82 |  | 68 | 70 | 0.04368 | 0.125 | 0.08 | 261 | 0 | 0.364 | 1 | 1 | cs | TRUE
83 | LV_141-15_0_6_line_83 |  | 69 | 71 | 0.073888 | 0.125 | 0.08 | 261 | 0 | 0.364 | 1 | 5 | cs | TRUE
84 | LV_141-15_0_6_line_84 |  | 70 | 95 | 0.019842 | 0.125 | 0.08 | 261 | 0 | 0.364 | 1 | 1 | cs | TRUE
85 | LV_141-15_0_6_line_85 |  | 71 | 99 | 0.062249 | 0.125 | 0.08 | 261 | 0 | 0.364 | 1 | 5 | cs | TRUE
86 | LV_141-15_0_6_line_86 |  | 74 | 75 | 0.061368 | 0.125 | 0.08 | 261 | 0 | 0.364 | 1 | 1 | cs | TRUE
87 | LV_141-15_0_6_line_87 |  | 74 | 76 | 0.0082026 | 0.125 | 0.08 | 261 | 0 | 0.364 | 1 | 1 | cs | TRUE
88 | LV_141-15_0_6_line_88 |  | 75 | 110 | 0.006642 | 0.125 | 0.08 | 261 | 0 | 0.364 | 1 | 1 | cs | TRUE
89 | LV_141-15_0_6_line_89 |  | 76 | 77 | 0.043631 | 0.125 | 0.08 | 261 | 0 | 0.364 | 1 | 1 | cs | TRUE
90 | LV_141-15_0_6_line_90 |  | 77 | 78 | 0.028748 | 0.125 | 0.08 | 261 | 0 | 0.364 | 1 | 1 | cs | TRUE
91 | LV_141-15_0_6_line_91 |  | 78 | 79 | 0.033944 | 0.125 | 0.08 | 261 | 0 | 0.364 | 1 | 5 | cs | TRUE
92 | LV_141-15_0_6_line_92 |  | 78 | 109 | 0.032411 | 0.125 | 0.08 | 261 | 0 | 0.364 | 1 | 5 | cs | TRUE
93 | LV_141-15_0_6_line_93 |  | 79 | 112 | 0.015841 | 0.125 | 0.08 | 261 | 0 | 0.364 | 1 | 1 | cs | TRUE
94 | LV_141-15_0_6_line_94 |  | 80 | 118 | 2.4587e-05 | 0.125 | 0.08 | 261 | 0 | 0.364 | 1 | 1 | cs | TRUE
95 | LV_141-15_0_6_line_95 |  | 81 | 114 | 0.016094 | 0.125 | 0.08 | 261 | 0 | 0.364 | 1 | 5 | cs | TRUE
96 | LV_141-15_0_6_line_96 |  | 82 | 90 | 0.022908 | 0.125 | 0.08 | 261 | 0 | 0.364 | 1 | 1 | cs | TRUE
97 | LV_141-15_0_6_line_97 |  | 84 | 88 | 0.030369 | 0.125 | 0.08 | 261 | 0 | 0.364 | 1 | 1 | cs | TRUE
98 | LV_141-15_0_6_line_98 |  | 85 | 111 | 0.01521 | 0.125 | 0.08 | 261 | 0 | 0.364 | 1 | 1 | cs | TRUE
99 | LV_141-15_0_6_line_99 |  | 86 | 87 | 0.010204 | 0.125 | 0.08 | 261 | 0 | 0.364 | 1 | 1 | cs | TRUE
100 | LV_141-15_0_6_line_100 |  | 87 | 111 | 0.022283 | 0.125 | 0.08 | 261 | 0 | 0.364 | 1 | 1 | cs | TRUE
101 | LV_141-15_0_6_line_101 |  | 89 | 123 | 0.017177 | 0.125 | 0.08 | 261 | 0 | 0.364 | 1 | 5 | cs | TRUE
102 | LV_141-15_0_6_line_102 |  | 92 | 108 | 0.0116 | 0.125 | 0.08 | 261 | 0 | 0.364 | 1 | 1 | cs | TRUE
103 | LV_141-15_0_6_line_103 |  | 92 | 99 | 0.11338 | 0.125 | 0.08 | 261 | 0 | 0.364 | 1 | 5 | cs | TRUE
104 | LV_141-15_0_6_line_104 |  | 93 | 105 | 0.018003 | 0.125 | 0.08 | 261 | 0 | 0.364 | 1 | 1 | cs | TRUE
105 | LV_141-15_0_6_line_105 |  | 93 | 102 | 0.034337 | 0.125 | 0.08 | 261 | 0 | 0.364 | 1 | 1 | cs | TRUE
106 | LV_141-15_0_6_line_106 |  | 95 | 96 | 0.028556 | 0.125 | 0.08 | 261 | 0 | 0.364 | 1 | 1 | cs | TRUE
107 | LV_141-15_0_6_line_107 |  | 97 | 98 | 0.037906 | 0.125 | 0.08 | 261 | 0 | 0.364 | 1 | 1 | cs | TRUE
108 | LV_141-15_0_6_line_108 |  | 100 | 101 | 0.0085991 | 0.125 | 0.08 | 261 | 0 | 0.364 | 1 | 1 | cs | TRUE
109 | LV_141-15_0_6_line_109 |  | 100 | 102 | 0.0085068 | 0.125 | 0.08 | 261 | 0 | 0.364 | 1 | 1 | cs | TRUE
110 | LV_141-15_0_6_line_110 |  | 101 | 103 | 0.020173 | 0.125 | 0.08 | 261 | 0 | 0.364 | 1 | 1 | cs | TRUE
111 | LV_141-15_0_6_line_111 |  | 103 | 104 | 0.01381 | 0.125 | 0.08 | 261 | 0 | 0.364 | 1 | 1 | cs | TRUE
112 | LV_141-15_0_6_line_112 |  | 104 | 106 | 0.0053255 | 0.125 | 0.08 | 261 | 0 | 0.364 | 1 | 1 | cs | TRUE
113 | LV_141-15_0_6_line_113 |  | 106 | 107 | 0.010409 | 0.125 | 0.08 | 261 | 0 | 0.364 | 1 | 1 | cs | TRUE
114 | LV_141-15_0_6_line_114 |  | 111 | 113 | 0.021492 | 0.125 | 0.08 | 261 | 0 | 0.364 | 1 | 1 | cs | TRUE
115 | LV_141-15_0_6_line_115 |  | 114 | 115 | 0.013201 | 0.125 | 0.08 | 261 | 0 | 0.364 | 1 | 5 | cs | TRUE
116 | LV_141-15_0_6_line_116 |  | 115 | 116 | 0.014802 | 0.125 | 0.08 | 261 | 0 | 0.364 | 1 | 5 | cs | TRUE
117 | LV_141-15_0_6_line_117 |  | 116 | 117 | 0.007425 | 0.125 | 0.08 | 261 | 0 | 0.364 | 1 | 5 | cs | TRUE
118 | LV_141-15_0_6_line_118 |  | 117 | 119 | 0.011618 | 0.125 | 0.08 | 261 | 0 | 0.364 | 1 | 5 | cs | TRUE
119 | LV_141-15_0_6_line_119 |  | 119 | 120 | 0.0094661 | 0.125 | 0.08 | 261 | 0 | 0.364 | 1 | 5 | cs | TRUE
120 | LV_141-15_0_6_line_120 |  | 120 | 121 | 0.00064062 | 0.125 | 0.08 | 261 | 0 | 0.364 | 1 | 5 | cs | TRUE
121 | LV_141-15_0_6_line_121 |  | 121 | 122 | 0.014466 | 0.125 | 0.08 | 261 | 0 | 0.364 | 1 | 5 | cs | TRUE
122 | LV_141-15_0_6_line_122 |  | 122 | 123 | 0.017427 | 0.125 | 0.08 | 261 | 0 | 0.364 | 1 | 5 | cs | TRUE

## trafo
| name | std_type | hv_bus | lv_bus | sn_mva | vn_hv_kv | vn_lv_kv | vk_percent | vkr_percent | pfe_kw | i0_percent | shift_degree | tap_side | tap_neutral | tap_min | tap_max | tap_step_percent | tap_step_degree | tap_pos | tap_phase_shifter | parallel | df | in_service
0 | LV_141-15_0_6_trafo_79 | 0.63 MVA 20/0.4 kV | 124 | 109 | 0.63 | 20 | 0.4 | 6 | 1.206 | 1.65 | 0.2619 | 150 | hv | 0 | -2 | 2 | 2.5 | 0 | 0 | FALSE | 1 | 1 | TRUE

## line_geodata
| x0 | y0 | x1 | y1 | x2 | y2 | x3 | y3 | x4 | y4 | x5 | y5 | x6 | y6 | x7 | y7 | x8 | y8 | x9 | y9 | x10 | y10 | x11 | y11
0 | 2684247.7598 | 1237797.6127 | 2684265.178 | 1237792.583 | 2684280.4937 | 1237784.9615 | 2684287.5763 | 1237779.8686
1 | 2684344.4981 | 1237727.6958 | 2684344.9427 | 1237729.4144 | 2684338.4667 | 1237735.7714 | 2684331.2533 | 1237741.3063 | 2684294.5051 | 1237774.8864 | 2684287.5763 | 1237779.8686
2 | 2684344.4981 | 1237727.6958 | 2684337.8129 | 1237728.0011 | 2684322.1705 | 1237729.847 | 2684305.5147 | 1237730.7597
3 | 2684346.8208 | 1237727.1617 | 2684344.4981 | 1237727.6958
4 | 2684346.8208 | 1237727.1617 | 2684349.0908 | 1237733.0092 | 2684372.2935 | 1237751.5244
5 | 2684350.7856 | 1237726.0839 | 2684346.8208 | 1237727.1617
6 | 2684123.8832 | 1237760.6353 | 2684102.402 | 1237760.2086
7 | 2684096.0426 | 1237753.0134 | 2684093.7467 | 1237759.1297 | 2684097.5461 | 1237760.1064 | 2684102.402 | 1237760.2086
8 | 2684102.402 | 1237760.2086 | 2684105.1065 | 1237752.4858 | 2684108.1307 | 1237743.4196
9 | 2684096.0426 | 1237753.0134 | 2684097.1402 | 1237749.2374 | 2684096.5963 | 1237744.3707 | 2684105.1607 | 1237715.775
10 | 2684113.8145 | 1237687.3738 | 2684110.8994 | 1237701.9429 | 2684108.4215 | 1237704.8877 | 2684105.1607 | 1237715.775
11 | 2684135.569 | 1237686.6925 | 2684132.9753 | 1237687.1228 | 2684130.3566 | 1237688.2532 | 2684128.6919 | 1237691.4652
12 | 2684113.8145 | 1237687.3738 | 2684114.7265 | 1237687.6203 | 2684119.2033 | 1237688.8512 | 2684120.3337 | 1237689.1674 | 2684121.5471 | 1237689.5071 | 2684126.9811 | 1237690.9962 | 2684128.6919 | 1237691.4652
13 | 2684137.2646 | 1237680.2342 | 2684137.0405 | 1237681.0983 | 2684135.8727 | 1237685.5516 | 2684135.569 | 1237686.6925
14 | 2684103.991 | 1237680.6299 | 2684113.8145 | 1237687.3738
15 | 2684103.991 | 1237680.6299 | 2684104.5479 | 1237678.1694 | 2684105.5727 | 1237673.6585 | 2684106.0166 | 1237671.6967 | 2684106.4279 | 1237669.9012 | 2684107.429 | 1237665.4678 | 2684107.6546 | 1237664.4925
16 | 2684103.991 | 1237680.6299 | 2684094.4708 | 1237677.037 | 2684077.8477 | 1237673.8661 | 2684070.796 | 1237673.0434
17 | 2683944.6308 | 1237413.3856 | 2683947.6006 | 1237394.9256 | 2683949.2362 | 1237385.5206
18 | 2683944.6308 | 1237413.3856 | 2683941.8816 | 1237430.6924 | 2683939.5855 | 1237443.2467 | 2683938.6543 | 1237449.7048 | 2683938.287 | 1237454.3807
19 | 2683944.6308 | 1237413.3856 | 2683966.3567 | 1237417.1174
20 | 2683949.2362 | 1237385.5206 | 2683952.1222 | 1237368.9265
21 | 2683938.1007 | 1237459.4261 | 2683938.0637 | 1237457.224 | 2683938.287 | 1237454.3807
22 | 2683966.3567 | 1237417.1174 | 2683969.4021 | 1237417.6405
23 | 2684043.8229 | 1237641.8174 | 2684050.4052 | 1237641.8328 | 2684056.9474 | 1237641.4695
24 | 2684056.9474 | 1237641.4695 | 2684056.4784 | 1237636.6594 | 2684055.0298 | 1237630.4901 | 2684052.5003 | 1237624.7836 | 2684049.0971 | 1237619.3316
25 | 2684032.7781 | 1237665.2111 | 2684033.7967 | 1237658.9989 | 2684034.6302 | 1237652.4949 | 2684037.865 | 1237651.1397 | 2684040.8445 | 1237648.5801 | 2684043.0977 | 1237645.4764 | 2684043.8229 | 1237641.8174
26 | 2684035.5389 | 1237604.3402 | 2684038.4175 | 1237607.3052 | 2684043.0348 | 1237612.5076 | 2684049.0971 | 1237619.3316
27 | 2684018.627 | 1237600.7095 | 2684023.4634 | 1237597.9203 | 2684018.9702 | 1237589.8288 | 2684022.6991 | 1237586.1678
28 | 2684035.5389 | 1237604.3402 | 2684029.9195 | 1237597.7671 | 2684026.0444 | 1237592.5085 | 2684022.6991 | 1237586.1678
29 | 2684022.6991 | 1237586.1678 | 2684025.5046 | 1237583.6057 | 2684036.1076 | 1237575.928 | 2684041.4931 | 1237575.6727
30 | 2684018.627 | 1237600.7095 | 2684015.2225 | 1237603.8969 | 2684011.6301 | 1237609.6725 | 2684010.5186 | 1237612.8256
31 | 2684018.627 | 1237600.7095 | 2684014.2377 | 1237592.2191 | 2684010.9997 | 1237584.1787 | 2684008.7364 | 1237575.6962 | 2684008.3493 | 1237572.3753
32 | 2684058.4994 | 1237577.8239 | 2684048.5699 | 1237575.3372 | 2684041.4931 | 1237575.6727
33 | 2684123.1511 | 1237668.6816 | 2684107.6546 | 1237664.4925
34 | 2684107.6546 | 1237664.4925 | 2684097.8862 | 1237662.3972 | 2684085.4756 | 1237659.8864 | 2684084.188 | 1237659.6812
35 | 2684045.529 | 1237668.6367 | 2684053.9947 | 1237670.4595 | 2684065.4825 | 1237672.4234 | 2684070.796 | 1237673.0434
36 | 2683970.1889 | 1237656.8423 | 2683971.0649 | 1237650.5391 | 2683971.8614 | 1237644.5127
37 | 2683971.8614 | 1237644.5127 | 2683955.9344 | 1237642.3972 | 2683938.146 | 1237638.6876 | 2683936.5472 | 1237638.1903
38 | 2683955.5546 | 1237657.4804 | 2683956.9112 | 1237653.0408 | 2683967.5559 | 1237656.8384 | 2683970.1889 | 1237656.8423
39 | 2683970.1889 | 1237656.8423 | 2683981.1748 | 1237656.8421 | 2683994.742 | 1237656.756 | 2684012.482 | 1237660.1427 | 2684013.7522 | 1237660.4599
40 | 2684123.1511 | 1237668.6816 | 2684124.5231 | 1237656.7592 | 2684126.0891 | 1237654.1017 | 2684128.9567 | 1237651.963
41 | 2683937.7306 | 1237485.0613 | 2683934.9274 | 1237472.4794 | 2683934.0752 | 1237458.9022 | 2683938.1007 | 1237459.4261
42 | 2683937.7306 | 1237485.0613 | 2683932.604 | 1237487.5017 | 2683929.7653 | 1237490.8084 | 2683928.2286 | 1237495.6791 | 2683925.9935 | 1237532.2551
43 | 2683938.1007 | 1237459.4261 | 2683938.2046 | 1237465.9878 | 2683939.2231 | 1237475.2977 | 2683941.5989 | 1237484.927 | 2683943.221 | 1237489.3178
44 | 2683925.9935 | 1237532.2551 | 2683923.9776 | 1237565.244
45 | 2684137.2646 | 1237680.2342 | 2684137.5684 | 1237679.0821 | 2684138.7039 | 1237674.7729 | 2684138.8876 | 1237674.0861
46 | 2684074.1865 | 1237423.2581 | 2684079.456 | 1237424.6337 | 2684083.871 | 1237427.5649
47 | 2684074.1865 | 1237423.2581 | 2684054.8352 | 1237418.2029 | 2684051.8558 | 1237417.1752
48 | 2684074.1865 | 1237423.2581 | 2684073.2028 | 1237427.0024 | 2684070.542 | 1237431.101 | 2684065.7632 | 1237437.4973
49 | 2684083.871 | 1237427.5649 | 2684085.73 | 1237428.8032 | 2684116.0663 | 1237438.9166
50 | 2684030.0141 | 1237409.6412 | 2684051.8558 | 1237417.1752
51 | 2684065.7632 | 1237437.4973 | 2684060.6776 | 1237444.3041 | 2684053.2344 | 1237454.9303
52 | 2683947.8114 | 1237367.1755 | 2683952.1222 | 1237368.9265
53 | 2683947.8114 | 1237367.1755 | 2683951.0032 | 1237346.745
54 | 2683954.6631 | 1237323.3178 | 2683951.0032 | 1237346.745
55 | 2683943.221 | 1237489.3178 | 2683944.7908 | 1237493.5671 | 2683949.2215 | 1237502.3471 | 2683954.9256 | 1237510.9672 | 2683961.8766 | 1237519.1601 | 2683968.8696 | 1237525.995
56 | 2684010.5186 | 1237612.8256 | 2683995.7445 | 1237609.4365
57 | 2684008.4746 | 1237548.2174 | 2684007.6384 | 1237556.5115 | 2684007.6029 | 1237565.9733 | 2684008.3493 | 1237572.3753
58 | 2684032.7781 | 1237665.2111 | 2684013.7522 | 1237660.4599
59 | 2684032.7781 | 1237665.2111 | 2684043.7135 | 1237668.2458 | 2684045.529 | 1237668.6367
60 | 2684008.4746 | 1237548.2174 | 2684009.2447 | 1237542.9912 | 2684009.9739 | 1237540.1106
61 | 2684009.9739 | 1237540.1106 | 2684007.2215 | 1237542.1287 | 2684004.6447 | 1237542.9706 | 2684001.7335 | 1237542.8405 | 2683998.6923 | 1237542.2748 | 2683995.0012 | 1237540.979
62 | 2684026.0926 | 1237501.4444 | 2684020.6648 | 1237512.8646 | 2684015.6934 | 1237524.1135 | 2684010.9273 | 1237536.3659 | 2684009.9739 | 1237540.1106
63 | 2684026.0926 | 1237501.4444 | 2684012.2925 | 1237498.0753
64 | 2684010.0507 | 1237497.5281 | 2684012.2925 | 1237498.0753
65 | 2684149.755 | 1237450.1476 | 2684116.0663 | 1237438.9166
66 | 2683955.5546 | 1237657.4804 | 2683962.7278 | 1237686.6207
67 | 2683955.5546 | 1237657.4804 | 2683944.2332 | 1237669.4289 | 2683942.4308 | 1237671.4934
68 | 2684127.1408 | 1237361.5305 | 2684131.7105 | 1237365.2979 | 2684142.0393 | 1237374.3284 | 2684152.4479 | 1237383.6047 | 2684155.7419 | 1237384.4853 | 2684163.7169 | 1237386.622 | 2684179.4256 | 1237390.8365 | 2684183.0129 | 1237396.647
69 | 2684127.1408 | 1237361.5305 | 2684130.9569 | 1237352.8006 | 2684158.6194 | 1237293.061 | 2684161.3933 | 1237285.5615
70 | 2684183.0129 | 1237396.647 | 2684188.912 | 1237393.6396 | 2684199.2701 | 1237396.8665
71 | 2684178.4334 | 1237466.1427 | 2684181.8126 | 1237450.346 | 2684190.6613 | 1237409.0087 | 2684183.0129 | 1237396.647
72 | 2684178.4334 | 1237466.1427 | 2684172.7356 | 1237459.7685 | 2684163.8619 | 1237454.8504 | 2684149.755 | 1237450.1476
73 | 2684178.4334 | 1237466.1427 | 2684184.1093 | 1237476.7307 | 2684186.8087 | 1237487.5322 | 2684184.976 | 1237500.9825 | 2684184.1555 | 1237503.884
74 | 2684145.5162 | 1237638.2767 | 2684143.2789 | 1237642.3813 | 2684139.4339 | 1237646.7522 | 2684128.9567 | 1237651.963
75 | 2684128.9567 | 1237651.963 | 2684124.6434 | 1237647.7323 | 2684120.1767 | 1237645.4317
76 | 2684453.1116 | 1237773.7162 | 2684455.0265 | 1237762.5021 | 2684458.879 | 1237741.1305 | 2684460.9354 | 1237731.6641 | 2684461.0682 | 1237731.1897
77 | 2684446.8977 | 1237811.099 | 2684448.0078 | 1237808.0571 | 2684451.2254 | 1237803.6552 | 2684454.0648 | 1237798.7143 | 2684452.875 | 1237783.9646 | 2684453.1116 | 1237773.7162
78 | 2684468.8703 | 1237704.616 | 2684464.4189 | 1237719.2159 | 2684461.0682 | 1237731.1897
79 | 2684446.8977 | 1237811.099 | 2684444.7812 | 1237809.3677 | 2684407.1181 | 1237779.3135
80 | 2684372.2935 | 1237751.5244 | 2684407.1181 | 1237779.3135
81 | 2684244.0484 | 1237702.8749 | 2684317.7346 | 1237703.8988 | 2684334.1691 | 1237705.9558 | 2684341.8216 | 1237708.9222 | 2684344.7313 | 1237713.4111 | 2684346.9588 | 1237714.2545 | 2684347.1183 | 1237714.746 | 2684348.488 | 1237718.9907 | 2684348.8359 | 1237720.063 | 2684349.0534 | 1237720.7333 | 2684350.3797 | 1237724.8328 | 2684350.7856 | 1237726.0839
82 | 2684350.7856 | 1237726.0839 | 2684359.9333 | 1237721.2659 | 2684378.1788 | 1237709.8169 | 2684387.5138 | 1237702.5969
83 | 2684244.0484 | 1237702.8749 | 2684241.9904 | 1237699.6767 | 2684233.851 | 1237679.8361 | 2684226.7046 | 1237659.8538 | 2684219.704 | 1237633.3451
84 | 2684403.2091 | 1237690.4575 | 2684387.5138 | 1237702.5969
85 | 2684227.2408 | 1237574.6118 | 2684224.9648 | 1237580.3725 | 2684217.7798 | 1237591.3674 | 2684216.837 | 1237596.491 | 2684215.5844 | 1237602.6554 | 2684214.5997 | 1237607.5338 | 2684214.4865 | 1237611.7797 | 2684216.0849 | 1237619.6413 | 2684219.704 | 1237633.3451
86 | 2684095.2929 | 1237472.1361 | 2684098.7646 | 1237471.1512 | 2684106.3748 | 1237471.259 | 2684117.648 | 1237472.9087 | 2684123.7153 | 1237475.641 | 2684131.5937 | 1237481.3789 | 2684135.8954 | 1237486.966 | 2684131.2398 | 1237501.5438
87 | 2684095.2929 | 1237472.1361 | 2684093.0807 | 1237473.9394 | 2684090.705 | 1237478.7314
88 | 2684124.8503 | 1237499.6631 | 2684131.2398 | 1237501.5438
89 | 2684079.5149 | 1237520.903 | 2684090.705 | 1237478.7314
90 | 2684079.5149 | 1237520.903 | 2684076.1959 | 1237534.6103 | 2684075.3822 | 1237543.4495 | 2684075.7622 | 1237549.2034
91 | 2684075.7622 | 1237549.2034 | 2684071.1911 | 1237552.4855 | 2684058.4994 | 1237577.8239
92 | 2684075.7622 | 1237549.2034 | 2684080.0745 | 1237553.5119 | 2684086.6107 | 1237556.2509 | 2684105.535 | 1237559.6576
93 | 2684071.8915 | 1237584.7739 | 2684068.3836 | 1237580.2989 | 2684058.4994 | 1237577.8239
94 | 2683923.9761 | 1237565.2685 | 2683923.9776 | 1237565.244
95 | 2684014.8001 | 1237404.3934 | 2684030.0141 | 1237409.6412
96 | 2684053.2344 | 1237454.9303 | 2684049.4105 | 1237460.3895 | 2684041.1393 | 1237473.8376 | 2684040.9092 | 1237474.23
97 | 2683995.0012 | 1237540.979 | 2683990.3429 | 1237539.3436 | 2683980.1675 | 1237534.4407 | 2683970.892 | 1237527.9716 | 2683968.8696 | 1237525.995
98 | 2683991.9271 | 1237624.1597 | 2683995.7445 | 1237609.4365
99 | 2684009.1413 | 1237635.8337 | 2684019.3441 | 1237635.9836
100 | 2684009.1413 | 1237635.8337 | 2684003.1832 | 1237635.0155 | 2683999.7397 | 1237634.0105 | 2683997.0445 | 1237631.9932 | 2683993.2455 | 1237626.1687 | 2683991.9271 | 1237624.1597
101 | 2684010.0507 | 1237497.5281 | 2683999.4529 | 1237494.9408 | 2683995.5653 | 1237492.1616 | 2683995.143 | 1237490.7333
102 | 2684184.1555 | 1237503.884 | 2684172.8366 | 1237501.1995
103 | 2684227.2408 | 1237574.6118 | 2684195.682 | 1237560.7545 | 2684207.1807 | 1237518.7543 | 2684207.0346 | 1237510.9133 | 2684203.4049 | 1237507.5706 | 2684184.976 | 1237500.9825 | 2684184.1555 | 1237503.884
104 | 2684145.5162 | 1237638.2767 | 2684141.1577 | 1237637.2365 | 2684136.6954 | 1237637.1176 | 2684131.3263 | 1237637.9866 | 2684127.8156 | 1237636.9139
105 | 2684155.7186 | 1237605.4868 | 2684145.5162 | 1237638.2767
106 | 2684403.2091 | 1237690.4575 | 2684405.1839 | 1237688.9301 | 2684424.3443 | 1237671.267
107 | 2684468.8703 | 1237704.616 | 2684470.6331 | 1237698.8342 | 2684476.1133 | 1237681.1217 | 2684480.0446 | 1237668.3946
108 | 2684160.261 | 1237588.9949 | 2684157.9775 | 1237597.2854
109 | 2684155.7186 | 1237605.4868 | 2684157.9775 | 1237597.2854
110 | 2684165.6178 | 1237569.5459 | 2684160.261 | 1237588.9949
111 | 2684165.6178 | 1237569.5459 | 2684169.3665 | 1237556.2541
112 | 2684170.8121 | 1237551.1286 | 2684169.3665 | 1237556.2541
113 | 2684170.8121 | 1237551.1286 | 2684160.6946 | 1237548.5612
114 | 2683976.4127 | 1237610.5307 | 2683980.3717 | 1237611.4651 | 2683984.4272 | 1237614.1354 | 2683986.6244 | 1237616.0567 | 2683991.9271 | 1237624.1597
115 | 2684014.8001 | 1237404.3934 | 2684013.3696 | 1237410.3107 | 2684011.4474 | 1237417.1596
116 | 2684007.7246 | 1237431.4836 | 2684009.7361 | 1237423.2574 | 2684011.4474 | 1237417.1596
117 | 2684005.9609 | 1237438.6962 | 2684007.7246 | 1237431.4836
118 | 2684005.9609 | 1237438.6962 | 2684003.2014 | 1237449.9813
119 | 2684000.953 | 1237459.1765 | 2684003.2014 | 1237449.9813
120 | 2684000.953 | 1237459.1765 | 2684000.8008 | 1237459.7988
121 | 2683997.3647 | 1237473.851 | 2684000.8008 | 1237459.7988
122 | 2683997.3647 | 1237473.851 | 2683994.0995 | 1237487.204 | 2683995.143 | 1237490.7333

## bus_geodata
| x | y | coords
0 | 2684247.7598 | 1237797.6127
1 | 2684287.5763 | 1237779.8686
2 | 2684344.498 | 1237727.6958
3 | 2684305.5147 | 1237730.7597
4 | 2684346.8208 | 1237727.1617
5 | 2684102.402 | 1237760.2086
6 | 2684123.8832 | 1237760.6353
7 | 2684096.0426 | 1237753.0134
8 | 2684108.1307 | 1237743.4196
9 | 2684105.1607 | 1237715.775
10 | 2684128.6919 | 1237691.4652
11 | 2684135.569 | 1237686.6925
12 | 2684113.8145 | 1237687.3738
13 | 2684103.991 | 1237680.6299
14 | 2683944.6308 | 1237413.3856
15 | 2683949.2362 | 1237385.5206
16 | 2683938.287 | 1237454.3807
17 | 2683966.3567 | 1237417.1174
18 | 2684056.9474 | 1237641.4695
19 | 2684043.8229 | 1237641.8174
20 | 2684049.0971 | 1237619.3316
21 | 2684022.6991 | 1237586.1678
22 | 2684018.627 | 1237600.7095
23 | 2684035.5389 | 1237604.3402
24 | 2684041.4931 | 1237575.6727
25 | 2684107.6546 | 1237664.4925
26 | 2684070.796 | 1237673.0434
27 | 2683971.8614 | 1237644.5127
28 | 2683970.1889 | 1237656.8423
29 | 2683936.5472 | 1237638.1903
30 | 2684123.1511 | 1237668.6816
31 | 2684084.188 | 1237659.6812
32 | 2683937.7306 | 1237485.0613
33 | 2683938.1007 | 1237459.4261
34 | 2683925.9935 | 1237532.2551
35 | 2684137.2646 | 1237680.2342
36 | 2684138.8876 | 1237674.0861
37 | 2684074.1865 | 1237423.2581
38 | 2684083.871 | 1237427.5649
39 | 2684051.8558 | 1237417.1752
40 | 2684065.7632 | 1237437.4973
41 | 2683947.8114 | 1237367.1755
42 | 2683952.1222 | 1237368.9265
43 | 2683951.0032 | 1237346.745
44 | 2683943.221 | 1237489.3178
45 | 2684010.5186 | 1237612.8256
46 | 2684008.3493 | 1237572.3753
47 | 2684032.7781 | 1237665.2111
48 | 2684008.4746 | 1237548.2174
49 | 2684009.9739 | 1237540.1106
50 | 2684026.0926 | 1237501.4444
51 | 2684012.2925 | 1237498.0753
52 | 2684013.7522 | 1237660.4599
53 | 2684045.529 | 1237668.6367
54 | 2684116.0663 | 1237438.9166
55 | 2683955.5546 | 1237657.4804
56 | 2684127.1408 | 1237361.5305
57 | 2684183.0129 | 1237396.647
58 | 2684161.3933 | 1237285.5615
59 | 2684199.2701 | 1237396.8665
60 | 2684178.4334 | 1237466.1427
61 | 2683962.7278 | 1237686.6207
62 | 2683942.4308 | 1237671.4934
63 | 2684128.9567 | 1237651.963
64 | 2684453.1116 | 1237773.7162
65 | 2684461.0682 | 1237731.1897
66 | 2684446.8977 | 1237811.099
67 | 2684407.1181 | 1237779.3135
68 | 2684350.7856 | 1237726.0839
69 | 2684244.0484 | 1237702.8749
70 | 2684387.5138 | 1237702.5969
71 | 2684219.704 | 1237633.3451
72 | 2684372.2935 | 1237751.5244
73 | 2683969.4021 | 1237417.6405
74 | 2684095.2929 | 1237472.1361
75 | 2684131.2398 | 1237501.5438
76 | 2684090.705 | 1237478.7314
77 | 2684079.5149 | 1237520.903
78 | 2684075.7622 | 1237549.2034
79 | 2684058.4994 | 1237577.8239
80 | 2683923.9776 | 1237565.244
81 | 2684030.0141 | 1237409.6412
82 | 2684053.2344 | 1237454.9303
83 | 2683954.6631 | 1237323.3178
84 | 2683968.8696 | 1237525.995
85 | 2683995.7445 | 1237609.4365
86 | 2684019.3441 | 1237635.9836
87 | 2684009.1413 | 1237635.8337
88 | 2683995.0012 | 1237540.979
89 | 2684010.0507 | 1237497.5281
90 | 2684040.9092 | 1237474.2299
91 | 2684149.755 | 1237450.1476
92 | 2684184.1555 | 1237503.884
93 | 2684145.5162 | 1237638.2767
94 | 2684120.1767 | 1237645.4317
95 | 2684403.2091 | 1237690.4575
96 | 2684424.3443 | 1237671.267
97 | 2684480.0446 | 1237668.3946
98 | 2684468.8703 | 1237704.616
99 | 2684227.2408 | 1237574.6118
100 | 2684157.9775 | 1237597.2854
101 | 2684160.261 | 1237588.9949
102 | 2684155.7186 | 1237605.4868
103 | 2684165.6178 | 1237569.5459
104 | 2684169.3665 | 1237556.2541
105 | 2684127.8156 | 1237636.9139
106 | 2684170.8121 | 1237551.1286
107 | 2684160.6946 | 1237548.5612
108 | 2684172.8366 | 1237501.1995
109 | 2684105.535 | 1237559.6576
110 | 2684124.8503 | 1237499.6631
111 | 2683991.9271 | 1237624.1597
112 | 2684071.8915 | 1237584.7739
113 | 2683976.4127 | 1237610.5307
114 | 2684014.8001 | 1237404.3934
115 | 2684011.4474 | 1237417.1596
116 | 2684007.7246 | 1237431.4836
117 | 2684005.9609 | 1237438.6962
118 | 2683923.9761 | 1237565.2685
119 | 2684003.2014 | 1237449.9813
120 | 2684000.953 | 1237459.1765
121 | 2684000.8008 | 1237459.7988
122 | 2683997.3647 | 1237473.851
123 | 2683995.143 | 1237490.7333
124 | 2684121.2694 | 1237566.0152

## line_std_types
| c_nf_per_km | r_ohm_per_km | x_ohm_per_km | max_i_ka | type | q_mm2 | alpha | voltage_rating
NAYY 4x50 SE | 210 | 0.642 | 0.083 | 0.142 | cs | 50 | 0.00403 | LV
NAYY 4x120 SE | 264 | 0.225 | 0.08 | 0.242 | cs | 120 | 0.00403 | LV
NAYY 4x150 SE | 261 | 0.208 | 0.08 | 0.27 | cs | 150 | 0.00403 | LV
NA2XS2Y 1x95 RM/25 12/20 kV | 216 | 0.313 | 0.132 | 0.252 | cs | 95 | 0.00403 | MV
NA2XS2Y 1x185 RM/25 12/20 kV | 273 | 0.161 | 0.117 | 0.362 | cs | 185 | 0.00403 | MV
NA2XS2Y 1x240 RM/25 12/20 kV | 304 | 0.122 | 0.112 | 0.421 | cs | 240 | 0.00403 | MV
NA2XS2Y 1x95 RM/25 6/10 kV | 315 | 0.313 | 0.123 | 0.249 | cs | 95 | 0.00403 | MV
NA2XS2Y 1x185 RM/25 6/10 kV | 406 | 0.161 | 0.11 | 0.358 | cs | 185 | 0.00403 | MV
NA2XS2Y 1x240 RM/25 6/10 kV | 456 | 0.122 | 0.105 | 0.416 | cs | 240 | 0.00403 | MV
NA2XS2Y 1x150 RM/25 12/20 kV | 250 | 0.206 | 0.116 | 0.319 | cs | 150 | 0.00403 | MV
NA2XS2Y 1x120 RM/25 12/20 kV | 230 | 0.253 | 0.119 | 0.283 | cs | 120 | 0.00403 | MV
NA2XS2Y 1x70 RM/25 12/20 kV | 190 | 0.443 | 0.132 | 0.22 | cs | 70 | 0.00403 | MV
NA2XS2Y 1x150 RM/25 6/10 kV | 360 | 0.206 | 0.11 | 0.315 | cs | 150 | 0.00403 | MV
NA2XS2Y 1x120 RM/25 6/10 kV | 340 | 0.253 | 0.113 | 0.28 | cs | 120 | 0.00403 | MV
NA2XS2Y 1x70 RM/25 6/10 kV | 280 | 0.443 | 0.123 | 0.217 | cs | 70 | 0.00403 | MV
N2XS(FL)2Y 1x120 RM/35 64/110 kV | 112 | 0.153 | 0.166 | 0.366 | cs | 120 | 0.00393 | HV
N2XS(FL)2Y 1x185 RM/35 64/110 kV | 125 | 0.099 | 0.156 | 0.457 | cs | 185 | 0.00393 | HV
N2XS(FL)2Y 1x240 RM/35 64/110 kV | 135 | 0.075 | 0.149 | 0.526 | cs | 240 | 0.00393 | HV
N2XS(FL)2Y 1x300 RM/35 64/110 kV | 144 | 0.06 | 0.144 | 0.588 | cs | 300 | 0.00393 | HV
15-AL1/3-ST1A 0.4 | 11 | 1.8769 | 0.35 | 0.105 | ol | 16 | 0.00403 | LV
24-AL1/4-ST1A 0.4 | 11.25 | 1.2012 | 0.335 | 0.14 | ol | 24 | 0.00403 | LV
48-AL1/8-ST1A 0.4 | 12.2 | 0.5939 | 0.3 | 0.21 | ol | 48 | 0.00403 | LV
94-AL1/15-ST1A 0.4 | 13.2 | 0.306 | 0.29 | 0.35 | ol | 94 | 0.00403 | LV
34-AL1/6-ST1A 10.0 | 9.7 | 0.8342 | 0.36 | 0.17 | ol | 34 | 0.00403 | MV
48-AL1/8-ST1A 10.0 | 10.1 | 0.5939 | 0.35 | 0.21 | ol | 48 | 0.00403 | MV
70-AL1/11-ST1A 10.0 | 10.4 | 0.4132 | 0.339 | 0.29 | ol | 70 | 0.00403 | MV
94-AL1/15-ST1A 10.0 | 10.75 | 0.306 | 0.33 | 0.35 | ol | 94 | 0.00403 | MV
122-AL1/20-ST1A 10.0 | 11.1 | 0.2376 | 0.323 | 0.41 | ol | 122 | 0.00403 | MV
149-AL1/24-ST1A 10.0 | 11.25 | 0.194 | 0.315 | 0.47 | ol | 149 | 0.00403 | MV
34-AL1/6-ST1A 20.0 | 9.15 | 0.8342 | 0.382 | 0.17 | ol | 34 | 0.00403 | MV
48-AL1/8-ST1A 20.0 | 9.5 | 0.5939 | 0.372 | 0.21 | ol | 48 | 0.00403 | MV
70-AL1/11-ST1A 20.0 | 9.7 | 0.4132 | 0.36 | 0.29 | ol | 70 | 0.00403 | MV
94-AL1/15-ST1A 20.0 | 10 | 0.306 | 0.35 | 0.35 | ol | 94 | 0.00403 | MV
122-AL1/20-ST1A 20.0 | 10.3 | 0.2376 | 0.344 | 0.41 | ol | 122 | 0.00403 | MV
149-AL1/24-ST1A 20.0 | 10.5 | 0.194 | 0.337 | 0.47 | ol | 149 | 0.00403 | MV
184-AL1/30-ST1A 20.0 | 10.75 | 0.1571 | 0.33 | 0.535 | ol | 184 | 0.00403 | MV
243-AL1/39-ST1A 20.0 | 11 | 0.1188 | 0.32 | 0.645 | ol | 243 | 0.00403 | MV
48-AL1/8-ST1A 110.0 | 8 | 0.5939 | 0.46 | 0.21 | ol | 48 | 0.00403 | HV
70-AL1/11-ST1A 110.0 | 8.4 | 0.4132 | 0.45 | 0.29 | ol | 70 | 0.00403 | HV
94-AL1/15-ST1A 110.0 | 8.65 | 0.306 | 0.44 | 0.35 | ol | 94 | 0.00403 | HV
122-AL1/20-ST1A 110.0 | 8.5 | 0.2376 | 0.43 | 0.41 | ol | 122 | 0.00403 | HV
149-AL1/24-ST1A 110.0 | 8.75 | 0.194 | 0.41 | 0.47 | ol | 149 | 0.00403 | HV
184-AL1/30-ST1A 110.0 | 8.8 | 0.1571 | 0.4 | 0.535 | ol | 184 | 0.00403 | HV
243-AL1/39-ST1A 110.0 | 9 | 0.1188 | 0.39 | 0.645 | ol | 243 | 0.00403 | HV
305-AL1/39-ST1A 110.0 | 9.2 | 0.0949 | 0.38 | 0.74 | ol | 305 | 0.00403 | HV
490-AL1/64-ST1A 110.0 | 9.75 | 0.059 | 0.37 | 0.96 | ol | 490 | 0.00403 | HV
679-AL1/86-ST1A 110.0 | 9.95 | 0.042 | 0.36 | 1.15 | ol | 679 | 0.00403 | HV
490-AL1/64-ST1A 220.0 | 10 | 0.059 | 0.285 | 0.96 | ol | 490 | 0.00403 | HV
679-AL1/86-ST1A 220.0 | 11.7 | 0.042 | 0.275 | 1.15 | ol | 679 | 0.00403 | HV
490-AL1/64-ST1A 380.0 | 11 | 0.059 | 0.253 | 0.96 | ol | 490 | 0.00403 | HV
679-AL1/86-ST1A 380.0 | 14.6 | 0.042 | 0.25 | 1.15 | ol | 679 | 0.00403 | HV

## trafo_std_types
| i0_percent | pfe_kw | vkr_percent | sn_mva | vn_lv_kv | vn_hv_kv | vk_percent | shift_degree | vector_group | tap_side | tap_neutral | tap_min | tap_max | tap_step_degree | tap_step_percent | tap_phase_shifter
160 MVA 380/110 kV | 0.06 | 60 | 0.25 | 160 | 110 | 380 | 12.2 | 0 | Yy0 | hv | 0 | -9 | 9 | 0 | 1.5 | FALSE
100 MVA 220/110 kV | 0.06 | 55 | 0.26 | 100 | 110 | 220 | 12 | 0 | Yy0 | hv | 0 | -9 | 9 | 0 | 1.5 | FALSE
63 MVA 110/20 kV | 0.04 | 22 | 0.32 | 63 | 20 | 110 | 18 | 150 | YNd5 | hv | 0 | -9 | 9 | 0 | 1.5 | FALSE
40 MVA 110/20 kV | 0.05 | 18 | 0.34 | 40 | 20 | 110 | 16.2 | 150 | YNd5 | hv | 0 | -9 | 9 | 0 | 1.5 | FALSE
25 MVA 110/20 kV | 0.07 | 14 | 0.41 | 25 | 20 | 110 | 12 | 150 | YNd5 | hv | 0 | -9 | 9 | 0 | 1.5 | FALSE
63 MVA 110/10 kV | 0.04 | 22 | 0.32 | 63 | 10 | 110 | 18 | 150 | YNd5 | hv | 0 | -9 | 9 | 0 | 1.5 | FALSE
40 MVA 110/10 kV | 0.05 | 18 | 0.34 | 40 | 10 | 110 | 16.2 | 150 | YNd5 | hv | 0 | -9 | 9 | 0 | 1.5 | FALSE
25 MVA 110/10 kV | 0.07 | 14 | 0.41 | 25 | 10 | 110 | 12 | 150 | YNd5 | hv | 0 | -9 | 9 | 0 | 1.5 | FALSE
0.25 MVA 20/0.4 kV | 0.32 | 0.8 | 1.44 | 0.25 | 0.4 | 20 | 6 | 150 | Yzn5 | hv | 0 | -2 | 2 | 0 | 2.5 | FALSE
0.4 MVA 20/0.4 kV | 0.3375 | 1.35 | 1.425 | 0.4 | 0.4 | 20 | 6 | 150 | Dyn5 | hv | 0 | -2 | 2 | 0 | 2.5 | FALSE
0.63 MVA 20/0.4 kV | 0.2619 | 1.65 | 1.206 | 0.63 | 0.4 | 20 | 6 | 150 | Dyn5 | hv | 0 | -2 | 2 | 0 | 2.5 | FALSE
0.25 MVA 10/0.4 kV | 0.24 | 0.6 | 1.2 | 0.25 | 0.4 | 10 | 4 | 150 | Dyn5 | hv | 0 | -2 | 2 | 0 | 2.5 | FALSE
0.4 MVA 10/0.4 kV | 0.2375 | 0.95 | 1.325 | 0.4 | 0.4 | 10 | 4 | 150 | Dyn5 | hv | 0 | -2 | 2 | 0 | 2.5 | FALSE
0.63 MVA 10/0.4 kV | 0.1873 | 1.18 | 1.0794 | 0.63 | 0.4 | 10 | 4 | 150 | Dyn5 | hv | 0 | -2 | 2 | 0 | 2.5 | FALSE

## trafo3w_std_types
| sn_hv_mva | sn_mv_mva | sn_lv_mva | vn_hv_kv | vn_mv_kv | vn_lv_kv | vk_hv_percent | vk_mv_percent | vk_lv_percent | vkr_hv_percent | vkr_mv_percent | vkr_lv_percent | pfe_kw | i0_percent | shift_mv_degree | shift_lv_degree | vector_group | tap_side | tap_neutral | tap_min | tap_max | tap_step_percent
63/25/38 MVA 110/20/10 kV | 63 | 25 | 38 | 110 | 20 | 10 | 10.4 | 10.4 | 10.4 | 0.28 | 0.32 | 0.35 | 35 | 0.89 | 0 | 0 | YN0yn0yn0 | hv | 0 | -10 | 10 | 1.2
63/25/38 MVA 110/10/10 kV | 63 | 25 | 38 | 110 | 10 | 10 | 10.4 | 10.4 | 10.4 | 0.28 | 0.32 | 0.35 | 35 | 0.89 | 0 | 0 | YN0yn0yn0 | hv | 0 | -10 | 10 | 1.2

## fuse_std_types
| fuse_type | i_rated_a | t_avg | t_min | t_total | x_avg | x_min | x_total
HV 100A | HV 100A | 100 | 0 | [10.0, 3.64, 0.854, 0.281, 0.1, 0.0531, 0.022, 0.01] | [10.0, 4.267, 1.21, 0.403, 0.1, 0.058, 0.022, 0.01] | 0 | [300.0, 350.0, 450.0, 550.0, 700.0, 850.0, 1200.0, 1752.0] | [600.0, 700.0, 900.0, 1150.0, 1665.0, 2000.0, 3000.0, 4313.0]
HV 10A | HV 10A | 10 | 0 | [10.0, 1675.0, 0.344, 0.156, 0.1, 0.0417, 0.0171, 0.01] | [10.0, 1.3, 0.3, 0.155, 0.1, 0.0555, 0.023, 0.01] | 0 | [30.0, 32.0, 35.0, 37.0, 39.0, 50.0, 70.0, 88.0] | [60.0, 70.0, 80.0, 87.0, 94.0, 110.0, 150.0, 216.0]
HV 125A | HV 125A | 125 | 0 | [10.0, 1.82, 0.344, 0.1, 0.0467, 0.0269, 0.01] | [10.0, 2.478, 0.426, 0.1, 0.0427, 0.0211, 0.01] | 0 | [375.0, 500.0, 700.0, 925.0, 1200.0, 1500.0, 2341.0] | [750.0, 1000.0, 1500.0, 2200.0, 3000.0, 4000.0, 5765.0]
HV 160A | HV 160A | 160 | 0 | [10.0, 4.15, 1.03, 0.198, 0.1, 0.051, 0.0172, 0.01] | [10.0, 2.3, 0.734, 0.274, 0.1, 0.046, 0.0177, 0.01] | 0 | [480.0, 550.0, 700.0, 1000.0, 1260.0, 1600.0, 2500.0, 3227.0] | [960.0, 1300.0, 1700.0, 2200.0, 2996.0, 4000.0, 6000.0, 7946.0]
HV 16A | HV 16A | 16 | 0 | [10.0, 0.352, 0.164, 0.1, 0.0649, 0.0342, 0.01] | [10.0, 2.34, 0.722, 0.181, 0.1, 0.055, 0.0296, 0.01] | 0 | [48.0, 60.0, 65.0, 71.0, 80.0, 100.0, 162.0] | [96.0, 110.0, 125.0, 150.0, 168.0, 200.0, 250.0, 398.0]
HV 200A | HV 200A | 200 | 0 | [10.0, 4.267, 1.21, 0.403, 0.1, 0.058, 0.022, 0.01] | [10.0, 3.73, 1.654, 0.328, 0.1, 0.0531, 0.019, 0.01] | 0 | [600.0, 700.0, 900.0, 1150.0, 1665.0, 2000.0, 3000.0, 4313.0] | [1200.0, 1500.0, 1800.0, 2700.0, 3960.0, 5000.0, 7500.0, 10620.0]
HV 20A | HV 20A | 20 | 0 | [10.0, 1.3, 0.3, 0.155, 0.1, 0.0555, 0.023, 0.01] | [10.0, 1.3, 0.161, 0.1, 0.0611, 0.0399, 0.0141, 0.01] | 0 | [60.0, 70.0, 80.0, 87.0, 94.0, 110.0, 150.0, 216.0] | [120.0, 150.0, 200.0, 223.0, 260.0, 300.0, 450.0, 532.0]
HV 25A | HV 25A | 25 | 0 | [10.0, 2.512, 0.833, 0.299, 0.1, 0.0372, 0.0223, 0.01] | [10.0, 3.125, 0.597, 0.198, 0.1, 0.0378, 0.022, 0.01] | 0 | [75.0, 82.0, 90.0, 100.0, 124.0, 170.0, 200.0, 289.0] | [150.0, 170.0, 210.0, 250.0, 294.0, 400.0, 500.0, 711.0]
HV 31.5A | HV 31.5A | 31.5 | 0 | [10.0, 2.34, 0.722, 0.181, 0.1, 0.055, 0.0296, 0.01] | [10.0, 2.84, 0.368, 0.164, 0.1, 0.0621, 0.0378, 0.0195, 0.01] | 0 | [95.0, 110.0, 125.0, 150.0, 165.0, 200.0, 250.0, 390.0] | [189.0, 220.0, 300.0, 350.0, 393.0, 450.0, 530.0, 700.0, 960.0]
HV 40A | HV 40A | 40 | 0 | [10.0, 1.3, 0.161, 0.1, 0.0611, 0.0399, 0.0141, 0.01] | [10.0, 2.05, 0.369, 0.198, 0.1, 0.051, 0.0298, 0.01] | 0 | [120.0, 150.0, 200.0, 223.0, 260.0, 300.0, 450.0, 532.0] | [240.0, 300.0, 400.0, 450.0, 530.0, 650.0, 800.0, 1311.0]
HV 50A | HV 50A | 50 | 0 | [10.0, 3.215, 0.597, 0.198, 0.1, 0.0378, 0.022, 0.01] | [10.0, 3.64, 0.854, 0.281, 0.1, 0.0531, 0.022, 0.01] | 0 | [150.0, 170.0, 210.0, 250.0, 294.0, 400.0, 500.0, 711.0] | [300.0, 350.0, 450.0, 550.0, 700.0, 850.0, 1200.0, 1752.0]
HV 6.3A | HV 6.3A | 6.3 | 0 | [10.0, 1.39, 0.344, 0.168, 0.1, 0.056, 0.0263, 0.01] | [10.0, 1.711, 0.516, 0.198, 0.1, 0.0634, 0.0303, 0.01] | 0 | [19.0, 19.5, 20.4, 20.8, 22.0, 25.0, 32.0, 48.0] | [38.0, 40.0, 43.0, 48.0, 53.0, 60.0, 75.0, 118.0]
HV 63A | HV 63A | 63 | 0 | [10.0, 2.84, 0.368, 0.164, 0.1, 0.0621, 0.0378, 0.0195, 0.01] | [10.0, 1.82, 0.344, 0.1, 0.0467, 0.0269, 0.01] | 0 | [189.0, 220.0, 300.0, 350.0, 393.0, 450.0, 530.0, 700.0, 961.0] | [378.0, 500.0, 700.0, 934.0, 1200.0, 1500.0, 2366.0]
HV 80A | HV 80A | 80 | 0 | [10.0, 2.05, 0.369, 0.198, 0.1, 0.051, 0.0298, 0.01] | [10.0, 4.15, 1.03, 0.198, 0.1, 0.051, 0.0172, 0.01] | 0 | [240.0, 300.0, 400.0, 450.0, 530.0, 650.0, 800.0, 1311.0] | [480.0, 550.0, 700.0, 1000.0, 1260.0, 1600.0, 2500.0, 3227.0]
Siemens NH-1-100 | Siemens NH-1-100 | 100 | [5400.0, 2000.0, 400.0, 20.0, 1.0, 0.2, 0.012, 0.004] | 0 | 0 | [150.0, 190.0, 250.0, 430.0, 900.0, 1250.0, 2700.0, 3600.0] | 0 | 0
Siemens NH-1-125 | Siemens NH-1-125 | 125 | [4800.0, 120.0, 7.0, 0.1, 0.004] | 0 | 0 | [180.0, 400.0, 740.0, 2000.0, 4250.0] | 0 | 0
Siemens NH-1-16 | Siemens NH-1-16 | 16 | [4000.0, 400.0, 2.0, 0.1, 0.04, 0.01] | 0 | 0 | [26.0, 35.0, 75.0, 150.0, 200.0, 300.0] | 0 | 0
Siemens NH-1-160 | Siemens NH-1-160 | 160 | [4800.0, 120.0, 7.0, 0.1, 0.004] | 0 | 0 | [210.0, 500.0, 900.0, 2300.0, 5000.0] | 0 | 0
Siemens NH-1-25 | Siemens NH-1-25 | 25 | [4000.0, 1000.0, 10.0, 0.2, 0.02, 0.01] | 0 | 0 | [40.0, 50.0, 100.0, 210.0, 400.0, 500.0] | 0 | 0
Siemens NH-1-50 | Siemens NH-1-50 | 50 | [4000.0, 40.0, 4.0, 1.0, 0.02, 0.01] | 0 | 0 | [86.0, 200.0, 300.0, 400.0, 1000.0, 1280.0] | 0 | 0
Siemens NH-1-63 | Siemens NH-1-63 | 63 | [4000.0, 100.0, 10.0, 2.0, 0.04, 0.01] | 0 | 0 | [100.0, 200.0, 300.0, 400.0, 1000.0, 1500.0] | 0 | 0
Siemens NH-1-80 | Siemens NH-1-80 | 80 | [4800.0, 120.0, 7.0, 0.1, 0.01] | 0 | 0 | [150.58, 250.0, 450.0, 1150.0, 2470.0] | 0 | 0
Siemens NH-2-1000 | Siemens NH-2-1000 | 1000 | [4800.0, 120.0, 7.0, 0.1, 0.004] | 0 | 0 | [1900.0, 3500.0, 8400.0, 24000.0, 52000.0] | 0 | 0
Siemens NH-2-200 | Siemens NH-2-200 | 200 | [4800.0, 120.0, 7.0, 0.1, 0.004] | 0 | 0 | [280.0, 650.0, 1200.0, 3000.0, 7000.0] | 0 | 0
Siemens NH-2-224 | Siemens NH-2-224 | 224 | [4800.0, 120.0, 7.0, 0.2, 0.04, 0.004] | 0 | 0 | [400.0, 750.0, 1453.0, 3025.0, 4315.0, 7600.0] | 0 | 0
Siemens NH-2-250 | Siemens NH-2-250 | 250 | [4800.0, 120.0, 7.0, 0.1, 0.004] | 0 | 0 | [450.0, 800.0, 1650.0, 4000.0, 8500.0] | 0 | 0
Siemens NH-2-315 | Siemens NH-2-315 | 315 | [4800.0, 120.0, 7.0, 0.1, 0.004] | 0 | 0 | [550.0, 920.0, 1900.0, 5000.0, 11000.0] | 0 | 0
Siemens NH-2-355 | Siemens NH-2-355 | 355 | [4800.0, 120.0, 6.0, 0.1, 0.004] | 0 | 0 | [650.0, 1116.27, 2350.0, 5840.0, 12790.0] | 0 | 0
Siemens NH-2-400 | Siemens NH-2-400 | 400 | [4800.0, 120.0, 7.0, 0.1, 0.004] | 0 | 0 | [720.0, 1350.0, 2800.0, 6500.0, 15000.0] | 0 | 0
Siemens NH-2-425 | Siemens NH-2-425 | 425 | [4800.0, 120.0, 7.0, 0.1, 0.004] | 0 | 0 | [850.0, 1500.0, 3050.0, 7500.0, 16500.0] | 0 | 0
Siemens NH-2-630 | Siemens NH-2-630 | 630 | [4800.0, 120.0, 7.0, 0.1, 0.004] | 0 | 0 | [1200.0, 2000.0, 4800.0, 12000.0, 26000.0] | 0 | 0

## res_bus
| vm_pu | va_degree | p_mw | q_mvar
0 | 0.97223 | -0.53582 | 0.003409 | 0.00085437
1 | 0.97237 | -0.53306 | 0.0029571 | 0.00074112
2 | 0.97284 | -0.52388 | 0 | 0
3 | 0.97276 | -0.52536 | 0.0020583 | 0.00051587
4 | 0.97286 | -0.52351 | 0 | 0
5 | 0.97701 | -0.44228 | 0 | 0
6 | 0.97698 | -0.44288 | 0.0015384 | 0.00038557
7 | 0.97709 | -0.44075 | 0 | 0
8 | 0.97694 | -0.44356 | 0.0039458 | 0.00098891
9 | 0.97728 | -0.43687 | 0.019857 | 0.0049766
10 | 0.97794 | -0.42393 | 0 | 0
11 | 0.97791 | -0.4245 | 0 | 0
12 | 0.97799 | -0.42298 | 0 | 0
13 | 0.97831 | -0.41675 | 0 | 0
14 | 0.98115 | -0.36146 | 0 | 0
15 | 0.98091 | -0.36619 | 0.0015213 | 0.00038127
16 | 0.9817 | -0.35077 | 0.0031277 | 0.00078387
17 | 0.98105 | -0.36346 | 0.0023449 | 0.00058768
18 | 0.98757 | -0.23692 | 0 | 0
19 | 0.98719 | -0.24418 | 0 | 0
20 | 0.98825 | -0.22376 | 0.033223 | 0.0083266
21 | 0.98973 | -0.19529 | 0 | 0
22 | 0.98871 | -0.21482 | 0 | 0
23 | 0.98895 | -0.21022 | 0 | 0
24 | 0.99163 | -0.15881 | 0.031423 | 0.0078754
25 | 0.97734 | -0.43571 | 0 | 0
26 | 0.98122 | -0.35986 | 0.013741 | 0.0034438
27 | 0.9833 | -0.31968 | 0 | 0
28 | 0.98338 | -0.31823 | 0 | 0
29 | 0.98309 | -0.32386 | 0.0064605 | 0.0016192
30 | 0.97663 | -0.44964 | 0 | 0
31 | 0.977 | -0.44237 | 0.015229 | 0.0038167
32 | 0.98134 | -0.35783 | 0 | 0
33 | 0.98178 | -0.34919 | 0 | 0
34 | 0.98059 | -0.3725 | 0.007799 | 0.0019546
35 | 0.97789 | -0.42491 | 0 | 0
36 | 0.97787 | -0.42531 | 0.0034031 | 0.00085289
37 | 0.97818 | -0.41872 | 0 | 0
38 | 0.97789 | -0.42455 | 0 | 0
39 | 0.97887 | -0.40529 | 0.0021453 | 0.00053767
40 | 0.97802 | -0.42197 | 0.0029836 | 0.00074775
41 | 0.98077 | -0.36906 | 0 | 0
42 | 0.98079 | -0.36855 | 0.0016664 | 0.00041763
43 | 0.98065 | -0.37132 | 0.0023635 | 0.00059236
44 | 0.98271 | -0.33099 | 0.0020775 | 0.00052067
45 | 0.98841 | -0.2207 | 0 | 0
46 | 0.9873 | -0.24203 | 0.0076845 | 0.0019259
47 | 0.9852 | -0.28275 | 0 | 0
48 | 0.9862 | -0.26314 | 0 | 0
49 | 0.98583 | -0.27034 | 0 | 0
50 | 0.98424 | -0.30098 | 0 | 0
51 | 0.9837 | -0.31138 | 0.0056262 | 0.0014101
52 | 0.98455 | -0.29523 | 0.0063428 | 0.0015897
53 | 0.98373 | -0.31103 | 0.013741 | 0.0034438
54 | 0.97694 | -0.44311 | 0.010837 | 0.0027161
55 | 0.98299 | -0.32581 | 0 | 0
56 | 0.97181 | -0.54405 | 0 | 0
57 | 0.97242 | -0.532 | 0 | 0
58 | 0.97106 | -0.55875 | 0.0095504 | 0.0023936
59 | 0.97123 | -0.55549 | 0.073031 | 0.018303
60 | 0.97523 | -0.47663 | 0 | 0
61 | 0.98251 | -0.33508 | 0.017123 | 0.0042914
62 | 0.98289 | -0.32771 | 0.0054978 | 0.0013779
63 | 0.9758 | -0.46589 | 0 | 0
64 | 0.97159 | -0.54859 | 0 | 0
65 | 0.97126 | -0.55511 | 0.0020663 | 0.00051786
66 | 0.97189 | -0.54266 | 0 | 0
67 | 0.97227 | -0.535 | 0.0036792 | 0.00092209
68 | 0.97287 | -0.52318 | 0 | 0
69 | 0.97349 | -0.51102 | 0 | 0
70 | 0.97263 | -0.52802 | 0.0012276 | 0.00030767
71 | 0.97387 | -0.50346 | 0.0036953 | 0.00092613
72 | 0.97277 | -0.52528 | 0.0015329 | 0.00038419
73 | 0.98104 | -0.3636 | 0.0026455 | 0.00066303
74 | 0.99486 | -0.097724 | 0 | 0
75 | 0.99415 | -0.11162 | 0 | 0
76 | 0.99496 | -0.095868 | 0.012153 | 0.0030458
77 | 0.99595 | -0.076682 | 0 | 0
78 | 0.99661 | -0.06406 | 0 | 0
79 | 0.99322 | -0.12862 | 0 | 0
80 | 0.98035 | -0.3772 | 0.0057143 | 0.0014321
81 | 0.97957 | -0.39172 | 0.0051031 | 0.001279
82 | 0.97787 | -0.42496 | 0.0047745 | 0.0011966
83 | 0.98057 | -0.37291 | 0.0036872 | 0.0009241
84 | 0.98418 | -0.30239 | 0.0025561 | 0.00064063
85 | 0.9881 | -0.22671 | 0.0089114 | 0.0022334
86 | 0.98774 | -0.23365 | 0.0057158 | 0.0014325
87 | 0.9878 | -0.23261 | 0 | 0
88 | 0.98523 | -0.28185 | 0.0023205 | 0.00058157
89 | 0.98362 | -0.31303 | 0.0075173 | 0.001884
90 | 0.97781 | -0.42617 | 0.0028797 | 0.00072171
91 | 0.97603 | -0.46101 | 0.010837 | 0.0027161
92 | 0.9749 | -0.4831 | 0 | 0
93 | 0.97484 | -0.4848 | 0 | 0
94 | 0.97579 | -0.46611 | 0.0010652 | 0.00026697
95 | 0.97254 | -0.52978 | 0.0012906 | 0.00032345
96 | 0.97245 | -0.53162 | 0.0035023 | 0.00087775
97 | 0.97095 | -0.56122 | 0.0042726 | 0.0010708
98 | 0.9711 | -0.55822 | 0.0018111 | 0.00045391
99 | 0.97424 | -0.49624 | 0 | 0
100 | 0.97346 | -0.512 | 0.013421 | 0.0033636
101 | 0.97329 | -0.51535 | 0.0063566 | 0.0015931
102 | 0.97374 | -0.5066 | 0 | 0
103 | 0.97301 | -0.52083 | 0 | 0
104 | 0.97282 | -0.52459 | 0.0070242 | 0.0017604
105 | 0.97464 | -0.48877 | 0.012008 | 0.0030095
106 | 0.97279 | -0.52535 | 0 | 0
107 | 0.97271 | -0.52684 | 0.0077583 | 0.0019444
108 | 0.97476 | -0.48583 | 0.012846 | 0.0032196
109 | 1 | 0 | -0.57651 | -0.14789
110 | 0.99407 | -0.11312 | 0.012845 | 0.0032193
111 | 0.98791 | -0.23034 | 0 | 0
112 | 0.99253 | -0.14195 | 0.047612 | 0.011933
113 | 0.98776 | -0.23326 | 0.0076202 | 0.0019098
114 | 0.98007 | -0.38199 | 0 | 0
115 | 0.98048 | -0.37401 | 0.0034993 | 0.000877
116 | 0.98095 | -0.36488 | 0.0032067 | 0.00080367
117 | 0.98119 | -0.36022 | 0.0032949 | 0.00082578
118 | 0.98035 | -0.3772 | 0.0021248 | 0.00053253
119 | 0.98157 | -0.35279 | 0.0022186 | 0.00055603
120 | 0.98188 | -0.34667 | 0.0033074 | 0.00082892
121 | 0.9819 | -0.34625 | 0.0024399 | 0.0006115
122 | 0.9824 | -0.3366 | 0.0029201 | 0.00073184
123 | 0.98301 | -0.3248 | 0.0026637 | 0.00066758
124 | 0.99998 | 149.9956 | 0 | 0

## res_line
| p_from_mw | q_from_mvar | p_to_mw | q_to_mvar | pl_mw | ql_mvar | i_from_ka | i_to_ka | i_ka | vm_from_pu | va_from_degree | vm_to_pu | va_to_degree | loading_percent
0 | -0.003409 | -0.00085437 | 0.0034094 | 0.00085412 | 4.4875e-07 | -2.5803e-07 | 0.0052175 | 0.0052173 | 0.0052175 | 0.97223 | -0.53582 | 0.97237 | -0.53306 | 1.4334
1 | -0.0063665 | -0.0015952 | 0.0063693 | 0.001596 | 2.7853e-06 | 8.1143e-07 | 0.0097425 | 0.0097422 | 0.0097425 | 0.97237 | -0.53306 | 0.97284 | -0.52388 | 2.6765
2 | 0.0020585 | 0.00051548 | -0.0020583 | -0.00051587 | 1.4544e-07 | -3.9265e-07 | 0.0031484 | 0.0031486 | 0.0031486 | 0.97284 | -0.52388 | 0.97276 | -0.52536 | 0.865
3 | -0.0084278 | -0.0021115 | 0.0084279 | 0.0021116 | 1.4812e-07 | 6.5281e-08 | 0.012891 | 0.012891 | 0.012891 | 0.97284 | -0.52388 | 0.97286 | -0.52351 | 3.5414
4 | 0.013378 | 0.0033538 | -0.013377 | -0.0033553 | 1.1292e-06 | -1.5094e-06 | 0.020463 | 0.020463 | 0.020463 | 0.97286 | -0.52351 | 0.97277 | -0.52528 | 1.1244
5 | -0.021806 | -0.0054654 | 0.021806 | 0.0054654 | 3.4191e-07 | -3.5603e-08 | 0.033353 | 0.033353 | 0.033353 | 0.97286 | -0.52351 | 0.97287 | -0.52318 | 1.8326
6 | 0.0015385 | 0.00038533 | -0.0015384 | -0.00038557 | 4.4104e-08 | -2.4003e-07 | 0.0023431 | 0.0023432 | 0.0023432 | 0.97701 | -0.44228 | 0.97698 | -0.44288 | 0.64372
7 | -0.0054845 | -0.0013742 | 0.0054849 | 0.0013742 | 4.0065e-07 | 6.4638e-08 | 0.008353 | 0.0083529 | 0.008353 | 0.97701 | -0.44228 | 0.97709 | -0.44075 | 2.2948
8 | 0.003946 | 0.00098884 | -0.0039458 | -0.00098891 | 2.4028e-07 | -6.8361e-08 | 0.0060099 | 0.00601 | 0.00601 | 0.97701 | -0.44228 | 0.97694 | -0.44356 | 1.6511
9 | -0.0054849 | -0.0013742 | 0.0054859 | 0.0013744 | 1.012e-06 | 1.6312e-07 | 0.0083529 | 0.0083527 | 0.0083529 | 0.97709 | -0.44075 | 0.97728 | -0.43687 | 2.2947
10 | -0.025343 | -0.006351 | 0.02536 | 0.0063614 | 1.6791e-05 | 1.0369e-05 | 0.038587 | 0.038587 | 0.038587 | 0.97728 | -0.43687 | 0.97799 | -0.42298 | 10.6008
11 | 0.0034033 | 0.00085275 | -0.0034032 | -0.00085281 | 9.1335e-08 | -5.5506e-08 | 0.0051783 | 0.0051783 | 0.0051783 | 0.97794 | -0.42393 | 0.97791 | -0.4245 | 1.4226
12 | -0.0034033 | -0.00085275 | 0.0034034 | 0.00085266 | 1.5515e-07 | -9.4309e-08 | 0.0051783 | 0.0051782 | 0.0051783 | 0.97794 | -0.42393 | 0.97799 | -0.42298 | 1.4226
13 | 0.0034032 | 0.00085281 | -0.0034031 | -0.00085285 | 6.7152e-08 | -4.0804e-08 | 0.0051783 | 0.0051784 | 0.0051784 | 0.97791 | -0.4245 | 0.97789 | -0.42491 | 1.4226
14 | -0.028763 | -0.007214 | 0.028772 | 0.0072193 | 8.5415e-06 | 5.3173e-06 | 0.043765 | 0.043765 | 0.043765 | 0.97799 | -0.42298 | 0.97831 | -0.41675 | 12.0233
15 | 0.063093 | 0.0159 | -0.063036 | -0.015863 | 5.7187e-05 | 3.6392e-05 | 0.095997 | 0.095997 | 0.095997 | 0.97831 | -0.41675 | 0.97734 | -0.43571 | 26.3728
16 | -0.091865 | -0.023119 | 0.092115 | 0.023279 | 0.0002505 | 0.00015989 | 0.13976 | 0.13976 | 0.13976 | 0.97831 | -0.41675 | 0.98122 | -0.35986 | 38.3961
17 | 0.0092424 | 0.0023167 | -0.0092403 | -0.0023158 | 2.081e-06 | 9.7523e-07 | 0.014017 | 0.014017 | 0.014017 | 0.98115 | -0.36146 | 0.98091 | -0.36619 | 3.8509
18 | -0.014233 | -0.0035674 | 0.014241 | 0.0035716 | 7.2518e-06 | 4.1167e-06 | 0.021586 | 0.021586 | 0.021586 | 0.98115 | -0.36146 | 0.9817 | -0.35077 | 5.9303
19 | 0.0049909 | 0.0012507 | -0.0049904 | -0.0012507 | 4.7361e-07 | 2.4732e-08 | 0.0075691 | 0.0075692 | 0.0075692 | 0.98115 | -0.36146 | 0.98105 | -0.36346 | 2.0795
20 | 0.007719 | 0.0019345 | -0.0077182 | -0.0019342 | 8.6603e-07 | 3.4167e-07 | 0.011709 | 0.01171 | 0.01171 | 0.98091 | -0.36619 | 0.98079 | -0.36855 | 3.2169
21 | -0.017368 | -0.0043554 | 0.01737 | 0.0043562 | 1.3137e-06 | 7.7686e-07 | 0.026327 | 0.026327 | 0.026327 | 0.9817 | -0.35077 | 0.98178 | -0.34919 | 7.2327
22 | 0.0026455 | 0.000663 | -0.0026455 | -0.00066303 | 1.8657e-08 | -2.7076e-08 | 0.0040126 | 0.0040126 | 0.0040126 | 0.98105 | -0.36346 | 0.98104 | -0.3636 | 1.1024
23 | 0.15585 | 0.039568 | -0.15579 | -0.039534 | 5.4404e-05 | 3.3979e-05 | 0.235 | 0.235 | 0.235 | 0.98757 | -0.23692 | 0.98719 | -0.24418 | 12.9123
24 | -0.15585 | -0.039568 | 0.15595 | 0.03963 | 9.8741e-05 | 6.1668e-05 | 0.235 | 0.235 | 0.235 | 0.98757 | -0.23692 | 0.98825 | -0.22376 | 12.9123
25 | 0.15579 | 0.039534 | -0.1555 | -0.039351 | 0.00028842 | 0.00018388 | 0.235 | 0.235 | 0.235 | 0.98719 | -0.24418 | 0.9852 | -0.28275 | 32.2808
26 | -0.18917 | -0.047957 | 0.18929 | 0.048034 | 0.00012318 | 7.7538e-05 | 0.28503 | 0.28503 | 0.28503 | 0.98825 | -0.22376 | 0.98895 | -0.21022 | 15.6609
27 | 0.27628 | 0.070424 | -0.27602 | -0.070259 | 0.00026017 | 0.00016522 | 0.4158 | 0.4158 | 0.4158 | 0.98973 | -0.19529 | 0.98871 | -0.21482 | 22.8463
28 | 0.18943 | 0.04812 | -0.18929 | -0.048034 | 0.00013605 | 8.5636e-05 | 0.28503 | 0.28503 | 0.28503 | 0.98973 | -0.19529 | 0.98895 | -0.21022 | 15.6609
29 | -0.46571 | -0.11854 | 0.46653 | 0.11907 | 0.0008208 | 0.00052387 | 0.70083 | 0.70083 | 0.70083 | 0.98973 | -0.19529 | 0.99163 | -0.15881 | 38.5071
30 | 0.022264 | 0.0055853 | -0.022258 | -0.0055815 | 6.2309e-06 | 3.798e-06 | 0.03351 | 0.03351 | 0.03351 | 0.98871 | -0.21482 | 0.98841 | -0.2207 | 9.206
31 | 0.25376 | 0.064674 | -0.25343 | -0.064463 | 0.00033265 | 0.00021095 | 0.38229 | 0.38229 | 0.38229 | 0.98871 | -0.21482 | 0.9873 | -0.24203 | 21.0052
32 | -0.49796 | -0.12694 | 0.49868 | 0.12741 | 0.0007268 | 0.00046403 | 0.74798 | 0.74798 | 0.74798 | 0.99163 | -0.15881 | 0.99322 | -0.12862 | 41.0979
33 | 0.047802 | 0.012044 | -0.047771 | -0.012024 | 3.1817e-05 | 2.0163e-05 | 0.072803 | 0.072803 | 0.072803 | 0.97734 | -0.43571 | 0.97663 | -0.44964 | 20.0008
34 | 0.015234 | 0.0038195 | -0.015229 | -0.0038167 | 4.833e-06 | 2.793e-06 | 0.023194 | 0.023194 | 0.023194 | 0.97734 | -0.43571 | 0.977 | -0.44237 | 6.3721
35 | -0.10586 | -0.026723 | 0.1061 | 0.026881 | 0.00024822 | 0.00015854 | 0.1606 | 0.1606 | 0.1606 | 0.98122 | -0.35986 | 0.98373 | -0.31103 | 44.1208
36 | -0.0064618 | -0.0016195 | 0.0064622 | 0.0016196 | 4.4616e-07 | 1.277e-07 | 0.0097785 | 0.0097785 | 0.0097785 | 0.9833 | -0.31968 | 0.98338 | -0.31823 | 2.6864
37 | 0.0064618 | 0.0016195 | -0.0064605 | -0.0016192 | 1.2877e-06 | 3.6871e-07 | 0.0097785 | 0.0097787 | 0.0097787 | 0.9833 | -0.31968 | 0.98309 | -0.32386 | 2.6865
38 | 0.022637 | 0.0056789 | -0.022629 | -0.0056739 | 8.1748e-06 | 4.9963e-06 | 0.034256 | 0.034256 | 0.034256 | 0.98338 | -0.31823 | 0.98299 | -0.32581 | 9.411
39 | -0.029099 | -0.0072985 | 0.029131 | 0.0073184 | 3.1938e-05 | 1.9882e-05 | 0.044034 | 0.044034 | 0.044034 | 0.98338 | -0.31823 | 0.98455 | -0.29523 | 12.0973
40 | 0.047771 | 0.012024 | -0.047734 | -0.012 | 3.7081e-05 | 2.3498e-05 | 0.072803 | 0.072803 | 0.072803 | 0.97663 | -0.44964 | 0.9758 | -0.46589 | 20.0008
41 | -0.015651 | -0.0039263 | 0.015657 | 0.0039301 | 6.4535e-06 | 3.744e-06 | 0.023733 | 0.023733 | 0.023733 | 0.98134 | -0.35783 | 0.98178 | -0.34919 | 6.52
42 | 0.015651 | 0.0039263 | -0.01564 | -0.00392 | 1.0939e-05 | 6.3469e-06 | 0.023733 | 0.023733 | 0.023733 | 0.98134 | -0.35783 | 0.98059 | -0.3725 | 6.5201
43 | -0.033027 | -0.0082863 | 0.033055 | 0.0083043 | 2.8687e-05 | 1.7973e-05 | 0.05006 | 0.050059 | 0.05006 | 0.98178 | -0.34919 | 0.98271 | -0.33099 | 13.7526
44 | 0.0078409 | 0.0019654 | -0.0078391 | -0.0019647 | 1.7547e-06 | 7.0615e-07 | 0.011898 | 0.011899 | 0.011899 | 0.98059 | -0.3725 | 0.98035 | -0.3772 | 3.2688
45 | 0.0034031 | 0.00085285 | -0.0034031 | -0.00085289 | 6.3935e-08 | -3.8845e-08 | 0.0051784 | 0.0051784 | 0.0051784 | 0.97789 | -0.42491 | 0.97787 | -0.42531 | 1.4226
46 | 0.1494 | 0.037707 | -0.14936 | -0.037681 | 4.1661e-05 | 2.5989e-05 | 0.22736 | 0.22736 | 0.22736 | 0.97818 | -0.41872 | 0.97789 | -0.42455 | 12.4925
47 | -0.16004 | -0.040375 | 0.16014 | 0.040439 | 0.000103 | 6.4464e-05 | 0.24355 | 0.24355 | 0.24355 | 0.97818 | -0.41872 | 0.97887 | -0.40529 | 13.3818
48 | 0.010641 | 0.0026671 | -0.010639 | -0.0026663 | 1.645e-06 | 8.4265e-07 | 0.016187 | 0.016187 | 0.016187 | 0.97818 | -0.41872 | 0.97802 | -0.42197 | 4.4469
49 | 0.14936 | 0.037681 | -0.14923 | -0.037599 | 0.00013264 | 8.2745e-05 | 0.22736 | 0.22736 | 0.22736 | 0.97789 | -0.42455 | 0.97694 | -0.44311 | 12.4925
50 | -0.16229 | -0.040977 | 0.16239 | 0.041043 | 0.00010556 | 6.6103e-05 | 0.24681 | 0.24681 | 0.24681 | 0.97887 | -0.40529 | 0.97957 | -0.39172 | 13.561
51 | 0.0076554 | 0.0019186 | -0.0076543 | -0.0019181 | 1.0923e-06 | 4.2966e-07 | 0.011647 | 0.011647 | 0.011647 | 0.97802 | -0.42197 | 0.97787 | -0.42496 | 3.1998
52 | -0.0060516 | -0.0015165 | 0.0060518 | 0.0015165 | 1.4709e-07 | 3.5418e-08 | 0.0091815 | 0.0091815 | 0.0091815 | 0.98077 | -0.36906 | 0.98079 | -0.36855 | 2.5224
53 | 0.0060516 | 0.0015165 | -0.006051 | -0.0015163 | 6.537e-07 | 1.5745e-07 | 0.0091815 | 0.0091816 | 0.0091816 | 0.98077 | -0.36906 | 0.98065 | -0.37132 | 2.5224
54 | 0.0036875 | 0.00092397 | -0.0036872 | -0.0009241 | 2.7837e-07 | -1.2097e-07 | 0.0055952 | 0.0055953 | 0.0055953 | 0.98065 | -0.37132 | 0.98057 | -0.37291 | 1.5372
55 | -0.035133 | -0.0088249 | 0.035181 | 0.0088551 | 4.8007e-05 | 3.0151e-05 | 0.053205 | 0.053205 | 0.053205 | 0.98271 | -0.33099 | 0.98418 | -0.30239 | 14.6168
56 | 0.022258 | 0.0055815 | -0.022252 | -0.0055776 | 6.3828e-06 | 3.8908e-06 | 0.03351 | 0.03351 | 0.03351 | 0.98841 | -0.2207 | 0.9881 | -0.22671 | 9.206
57 | 0.24574 | 0.062537 | -0.24549 | -0.062378 | 0.00024988 | 0.00015837 | 0.37071 | 0.37071 | 0.37071 | 0.9873 | -0.24203 | 0.9862 | -0.26314 | 20.3689
58 | 0.035495 | 0.0089213 | -0.035474 | -0.0089081 | 2.1143e-05 | 1.3282e-05 | 0.05362 | 0.05362 | 0.05362 | 0.9852 | -0.28275 | 0.98455 | -0.29523 | 14.7309
59 | 0.12001 | 0.030429 | -0.11985 | -0.030325 | 0.00016293 | 0.00010411 | 0.18138 | 0.18138 | 0.18138 | 0.9852 | -0.28275 | 0.98373 | -0.31103 | 49.8309
60 | 0.24549 | 0.062378 | -0.24541 | -0.062325 | 8.5075e-05 | 5.3922e-05 | 0.37071 | 0.37071 | 0.37071 | 0.9862 | -0.26314 | 0.98583 | -0.27034 | 20.3689
61 | 0.040117 | 0.010115 | -0.040095 | -0.010101 | 2.2075e-05 | 1.3924e-05 | 0.060574 | 0.060574 | 0.060574 | 0.98583 | -0.27034 | 0.98523 | -0.28185 | 16.6413
62 | 0.20529 | 0.05221 | -0.20499 | -0.052019 | 0.00030257 | 0.00019098 | 0.31014 | 0.31014 | 0.31014 | 0.98583 | -0.27034 | 0.98424 | -0.30098 | 17.0407
63 | 0.20499 | 0.052019 | -0.20489 | -0.051954 | 0.00010248 | 6.4684e-05 | 0.31014 | 0.31014 | 0.31014 | 0.98424 | -0.30098 | 0.9837 | -0.31138 | 17.0407
64 | 0.19926 | 0.050544 | -0.19924 | -0.050534 | 1.5746e-05 | 9.9309e-06 | 0.30163 | 0.30163 | 0.30163 | 0.9837 | -0.31138 | 0.98362 | -0.31303 | 16.5731
65 | 0.13839 | 0.034883 | -0.13827 | -0.034809 | 0.00011841 | 7.3564e-05 | 0.21086 | 0.21086 | 0.21086 | 0.97694 | -0.44311 | 0.97603 | -0.46101 | 11.5856
66 | 0.017131 | 0.0042959 | -0.017123 | -0.0042914 | 7.5683e-06 | 4.4635e-06 | 0.025933 | 0.025933 | 0.025933 | 0.98299 | -0.32581 | 0.98251 | -0.33508 | 7.1244
67 | 0.0054983 | 0.001378 | -0.0054978 | -0.0013779 | 4.9881e-07 | 7.586e-08 | 0.0083232 | 0.0083233 | 0.0083233 | 0.98299 | -0.32581 | 0.98289 | -0.32771 | 2.2866
68 | -0.0095571 | -0.0023968 | 0.0095626 | 0.0023995 | 5.4886e-06 | 2.6654e-06 | 0.014634 | 0.014634 | 0.014634 | 0.97181 | -0.54405 | 0.97242 | -0.532 | 4.0204
69 | 0.0095571 | 0.0023968 | -0.0095504 | -0.0023936 | 6.6946e-06 | 3.2525e-06 | 0.014634 | 0.014635 | 0.014635 | 0.97181 | -0.54405 | 0.97106 | -0.55875 | 4.0205
70 | 0.073113 | 0.018356 | -0.073031 | -0.018303 | 8.1812e-05 | 5.2144e-05 | 0.11189 | 0.11189 | 0.11189 | 0.97242 | -0.532 | 0.97123 | -0.55549 | 30.7393
71 | -0.082676 | -0.020755 | 0.082895 | 0.020893 | 0.00021901 | 0.00013835 | 0.12652 | 0.12652 | 0.12652 | 0.97242 | -0.532 | 0.97523 | -0.47663 | 17.3798
72 | -0.12734 | -0.032034 | 0.12743 | 0.032093 | 9.5072e-05 | 5.8751e-05 | 0.19434 | 0.19434 | 0.19434 | 0.97523 | -0.47663 | 0.97603 | -0.46101 | 10.6778
73 | 0.044443 | 0.011141 | -0.044429 | -0.011134 | 1.3705e-05 | 6.2928e-06 | 0.067812 | 0.067813 | 0.067813 | 0.97523 | -0.47663 | 0.9749 | -0.4831 | 3.726
74 | 0.046668 | 0.011733 | -0.046626 | -0.011707 | 4.2106e-05 | 2.6671e-05 | 0.071179 | 0.071179 | 0.071179 | 0.9758 | -0.46589 | 0.97484 | -0.4848 | 19.5546
75 | 0.0010652 | 0.00026684 | -0.0010652 | -0.00026697 | 1.095e-08 | -1.3123e-07 | 0.0016244 | 0.0016244 | 0.0016244 | 0.9758 | -0.46589 | 0.97579 | -0.46611 | 0.44627
76 | 0.008154 | 0.0020438 | -0.0081515 | -0.0020427 | 2.5308e-06 | 1.084e-06 | 0.012488 | 0.012488 | 0.012488 | 0.97159 | -0.54859 | 0.97126 | -0.55511 | 3.4309
77 | -0.008154 | -0.0020438 | 0.0081563 | 0.0020448 | 2.3064e-06 | 9.8756e-07 | 0.012488 | 0.012488 | 0.012488 | 0.97159 | -0.54859 | 0.97189 | -0.54266 | 3.4308
78 | 0.0060852 | 0.0015249 | -0.0060843 | -0.0015246 | 9.0274e-07 | 2.3503e-07 | 0.0093228 | 0.0093229 | 0.0093229 | 0.97126 | -0.55511 | 0.9711 | -0.55822 | 2.5612
79 | -0.0081563 | -0.0020448 | 0.0081593 | 0.0020461 | 2.9778e-06 | 1.2745e-06 | 0.012488 | 0.012488 | 0.012488 | 0.97189 | -0.54266 | 0.97227 | -0.535 | 3.4308
80 | -0.011839 | -0.0029682 | 0.011844 | 0.0029711 | 5.4848e-06 | 2.9574e-06 | 0.018119 | 0.018118 | 0.018119 | 0.97227 | -0.535 | 0.97277 | -0.52528 | 4.9777
81 | -0.027829 | -0.0069744 | 0.027845 | 0.0069774 | 1.6118e-05 | 2.9459e-06 | 0.042564 | 0.042562 | 0.042564 | 0.97287 | -0.52318 | 0.97349 | -0.51102 | 2.3387
82 | 0.0060225 | 0.0015091 | -0.0060212 | -0.0015087 | 1.3899e-06 | 3.4728e-07 | 0.0092114 | 0.0092116 | 0.0092116 | 0.97287 | -0.52318 | 0.97263 | -0.52802 | 2.5307
83 | -0.027845 | -0.0069774 | 0.027855 | 0.0069792 | 1.0038e-05 | 1.8295e-06 | 0.042562 | 0.04256 | 0.042562 | 0.97349 | -0.51102 | 0.97387 | -0.50346 | 2.3386
84 | 0.0047935 | 0.0012011 | -0.0047931 | -0.001201 | 4.0017e-07 | 9.8741e-09 | 0.0073335 | 0.0073336 | 0.0073336 | 0.97263 | -0.52802 | 0.97254 | -0.52978 | 2.0147
85 | -0.03155 | -0.0079053 | 0.031561 | 0.0079084 | 1.0849e-05 | 3.0692e-06 | 0.048206 | 0.048205 | 0.048206 | 0.97387 | -0.50346 | 0.97424 | -0.49624 | 2.6487
86 | 0.012855 | 0.0032244 | -0.012846 | -0.0032198 | 8.508e-06 | 4.6488e-06 | 0.019228 | 0.019228 | 0.019228 | 0.99486 | -0.097724 | 0.99415 | -0.11162 | 5.2824
87 | -0.012855 | -0.0032244 | 0.012856 | 0.0032251 | 1.1372e-06 | 6.2127e-07 | 0.019228 | 0.019227 | 0.019228 | 0.99486 | -0.097724 | 0.99496 | -0.095868 | 5.2823
88 | 0.012846 | 0.0032198 | -0.012845 | -0.0032193 | 9.2085e-07 | 5.0323e-07 | 0.019228 | 0.019228 | 0.019228 | 0.99415 | -0.11162 | 0.99407 | -0.11312 | 5.2824
89 | -0.025009 | -0.0062709 | 0.025031 | 0.006285 | 2.2889e-05 | 1.4082e-05 | 0.037403 | 0.037403 | 0.037403 | 0.99496 | -0.095868 | 0.99595 | -0.076682 | 10.2755
90 | -0.025031 | -0.006285 | 0.025047 | 0.0062942 | 1.5081e-05 | 9.2777e-06 | 0.037403 | 0.037402 | 0.037403 | 0.99595 | -0.076682 | 0.99661 | -0.06406 | 10.2754
91 | 0.54803 | 0.14045 | -0.54632 | -0.13936 | 0.0017091 | 0.0010916 | 0.81936 | 0.81936 | 0.81936 | 0.99661 | -0.06406 | 0.99322 | -0.12862 | 45.0198
92 | -0.57308 | -0.14675 | 0.57486 | 0.14788 | 0.0017843 | 0.0011399 | 0.85676 | 0.85676 | 0.85676 | 0.99661 | -0.06406 | 1 | 0 | 47.0748
93 | 0.047642 | 0.011952 | -0.047612 | -0.011933 | 3.0267e-05 | 1.9166e-05 | 0.07138 | 0.07138 | 0.07138 | 0.99322 | -0.12862 | 0.99253 | -0.14195 | 19.6099
94 | 0.0021248 | 0.00053253 | -0.0021248 | -0.00053253 | 1.0099e-10 | -2.4895e-10 | 0.0032251 | 0.0032251 | 0.0032251 | 0.98035 | -0.3772 | 0.98035 | -0.3772 | 0.88603
95 | -0.1675 | -0.042322 | 0.16758 | 0.042371 | 7.8216e-05 | 4.9045e-05 | 0.25456 | 0.25456 | 0.25456 | 0.97957 | -0.39172 | 0.98007 | -0.38199 | 13.9869
96 | 0.0028798 | 0.00072153 | -0.0028797 | -0.00072171 | 1.6497e-07 | -1.8178e-07 | 0.0043821 | 0.0043822 | 0.0043822 | 0.97787 | -0.42496 | 0.97781 | -0.42617 | 1.2039
97 | -0.037737 | -0.0094957 | 0.037774 | 0.0095191 | 3.7091e-05 | 2.3352e-05 | 0.05707 | 0.05707 | 0.05707 | 0.98418 | -0.30239 | 0.98523 | -0.28185 | 15.6785
98 | 0.01334 | 0.0033442 | -0.013338 | -0.0033429 | 2.3021e-06 | 1.2785e-06 | 0.02009 | 0.02009 | 0.02009 | 0.9881 | -0.22671 | 0.98791 | -0.23034 | 5.5192
99 | -0.0057158 | -0.0014325 | 0.0057161 | 0.0014326 | 2.8371e-07 | 5.0959e-08 | 0.0086107 | 0.0086106 | 0.0086107 | 0.98774 | -0.23365 | 0.9878 | -0.23261 | 2.3656
100 | -0.0057161 | -0.0014326 | 0.0057167 | 0.0014327 | 6.1954e-07 | 1.1123e-07 | 0.0086106 | 0.0086105 | 0.0086106 | 0.9878 | -0.23261 | 0.98791 | -0.23034 | 2.3656
101 | 0.19173 | 0.04865 | -0.19162 | -0.048582 | 0.00010854 | 6.8376e-05 | 0.29026 | 0.29026 | 0.29026 | 0.98362 | -0.31303 | 0.98301 | -0.3248 | 15.9483
102 | 0.012848 | 0.0032205 | -0.012846 | -0.0032196 | 1.6729e-06 | 9.2602e-07 | 0.01961 | 0.01961 | 0.01961 | 0.9749 | -0.4831 | 0.97476 | -0.48583 | 5.3875
103 | 0.031581 | 0.007914 | -0.031561 | -0.0079084 | 1.9758e-05 | 5.5815e-06 | 0.048202 | 0.048205 | 0.048205 | 0.9749 | -0.4831 | 0.97424 | -0.49624 | 2.6486
104 | 0.01201 | 0.0030108 | -0.012008 | -0.0030095 | 2.2691e-06 | 1.2278e-06 | 0.018333 | 0.018333 | 0.018333 | 0.97484 | -0.4848 | 0.97464 | -0.48877 | 5.0366
105 | 0.034616 | 0.0086959 | -0.03458 | -0.0086733 | 3.5959e-05 | 2.2586e-05 | 0.052846 | 0.052846 | 0.052846 | 0.97484 | -0.4848 | 0.97374 | -0.5066 | 14.518
106 | 0.0035026 | 0.00087759 | -0.0035023 | -0.00087775 | 3.0754e-07 | -1.5748e-07 | 0.005359 | 0.0053591 | 0.0053591 | 0.97254 | -0.52978 | 0.97245 | -0.53162 | 1.4723
107 | -0.0042726 | -0.0010708 | 0.0042732 | 0.0010707 | 6.0944e-07 | -7.8858e-08 | 0.0065479 | 0.0065477 | 0.0065479 | 0.97095 | -0.56122 | 0.9711 | -0.55822 | 1.7989
108 | 0.02115 | 0.0053041 | -0.021146 | -0.005302 | 3.3706e-06 | 2.0503e-06 | 0.03233 | 0.03233 | 0.03233 | 0.97346 | -0.512 | 0.97329 | -0.51535 | 8.882
109 | -0.034571 | -0.0086677 | 0.03458 | 0.0086733 | 8.9088e-06 | 5.5958e-06 | 0.052846 | 0.052846 | 0.052846 | 0.97346 | -0.512 | 0.97374 | -0.5066 | 14.5181
110 | 0.01479 | 0.0037089 | -0.014786 | -0.0037067 | 3.8681e-06 | 2.2249e-06 | 0.022612 | 0.022612 | 0.022612 | 0.97329 | -0.51535 | 0.97301 | -0.52083 | 6.2122
111 | 0.014786 | 0.0037067 | -0.014783 | -0.0037052 | 2.648e-06 | 1.5232e-06 | 0.022612 | 0.022612 | 0.022612 | 0.97301 | -0.52083 | 0.97282 | -0.52459 | 6.2122
112 | 0.0077591 | 0.0019448 | -0.0077589 | -0.0019446 | 2.813e-07 | 1.1391e-07 | 0.011868 | 0.011868 | 0.011868 | 0.97282 | -0.52459 | 0.97279 | -0.52535 | 3.2605
113 | 0.0077589 | 0.0019446 | -0.0077583 | -0.0019444 | 5.4982e-07 | 2.2267e-07 | 0.011868 | 0.011868 | 0.011868 | 0.97279 | -0.52535 | 0.97271 | -0.52684 | 3.2605
114 | 0.0076213 | 0.0019102 | -0.0076202 | -0.0019098 | 1.0621e-06 | 4.0458e-07 | 0.011479 | 0.01148 | 0.01148 | 0.98791 | -0.23034 | 0.98776 | -0.23326 | 3.1537
115 | -0.16758 | -0.042371 | 0.16764 | 0.042411 | 6.4159e-05 | 4.023e-05 | 0.25456 | 0.25456 | 0.25456 | 0.98007 | -0.38199 | 0.98048 | -0.37401 | 13.9868
116 | -0.17114 | -0.043288 | 0.17121 | 0.043335 | 7.4972e-05 | 4.7048e-05 | 0.25987 | 0.25987 | 0.25987 | 0.98048 | -0.37401 | 0.98095 | -0.36488 | 14.2786
117 | -0.17442 | -0.044139 | 0.17446 | 0.044163 | 3.9029e-05 | 2.4509e-05 | 0.26473 | 0.26473 | 0.26473 | 0.98095 | -0.36488 | 0.98119 | -0.36022 | 14.5459
118 | -0.17775 | -0.044989 | 0.17782 | 0.045029 | 6.3393e-05 | 3.9838e-05 | 0.26973 | 0.26973 | 0.26973 | 0.98119 | -0.36022 | 0.98157 | -0.35279 | 14.8204
119 | -0.18004 | -0.045585 | 0.18009 | 0.045618 | 5.2949e-05 | 3.3289e-05 | 0.27309 | 0.27309 | 0.27309 | 0.98157 | -0.35279 | 0.98188 | -0.34667 | 15.0052
120 | -0.1834 | -0.046447 | 0.1834 | 0.046449 | 3.7161e-06 | 2.3378e-06 | 0.27811 | 0.27811 | 0.27811 | 0.98188 | -0.34667 | 0.9819 | -0.34625 | 15.2806
121 | -0.18584 | -0.047061 | 0.18593 | 0.047115 | 8.6161e-05 | 5.4228e-05 | 0.2818 | 0.2818 | 0.2818 | 0.9819 | -0.34625 | 0.9824 | -0.3366 | 15.4837
122 | -0.18885 | -0.047847 | 0.18895 | 0.047914 | 0.00010708 | 6.7426e-05 | 0.28623 | 0.28623 | 0.28623 | 0.9824 | -0.3366 | 0.98301 | -0.3248 | 15.7267

## res_trafo
| p_hv_mw | q_hv_mvar | p_lv_mw | q_lv_mvar | pl_mw | ql_mvar | i_hv_ka | i_lv_ka | vm_hv_pu | va_hv_degree | vm_lv_pu | va_lv_degree | loading_percent
0 | -1.2729e-15 | -1.3162e-15 | 0.00165 | 1.2699e-07 | 0.00165 | 1.2699e-07 | 5.2857e-17 | 0.0023815 | 0.99998 | 149.9956 | 1 | 0 | 0.2619

## res_ext_grid
| p_mw | q_mvar
0 | 0.58889 | 0.15099

## res_load
| p_mw | q_mvar
0 | 0.003409 | 0.00085437
1 | 0.0029571 | 0.00074112
2 | 0.0020583 | 0.00051587
3 | 0.0015384 | 0.00038557
4 | 0.0039458 | 0.00098891
5 | 0.019857 | 0.0049766
6 | 0.0015213 | 0.00038127
7 | 0.0031277 | 0.00078387
8 | 0.0023449 | 0.00058768
9 | 0.033223 | 0.0083266
10 | 0.031423 | 0.0078754
11 | 0.013741 | 0.0034438
12 | 0.0064605 | 0.0016192
13 | 0.015229 | 0.0038167
14 | 0.007799 | 0.0019546
15 | 0.0034031 | 0.00085289
16 | 0.0021453 | 0.00053767
17 | 0.0029836 | 0.00074775
18 | 0.0016664 | 0.00041763
19 | 0.0023635 | 0.00059236
20 | 0.0020775 | 0.00052067
21 | 0.0076845 | 0.0019259
22 | 0.0056262 | 0.0014101
23 | 0.0063428 | 0.0015897
24 | 0.013741 | 0.0034438
25 | 0.010837 | 0.0027161
26 | 0.0095504 | 0.0023936
27 | 0.073031 | 0.018303
28 | 0.017123 | 0.0042914
29 | 0.0054978 | 0.0013779
30 | 0.0020663 | 0.00051786
31 | 0.0036792 | 0.00092209
32 | 0.0012276 | 0.00030767
33 | 0.0036953 | 0.00092613
34 | 0.0015329 | 0.00038419
35 | 0.0026455 | 0.00066303
36 | 0.012153 | 0.0030458
37 | 0.0057143 | 0.0014321
38 | 0.0051031 | 0.001279
39 | 0.0047745 | 0.0011966
40 | 0.0036872 | 0.0009241
41 | 0.0025561 | 0.00064063
42 | 0.0089114 | 0.0022334
43 | 0.0057158 | 0.0014325
44 | 0.0023205 | 0.00058157
45 | 0.0075173 | 0.001884
46 | 0.0028797 | 0.00072171
47 | 0.010837 | 0.0027161
48 | 0.0010652 | 0.00026697
49 | 0.0012906 | 0.00032345
50 | 0.0035023 | 0.00087775
51 | 0.0042726 | 0.0010708
52 | 0.0018111 | 0.00045391
53 | 0.013421 | 0.0033636
54 | 0.0063566 | 0.0015931
55 | 0.0070242 | 0.0017604
56 | 0.012008 | 0.0030095
57 | 0.0077583 | 0.0019444
58 | 0.012846 | 0.0032196
59 | 0.012375 | 0.0031014
60 | 0.012845 | 0.0032193
61 | 0.047612 | 0.011933
62 | 0.0076202 | 0.0019098
63 | 0.0034993 | 0.000877
64 | 0.0032067 | 0.00080367
65 | 0.0032949 | 0.00082578
66 | 0.0021248 | 0.00053253
67 | 0.0022186 | 0.00055603
68 | 0.0033074 | 0.00082892
69 | 0.0024399 | 0.0006115
70 | 0.0029201 | 0.00073184
71 | 0.0026637 | 0.00066758

## dtypes
| element | column | dtype
0 | bus | name | object
1 | bus | vn_kv | float64
2 | bus | type | object
3 | bus | zone | object
4 | bus | in_service | bool
5 | load | name | object
6 | load | bus | uint32
7 | load | p_mw | float64
8 | load | q_mvar | float64
9 | load | const_z_percent | float64
10 | load | const_i_percent | float64
11 | load | sn_mva | float64
12 | load | scaling | float64
13 | load | in_service | bool
14 | load | type | object
15 | ext_grid | name | object
16 | ext_grid | bus | uint32
17 | ext_grid | vm_pu | float64
18 | ext_grid | va_degree | float64
19 | ext_grid | slack_weight | float64
20 | ext_grid | in_service | bool
21 | line | name | object
22 | line | std_type | object
23 | line | from_bus | uint32
24 | line | to_bus | uint32
25 | line | length_km | float64
26 | line | r_ohm_per_km | float64
27 | line | x_ohm_per_km | float64
28 | line | c_nf_per_km | float64
29 | line | g_us_per_km | float64
30 | line | max_i_ka | float64
31 | line | df | float64
32 | line | parallel | uint32
33 | line | type | object
34 | line | in_service | bool
35 | trafo | name | object
36 | trafo | std_type | object
37 | trafo | hv_bus | uint32
38 | trafo | lv_bus | uint32
39 | trafo | sn_mva | float64
40 | trafo | vn_hv_kv | float64
41 | trafo | vn_lv_kv | float64
42 | trafo | vk_percent | float64
43 | trafo | vkr_percent | float64
44 | trafo | pfe_kw | float64
45 | trafo | i0_percent | float64
46 | trafo | shift_degree | float64
47 | trafo | tap_side | object
48 | trafo | tap_neutral | int32
49 | trafo | tap_min | int32
50 | trafo | tap_max | int32
51 | trafo | tap_step_percent | float64
52 | trafo | tap_step_degree | float64
53 | trafo | tap_pos | int32
54 | trafo | tap_phase_shifter | bool
55 | trafo | parallel | uint32
56 | trafo | df | float64
57 | trafo | in_service | bool
58 | line_geodata | coords | object
59 | bus_geodata | x | float64
60 | bus_geodata | y | float64
61 | bus_geodata | coords | object
62 | res_bus | vm_pu | float64
63 | res_bus | va_degree | float64
64 | res_bus | p_mw | float64
65 | res_bus | q_mvar | float64
66 | res_line | p_from_mw | float64
67 | res_line | q_from_mvar | float64
68 | res_line | p_to_mw | float64
69 | res_line | q_to_mvar | float64
70 | res_line | pl_mw | float64
71 | res_line | ql_mvar | float64
72 | res_line | i_from_ka | float64
73 | res_line | i_to_ka | float64
74 | res_line | i_ka | float64
75 | res_line | vm_from_pu | float64
76 | res_line | va_from_degree | float64
77 | res_line | vm_to_pu | float64
78 | res_line | va_to_degree | float64
79 | res_line | loading_percent | float64
80 | res_trafo | p_hv_mw | float64
81 | res_trafo | q_hv_mvar | float64
82 | res_trafo | p_lv_mw | float64
83 | res_trafo | q_lv_mvar | float64
84 | res_trafo | pl_mw | float64
85 | res_trafo | ql_mvar | float64
86 | res_trafo | i_hv_ka | float64
87 | res_trafo | i_lv_ka | float64
88 | res_trafo | vm_hv_pu | float64
89 | res_trafo | va_hv_degree | float64
90 | res_trafo | vm_lv_pu | float64
91 | res_trafo | va_lv_degree | float64
92 | res_trafo | loading_percent | float64
93 | res_ext_grid | p_mw | float64
94 | res_ext_grid | q_mvar | float64
95 | res_load | p_mw | float64
96 | res_load | q_mvar | float64

## parameters
| version | format_version | converged | OPF_converged | name | f_hz | sn_mva
0 | 2.14.6 | 2.14.0 | TRUE | FALSE |  | 50 | 1