## bus
| name | vn_kv | type | zone | in_service
0 | bus_LV_141-34_0_5_node_0 | 0.4 | n |  | TRUE
1 | bus_LV_141-34_0_5_node_1 | 0.4 | n |  | TRUE
2 | bus_LV_141-34_0_5_node_3 | 0.4 | n |  | TRUE
3 | bus_LV_141-34_0_5_node_29 | 0.4 | n |  | TRUE
4 | bus_LV_141-34_0_5_node_10 | 0.4 | n |  | TRUE
5 | bus_LV_141-34_0_5_node_13 | 0.4 | n |  | TRUE
6 | bus_LV_141-34_0_5_node_114 | 0.4 | n |  | TRUE
7 | bus_LV_141-34_0_5_node_4 | 0.4 | n |  | TRUE
8 | bus_LV_141-34_0_5_node_87 | 0.4 | n |  | TRUE
9 | bus_LV_141-34_0_5_node_7 | 0.4 | n |  | TRUE
10 | bus_LV_141-34_0_5_node_85 | 0.4 | n |  | TRUE
11 | bus_LV_141-34_0_5_node_5 | 0.4 | n |  | TRUE
12 | bus_LV_141-34_0_5_node_21 | 0.4 | n |  | TRUE
13 | bus_LV_141-34_0_5_node_131 | 0.4 | n |  | TRUE
14 | bus_LV_141-34_0_5_node_51 | 0.4 | n |  | TRUE
15 | bus_LV_141-34_0_5_node_8 | 0.4 | n |  | TRUE
16 | bus_LV_141-34_0_5_node_15 | 0.4 | n |  | TRUE
17 | bus_LV_141-34_0_5_node_61 | 0.4 | n |  | TRUE
18 | bus_LV_141-34_0_5_node_58 | 0.4 | n |  | TRUE
19 | bus_LV_141-34_0_5_node_9 | 0.4 | n |  | TRUE
20 | bus_LV_141-34_0_5_node_128 | 0.4 | n |  | TRUE
21 | bus_LV_141-34_0_5_node_106 | 0.4 | n |  | TRUE
22 | bus_LV_141-34_0_5_node_17 | 0.4 | n |  | TRUE
23 | bus_LV_141-34_0_5_node_86 | 0.4 | n |  | TRUE
24 | bus_LV_141-34_0_5_node_12 | 0.4 | n |  | TRUE
25 | bus_LV_141-34_0_5_node_90 | 0.4 | n |  | TRUE
26 | bus_LV_141-34_0_5_node_78 | 0.4 | n |  | TRUE
27 | bus_LV_141-34_0_5_node_16 | 0.4 | n |  | TRUE
28 | bus_LV_141-34_0_5_node_88 | 0.4 | n |  | TRUE
29 | bus_LV_141-34_0_5_node_79 | 0.4 | n |  | TRUE
30 | bus_LV_141-34_0_5_node_76 | 0.4 | n |  | TRUE
31 | bus_LV_141-34_0_5_node_19 | 0.4 | n |  | TRUE
32 | bus_LV_141-34_0_5_node_68 | 0.4 | n |  | TRUE
33 | bus_LV_141-34_0_5_node_129 | 0.4 | n |  | TRUE
34 | bus_LV_141-34_0_5_node_89 | 0.4 | n |  | TRUE
35 | bus_LV_141-34_0_5_node_108 | 0.4 | n |  | TRUE
36 | bus_LV_141-34_0_5_node_35 | 0.4 | n |  | TRUE
37 | bus_LV_141-34_0_5_node_38 | 0.4 | n |  | TRUE
38 | bus_LV_141-34_0_5_node_20 | 0.4 | n |  | TRUE
39 | bus_LV_141-34_0_5_node_127 | 0.4 | n |  | TRUE
40 | bus_LV_141-34_0_5_node_92 | 0.4 | n |  | TRUE
41 | bus_LV_141-34_0_5_node_23 | 0.4 | n |  | TRUE
42 | bus_LV_141-34_0_5_node_28 | 0.4 | n |  | TRUE
43 | bus_LV_141-34_0_5_node_69 | 0.4 | n |  | TRUE
44 | bus_LV_141-34_0_5_node_25 | 0.4 | n |  | TRUE
45 | bus_LV_141-34_0_5_node_57 | 0.4 | n |  | TRUE
46 | bus_LV_141-34_0_5_node_55 | 0.4 | n |  | TRUE
47 | bus_LV_141-34_0_5_node_26 | 0.4 | n |  | TRUE
48 | bus_LV_141-34_0_5_node_56 | 0.4 | n |  | TRUE
49 | bus_LV_141-34_0_5_node_65 | 0.4 | n |  | TRUE
50 | bus_LV_141-34_0_5_node_30 | 0.4 | n |  | TRUE
51 | bus_LV_141-34_0_5_node_40 | 0.4 | n |  | TRUE
52 | bus_LV_141-34_0_5_node_109 | 0.4 | n |  | TRUE
53 | bus_LV_141-34_0_5_node_50 | 0.4 | n |  | TRUE
54 | bus_LV_141-34_0_5_node_112 | 0.4 | n |  | TRUE
55 | bus_LV_141-34_0_5_node_48 | 0.4 | n |  | TRUE
56 | bus_LV_141-34_0_5_node_46 | 0.4 | n |  | TRUE
57 | bus_LV_141-34_0_5_node_47 | 0.4 | n |  | TRUE
58 | bus_LV_141-34_0_5_node_113 | 0.4 | n |  | TRUE
59 | bus_LV_141-34_0_5_node_91 | 0.4 | n |  | TRUE
60 | bus_LV_141-34_0_5_node_52 | 0.4 | n |  | TRUE
61 | bus_LV_141-34_0_5_node_53 | 0.4 | n |  | TRUE
62 | bus_LV_141-34_0_5_node_59 | 0.4 | n |  | TRUE
63 | bus_LV_141-34_0_5_node_130 | 0.4 | n |  | TRUE
64 | bus_LV_141-34_0_5_node_126 | 0.4 | n |  | TRUE
65 | bus_LV_141-34_0_5_node_105 | 0.4 | n |  | TRUE
66 | bus_LV_141-34_0_5_node_107 | 0.4 | n |  | TRUE
67 | bus_LV_141-34_0_5_node_103 | 0.4 | n |  | TRUE
68 | bus_LV_141-34_0_5_node_98 | 0.4 | n |  | TRUE
69 | bus_LV_141-34_0_5_node_77 | 0.4 | n |  | TRUE
70 | bus_LV_141-34_0_5_node_84 | 0.4 | n |  | TRUE
71 | bus_LV_141-34_0_5_node_49 | 0.4 | n |  | TRUE
72 | bus_LV_141-34_0_5_node_123 | 0.4 | n |  | TRUE
73 | bus_LV_141-34_0_5_node_122 | 0.4 | n |  | TRUE
74 | bus_LV_141-34_0_5_node_32 | 0.4 | n |  | TRUE
75 | bus_LV_141-34_0_5_node_93 | 0.4 | n |  | TRUE
76 | bus_LV_141-34_0_5_node_70 | 0.4 | n |  | TRUE
77 | bus_LV_141-34_0_5_node_37 | 0.4 | n |  | TRUE
78 | bus_LV_141-34_0_5_node_44 | 0.4 | n |  | TRUE
79 | bus_LV_141-34_0_5_node_33 | 0.4 | n |  | TRUE
80 | bus_LV_141-34_0_5_node_31 | 0.4 | n |  | TRUE
81 | bus_LV_141-34_0_5_node_66 | 0.4 | n |  | TRUE
82 | bus_LV_141-34_0_5_node_99 | 0.4 | n |  | TRUE
83 | bus_LV_141-34_0_5_node_39 | 0.4 | n |  | TRUE
84 | bus_LV_141-34_0_5_node_110 | 0.4 | n |  | TRUE
85 | bus_LV_141-34_0_5_node_34 | 0.4 | n |  | TRUE
86 | bus_LV_141-34_0_5_node_41 | 0.4 | n |  | TRUE
87 | bus_LV_141-34_0_5_node_43 | 0.4 | n |  | TRUE
88 | bus_LV_141-34_0_5_node_42 | 0.4 | n |  | TRUE
89 | bus_LV_141-34_0_5_node_125 | 0.4 | n |  | TRUE
90 | bus_LV_141-34_0_5_node_54 | 0.4 | n |  | TRUE
91 | bus_LV_141-34_0_5_node_120 | 0.4 | n |  | TRUE
92 | bus_LV_141-34_0_5_node_115 | 0.4 | n |  | TRUE
93 | bus_LV_141-34_0_5_node_116 | 0.4 | n |  | TRUE
94 | bus_LV_141-34_0_5_node_60 | 0.4 | n |  | TRUE
95 | bus_LV_141-34_0_5_node_62 | 0.4 | n |  | TRUE
96 | bus_LV_141-34_0_5_node_63 | 0.4 | n |  | TRUE
97 | bus_LV_141-34_0_5_node_64 | 0.4 | n |  | TRUE
98 | bus_LV_141-34_0_5_node_75 | 0.4 | n |  | TRUE
99 | bus_LV_141-34_0_5_node_73 | 0.4 | n |  | TRUE
100 | bus_LV_141-34_0_5_node_74 | 0.4 | n |  | TRUE
101 | bus_LV_141-34_0_5_node_71 | 0.4 | n |  | TRUE
102 | bus_LV_141-34_0_5_node_72 | 0.4 | n |  | TRUE
103 | bus_LV_141-34_0_5_node_82 | 0.4 | n |  | TRUE
104 | bus_LV_141-34_0_5_node_80 | 0.4 | n |  | TRUE
105 | bus_LV_141-34_0_5_node_81 | 0.4 | n |  | TRUE
106 | bus_LV_141-34_0_5_node_83 | 0.4 | n |  | TRUE
107 | bus_LV_141-34_0_5_node_96 | 0.4 | n |  | TRUE
108 | bus_LV_141-34_0_5_node_94 | 0.4 | n |  | TRUE
109 | bus_LV_141-34_0_5_node_95 | 0.4 | n |  | TRUE
110 | bus_LV_141-34_0_5_node_97 | 0.4 | n |  | TRUE
111 | bus_LV_141-34_0_5_node_101 | 0.4 | n |  | TRUE
112 | bus_LV_141-34_0_5_node_100 | 0.4 | n |  | TRUE
113 | bus_LV_141-34_0_5_node_111 | 0.4 | n |  | TRUE
114 | bus_LV_141-34_0_5_node_117 | 0.4 | n |  | TRUE
115 | bus_LV_141-34_0_5_node_118 | 0.4 | n |  | TRUE
116 | bus_LV_141-34_0_5_node_119 | 0.4 | n |  | TRUE
117 | bus_LV_141-34_0_5_node_124 | 0.4 | n |  | TRUE
118 | bus_LV_141-34_0_5_node_121 | 0.4 | n |  | TRUE
119 | bus_MV_349_2_node_190 | 20 | n |  | TRUE

## load
| name | bus | p_mw | q_mvar | const_z_percent | const_i_percent | sn_mva | scaling | in_service | type
0 | LV_141-34_0_5_load_0 | 0 | 0.011177 | 0.0028012 | 0 | 0 |  | 1 | TRUE | wye
1 | LV_141-34_0_5_load_114 | 6 | 0.0048964 | 0.0012272 | 0 | 0 |  | 1 | TRUE | wye
2 | LV_141-34_0_5_load_87 | 8 | 0.0036512 | 0.00091508 | 0 | 0 |  | 1 | TRUE | wye
3 | LV_141-34_0_5_load_85 | 10 | 0.0036501 | 0.00091481 | 0 | 0 |  | 1 | TRUE | wye
4 | LV_141-34_0_5_load_131 | 13 | 0.039898 | 0.0099995 | 0 | 0 |  | 1 | TRUE | wye
5 | LV_141-34_0_5_load_51 | 14 | 0.0090056 | 0.002257 | 0 | 0 |  | 1 | TRUE | wye
6 | LV_141-34_0_5_load_61 | 17 | 0.0013571 | 0.00034013 | 0 | 0 |  | 1 | TRUE | wye
7 | LV_141-34_0_5_load_58 | 18 | 0.0050622 | 0.0012687 | 0 | 0 |  | 1 | TRUE | wye
8 | LV_141-34_0_5_load_128 | 20 | 0.0076261 | 0.0019113 | 0 | 0 |  | 1 | TRUE | wye
9 | LV_141-34_0_5_load_90 | 25 | 0.0073261 | 0.0018361 | 0 | 0 |  | 1 | TRUE | wye
10 | LV_141-34_0_5_load_78 | 26 | 0.0073265 | 0.0018362 | 0 | 0 |  | 1 | TRUE | wye
11 | LV_141-34_0_5_load_88 | 28 | 0.0077201 | 0.0019348 | 0 | 0 |  | 1 | TRUE | wye
12 | LV_141-34_0_5_load_76 | 30 | 0.0058575 | 0.001468 | 0 | 0 |  | 1 | TRUE | wye
13 | LV_141-34_0_5_load_68 | 32 | 0.011366 | 0.0028486 | 0 | 0 |  | 1 | TRUE | wye
14 | LV_141-34_0_5_load_129 | 33 | 0.009147 | 0.0022925 | 0 | 0 |  | 1 | TRUE | wye
15 | LV_141-34_0_5_load_89 | 34 | 0.010458 | 0.0026211 | 0 | 0 |  | 1 | TRUE | wye
16 | LV_141-34_0_5_load_108 | 35 | 0.010716 | 0.0026856 | 0 | 0 |  | 1 | TRUE | wye
17 | LV_141-34_0_5_load_35 | 36 | 0.014149 | 0.003546 | 0 | 0 |  | 1 | TRUE | wye
18 | LV_141-34_0_5_load_38 | 37 | 0.010148 | 0.0025433 | 0 | 0 |  | 1 | TRUE | wye
19 | LV_141-34_0_5_load_127 | 39 | 0.0090733 | 0.002274 | 0 | 0 |  | 1 | TRUE | wye
20 | LV_141-34_0_5_load_92 | 40 | 0.042217 | 0.01058 | 0 | 0 |  | 1 | TRUE | wye
21 | LV_141-34_0_5_load_69 | 43 | 0.019986 | 0.0050089 | 0 | 0 |  | 1 | TRUE | wye
22 | LV_141-34_0_5_load_57 | 45 | 0.0026087 | 0.00065381 | 0 | 0 |  | 1 | TRUE | wye
23 | LV_141-34_0_5_load_55 | 46 | 0.0015642 | 0.00039203 | 0 | 0 |  | 1 | TRUE | wye
24 | LV_141-34_0_5_load_56 | 48 | 0.011974 | 0.003001 | 0 | 0 |  | 1 | TRUE | wye
25 | LV_141-34_0_5_load_65 | 49 | 0.004317 | 0.0010819 | 0 | 0 |  | 1 | TRUE | wye
26 | LV_141-34_0_5_load_109 | 52 | 0.0023469 | 0.00058818 | 0 | 0 |  | 1 | TRUE | wye
27 | LV_141-34_0_5_load_112 | 54 | 0.0069137 | 0.0017327 | 0 | 0 |  | 1 | TRUE | wye
28 | LV_141-34_0_5_load_48 | 55 | 0.007204 | 0.0018055 | 0 | 0 |  | 1 | TRUE | wye
29 | LV_141-34_0_5_load_46 | 56 | 0.010566 | 0.0026481 | 0 | 0 |  | 1 | TRUE | wye
30 | LV_141-34_0_5_load_91 | 59 | 0.0036522 | 0.00091533 | 0 | 0 |  | 1 | TRUE | wye
31 | LV_141-34_0_5_load_52 | 60 | 0.0027397 | 0.00068663 | 0 | 0 |  | 1 | TRUE | wye
32 | LV_141-34_0_5_load_59 | 62 | 0.0017747 | 0.00044477 | 0 | 0 |  | 1 | TRUE | wye
33 | LV_141-34_0_5_load_130 | 63 | 0.0073795 | 0.0018495 | 0 | 0 |  | 1 | TRUE | wye
34 | LV_141-34_0_5_load_126 | 64 | 0.014977 | 0.0037536 | 0 | 0 |  | 1 | TRUE | wye
35 | LV_141-34_0_5_load_107 | 66 | 0.012981 | 0.0032533 | 0 | 0 |  | 1 | TRUE | wye
36 | LV_141-34_0_5_load_103 | 67 | 0.028628 | 0.0071748 | 0 | 0 |  | 1 | TRUE | wye
37 | LV_141-34_0_5_load_98 | 68 | 0.0032335 | 0.00081039 | 0 | 0 |  | 1 | TRUE | wye
38 | LV_141-34_0_5_load_77 | 69 | 0.0058574 | 0.001468 | 0 | 0 |  | 1 | TRUE | wye
39 | LV_141-34_0_5_load_84 | 70 | 0.0028136 | 0.00070514 | 0 | 0 |  | 1 | TRUE | wye
40 | LV_141-34_0_5_load_49 | 71 | 0.0090156 | 0.0022595 | 0 | 0 |  | 1 | TRUE | wye
41 | LV_141-34_0_5_load_123 | 72 | 0.0083834 | 0.0021011 | 0 | 0 |  | 1 | TRUE | wye
42 | LV_141-34_0_5_load_122 | 73 | 0.0076486 | 0.0019169 | 0 | 0 |  | 1 | TRUE | wye
43 | LV_141-34_0_5_load_93 | 75 | 0.017861 | 0.0044763 | 0 | 0 |  | 1 | TRUE | wye
44 | LV_141-34_0_5_load_70 | 76 | 0.0023187 | 0.00058113 | 0 | 0 |  | 1 | TRUE | wye
45 | LV_141-34_0_5_load_44 | 78 | 0.007473 | 0.0018729 | 0 | 0 |  | 1 | TRUE | wye
46 | LV_141-34_0_5_load_31 | 80 | 0.0098783 | 0.0024757 | 0 | 0 |  | 1 | TRUE | wye
47 | LV_141-34_0_5_load_66 | 81 | 0.0036579 | 0.00091675 | 0 | 0 |  | 1 | TRUE | wye
48 | LV_141-34_0_5_load_99 | 82 | 0.0025985 | 0.00065124 | 0 | 0 |  | 1 | TRUE | wye
49 | LV_141-34_0_5_load_39 | 83 | 0.011909 | 0.0029846 | 0 | 0 |  | 1 | TRUE | wye
50 | LV_141-34_0_5_load_110 | 84 | 0.0071663 | 0.001796 | 0 | 0 |  | 1 | TRUE | wye
51 | LV_141-34_0_5_load_34 | 85 | 0.008527 | 0.0021371 | 0 | 0 |  | 1 | TRUE | wye
52 | LV_141-34_0_5_load_43 | 87 | 0.010306 | 0.0025829 | 0 | 0 |  | 1 | TRUE | wye
53 | LV_141-34_0_5_load_125 | 89 | 0.011185 | 0.0028033 | 0 | 0 |  | 1 | TRUE | wye
54 | LV_141-34_0_5_load_120 | 91 | 0.0062197 | 0.0015588 | 0 | 0 |  | 1 | TRUE | wye
55 | LV_141-34_0_5_load_60 | 94 | 0.00083253 | 0.00020865 | 0 | 0 |  | 1 | TRUE | wye
56 | LV_141-34_0_5_load_62 | 95 | 0.001357 | 0.00034008 | 0 | 0 |  | 1 | TRUE | wye
57 | LV_141-34_0_5_load_63 | 96 | 0.001122 | 0.0002812 | 0 | 0 |  | 1 | TRUE | wye
58 | LV_141-34_0_5_load_64 | 97 | 0.0024008 | 0.00060171 | 0 | 0 |  | 1 | TRUE | wye
59 | LV_141-34_0_5_load_75 | 98 | 0.0025253 | 0.0006329 | 0 | 0 |  | 1 | TRUE | wye
60 | LV_141-34_0_5_load_73 | 99 | 0.0023977 | 0.00060091 | 0 | 0 |  | 1 | TRUE | wye
61 | LV_141-34_0_5_load_71 | 101 | 0.0042409 | 0.0010629 | 0 | 0 |  | 1 | TRUE | wye
62 | LV_141-34_0_5_load_72 | 102 | 0.0028325 | 0.0007099 | 0 | 0 |  | 1 | TRUE | wye
63 | LV_141-34_0_5_load_82 | 103 | 0.0030453 | 0.00076323 | 0 | 0 |  | 1 | TRUE | wye
64 | LV_141-34_0_5_load_80 | 104 | 0.0036778 | 0.00092175 | 0 | 0 |  | 1 | TRUE | wye
65 | LV_141-34_0_5_load_81 | 105 | 0.001996 | 0.00050025 | 0 | 0 |  | 1 | TRUE | wye
66 | LV_141-34_0_5_load_83 | 106 | 0.0048178 | 0.0012075 | 0 | 0 |  | 1 | TRUE | wye
67 | LV_141-34_0_5_load_96 | 107 | 0.0026917 | 0.00067461 | 0 | 0 |  | 1 | TRUE | wye
68 | LV_141-34_0_5_load_94 | 108 | 0.0045517 | 0.0011408 | 0 | 0 |  | 1 | TRUE | wye
69 | LV_141-34_0_5_load_95 | 109 | 0.0046483 | 0.001165 | 0 | 0 |  | 1 | TRUE | wye
70 | LV_141-34_0_5_load_97 | 110 | 0.0021662 | 0.00054291 | 0 | 0 |  | 1 | TRUE | wye
71 | LV_141-34_0_5_load_101 | 111 | 0.0047906 | 0.0012006 | 0 | 0 |  | 1 | TRUE | wye
72 | LV_141-34_0_5_load_100 | 112 | 0.0046102 | 0.0011554 | 0 | 0 |  | 1 | TRUE | wye
73 | LV_141-34_0_5_load_111 | 113 | 0.0023426 | 0.00058711 | 0 | 0 |  | 1 | TRUE | wye
74 | LV_141-34_0_5_load_118 | 115 | 0.0096462 | 0.0024176 | 0 | 0 |  | 1 | TRUE | wye
75 | LV_141-34_0_5_load_124 | 117 | 0.0042795 | 0.0010725 | 0 | 0 |  | 1 | TRUE | wye
76 | LV_141-34_0_5_load_121 | 118 | 0.0069263 | 0.0017359 | 0 | 0 |  | 1 | TRUE | wye

## ext_grid
| name | bus | vm_pu | va_degree | slack_weight | in_service
0 |  | 64 | 1 | 0 | 1 | TRUE

## line
| name | std_type | from_bus | to_bus | length_km | r_ohm_per_km | x_ohm_per_km | c_nf_per_km | g_us_per_km | max_i_ka | df | parallel | type | in_service
0 | LV_141-34_0_5_line_0 |  | 0 | 1 | 0.02535 | 0.125 | 0.08 | 261 | 0 | 0.364 | 1 | 1 | cs | TRUE
1 | LV_141-34_0_5_line_1 |  | 1 | 2 | 0.014985 | 0.125 | 0.08 | 261 | 0 | 0.364 | 1 | 5 | cs | TRUE
2 | LV_141-34_0_5_line_2 |  | 1 | 3 | 0.036363 | 0.125 | 0.08 | 261 | 0 | 0.364 | 1 | 5 | cs | TRUE
3 | LV_141-34_0_5_line_3 |  | 2 | 4 | 0.039161 | 0.125 | 0.08 | 261 | 0 | 0.364 | 1 | 5 | cs | TRUE
4 | LV_141-34_0_5_line_4 |  | 2 | 5 | 0.051567 | 0.125 | 0.08 | 261 | 0 | 0.364 | 1 | 5 | cs | TRUE
5 | LV_141-34_0_5_line_5 |  | 2 | 6 | 0.0066443 | 0.125 | 0.08 | 261 | 0 | 0.364 | 1 | 1 | cs | TRUE
6 | LV_141-34_0_5_line_6 |  | 3 | 50 | 0.055911 | 0.125 | 0.08 | 261 | 0 | 0.364 | 1 | 5 | cs | TRUE
7 | LV_141-34_0_5_line_7 |  | 3 | 51 | 0.014432 | 0.125 | 0.08 | 261 | 0 | 0.364 | 1 | 1 | cs | TRUE
8 | LV_141-34_0_5_line_8 |  | 3 | 52 | 0.0097059 | 0.125 | 0.08 | 261 | 0 | 0.364 | 1 | 1 | cs | TRUE
9 | LV_141-34_0_5_line_9 |  | 4 | 23 | 0.032879 | 0.125 | 0.08 | 261 | 0 | 0.364 | 1 | 5 | cs | TRUE
10 | LV_141-34_0_5_line_10 |  | 5 | 29 | 0.026829 | 0.125 | 0.08 | 261 | 0 | 0.364 | 1 | 1 | cs | TRUE
11 | LV_141-34_0_5_line_11 |  | 5 | 30 | 0.021555 | 0.125 | 0.08 | 261 | 0 | 0.364 | 1 | 5 | cs | TRUE
12 | LV_141-34_0_5_line_12 |  | 6 | 58 | 0.011011 | 0.125 | 0.08 | 261 | 0 | 0.364 | 1 | 1 | cs | TRUE
13 | LV_141-34_0_5_line_13 |  | 7 | 8 | 0.064069 | 0.125 | 0.08 | 261 | 0 | 0.364 | 1 | 1 | cs | TRUE
14 | LV_141-34_0_5_line_14 |  | 7 | 9 | 0.040249 | 0.125 | 0.08 | 261 | 0 | 0.364 | 1 | 1 | cs | TRUE
15 | LV_141-34_0_5_line_15 |  | 7 | 10 | 0.030523 | 0.125 | 0.08 | 261 | 0 | 0.364 | 1 | 1 | cs | TRUE
16 | LV_141-34_0_5_line_16 |  | 8 | 59 | 0.042919 | 0.125 | 0.08 | 261 | 0 | 0.364 | 1 | 1 | cs | TRUE
17 | LV_141-34_0_5_line_17 |  | 9 | 14 | 0.029381 | 0.125 | 0.08 | 261 | 0 | 0.364 | 1 | 2 | cs | TRUE
18 | LV_141-34_0_5_line_18 |  | 9 | 11 | 0.044802 | 0.125 | 0.08 | 261 | 0 | 0.364 | 1 | 1 | cs | TRUE
19 | LV_141-34_0_5_line_19 |  | 11 | 12 | 0.13445 | 0.125 | 0.08 | 261 | 0 | 0.364 | 1 | 1 | cs | TRUE
20 | LV_141-34_0_5_line_20 |  | 11 | 13 | 0.068208 | 0.125 | 0.08 | 261 | 0 | 0.364 | 1 | 1 | cs | TRUE
21 | LV_141-34_0_5_line_21 |  | 12 | 40 | 0.017021 | 0.125 | 0.08 | 261 | 0 | 0.364 | 1 | 1 | cs | TRUE
22 | LV_141-34_0_5_line_22 |  | 14 | 50 | 0.015626 | 0.125 | 0.08 | 261 | 0 | 0.364 | 1 | 2 | cs | TRUE
23 | LV_141-34_0_5_line_23 |  | 15 | 16 | 0.009736 | 0.125 | 0.08 | 261 | 0 | 0.364 | 1 | 1 | cs | TRUE
24 | LV_141-34_0_5_line_24 |  | 15 | 17 | 0.023124 | 0.125 | 0.08 | 261 | 0 | 0.364 | 1 | 1 | cs | TRUE
25 | LV_141-34_0_5_line_25 |  | 15 | 18 | 0.014276 | 0.125 | 0.08 | 261 | 0 | 0.364 | 1 | 2 | cs | TRUE
26 | LV_141-34_0_5_line_26 |  | 16 | 31 | 0.0223 | 0.125 | 0.08 | 261 | 0 | 0.364 | 1 | 1 | cs | TRUE
27 | LV_141-34_0_5_line_27 |  | 16 | 32 | 0.029282 | 0.125 | 0.08 | 261 | 0 | 0.364 | 1 | 1 | cs | TRUE
28 | LV_141-34_0_5_line_28 |  | 18 | 62 | 0.030009 | 0.125 | 0.08 | 261 | 0 | 0.364 | 1 | 5 | cs | TRUE
29 | LV_141-34_0_5_line_29 |  | 19 | 20 | 0.02054 | 0.125 | 0.08 | 261 | 0 | 0.364 | 1 | 1 | cs | TRUE
30 | LV_141-34_0_5_line_30 |  | 19 | 21 | 0.049774 | 0.125 | 0.08 | 261 | 0 | 0.364 | 1 | 1 | cs | TRUE
31 | LV_141-34_0_5_line_31 |  | 19 | 22 | 0.025505 | 0.125 | 0.08 | 261 | 0 | 0.364 | 1 | 1 | cs | TRUE
32 | LV_141-34_0_5_line_32 |  | 21 | 63 | 0.004007 | 0.125 | 0.08 | 261 | 0 | 0.364 | 1 | 1 | cs | TRUE
33 | LV_141-34_0_5_line_33 |  | 22 | 34 | 0.01866 | 0.125 | 0.08 | 261 | 0 | 0.364 | 1 | 1 | cs | TRUE
34 | LV_141-34_0_5_line_34 |  | 22 | 35 | 0.016356 | 0.125 | 0.08 | 261 | 0 | 0.364 | 1 | 1 | cs | TRUE
35 | LV_141-34_0_5_line_35 |  | 23 | 64 | 0.032453 | 0.125 | 0.08 | 261 | 0 | 0.364 | 1 | 5 | cs | TRUE
36 | LV_141-34_0_5_line_36 |  | 23 | 65 | 0.019974 | 0.125 | 0.08 | 261 | 0 | 0.364 | 1 | 1 | cs | TRUE
37 | LV_141-34_0_5_line_37 |  | 23 | 38 | 0.042174 | 0.125 | 0.08 | 261 | 0 | 0.364 | 1 | 1 | cs | TRUE
38 | LV_141-34_0_5_line_38 |  | 24 | 25 | 0.017004 | 0.125 | 0.08 | 261 | 0 | 0.364 | 1 | 5 | cs | TRUE
39 | LV_141-34_0_5_line_39 |  | 24 | 26 | 0.018943 | 0.125 | 0.08 | 261 | 0 | 0.364 | 1 | 5 | cs | TRUE
40 | LV_141-34_0_5_line_40 |  | 24 | 27 | 0.025254 | 0.125 | 0.08 | 261 | 0 | 0.364 | 1 | 1 | cs | TRUE
41 | LV_141-34_0_5_line_41 |  | 24 | 28 | 0.048598 | 0.125 | 0.08 | 261 | 0 | 0.364 | 1 | 1 | cs | TRUE
42 | LV_141-34_0_5_line_42 |  | 25 | 68 | 0.039023 | 0.125 | 0.08 | 261 | 0 | 0.364 | 1 | 5 | cs | TRUE
43 | LV_141-34_0_5_line_43 |  | 26 | 69 | 0.034167 | 0.125 | 0.08 | 261 | 0 | 0.364 | 1 | 5 | cs | TRUE
44 | LV_141-34_0_5_line_44 |  | 27 | 33 | 0.021232 | 0.125 | 0.08 | 261 | 0 | 0.364 | 1 | 1 | cs | TRUE
45 | LV_141-34_0_5_line_45 |  | 28 | 34 | 0.034723 | 0.125 | 0.08 | 261 | 0 | 0.364 | 1 | 1 | cs | TRUE
46 | LV_141-34_0_5_line_46 |  | 29 | 70 | 0.027226 | 0.125 | 0.08 | 261 | 0 | 0.364 | 1 | 1 | cs | TRUE
47 | LV_141-34_0_5_line_47 |  | 30 | 69 | 0.030784 | 0.125 | 0.08 | 261 | 0 | 0.364 | 1 | 5 | cs | TRUE
48 | LV_141-34_0_5_line_48 |  | 31 | 36 | 0.012342 | 0.125 | 0.08 | 261 | 0 | 0.364 | 1 | 1 | cs | TRUE
49 | LV_141-34_0_5_line_49 |  | 31 | 37 | 0.029677 | 0.125 | 0.08 | 261 | 0 | 0.364 | 1 | 1 | cs | TRUE
50 | LV_141-34_0_5_line_50 |  | 36 | 74 | 0.043778 | 0.125 | 0.08 | 261 | 0 | 0.364 | 1 | 1 | cs | TRUE
51 | LV_141-34_0_5_line_51 |  | 38 | 39 | 0.035942 | 0.125 | 0.08 | 261 | 0 | 0.364 | 1 | 1 | cs | TRUE
52 | LV_141-34_0_5_line_52 |  | 40 | 75 | 0.023262 | 0.125 | 0.08 | 261 | 0 | 0.364 | 1 | 1 | cs | TRUE
53 | LV_141-34_0_5_line_53 |  | 41 | 42 | 0.026496 | 0.125 | 0.08 | 261 | 0 | 0.364 | 1 | 1 | cs | TRUE
54 | LV_141-34_0_5_line_54 |  | 41 | 43 | 0.032392 | 0.125 | 0.08 | 261 | 0 | 0.364 | 1 | 1 | cs | TRUE
55 | LV_141-34_0_5_line_55 |  | 42 | 49 | 0.043502 | 0.125 | 0.08 | 261 | 0 | 0.364 | 1 | 1 | cs | TRUE
56 | LV_141-34_0_5_line_56 |  | 42 | 48 | 0.040299 | 0.125 | 0.08 | 261 | 0 | 0.364 | 1 | 1 | cs | TRUE
57 | LV_141-34_0_5_line_57 |  | 43 | 76 | 0.05247 | 0.125 | 0.08 | 261 | 0 | 0.364 | 1 | 1 | cs | TRUE
58 | LV_141-34_0_5_line_58 |  | 44 | 45 | 0.021746 | 0.125 | 0.08 | 261 | 0 | 0.364 | 1 | 1 | cs | TRUE
59 | LV_141-34_0_5_line_59 |  | 44 | 46 | 0.0026398 | 0.125 | 0.08 | 261 | 0 | 0.364 | 1 | 1 | cs | TRUE
60 | LV_141-34_0_5_line_60 |  | 45 | 81 | 0.036465 | 0.125 | 0.08 | 261 | 0 | 0.364 | 1 | 1 | cs | TRUE
61 | LV_141-34_0_5_line_61 |  | 46 | 47 | 0.043444 | 0.125 | 0.08 | 261 | 0 | 0.364 | 1 | 1 | cs | TRUE
62 | LV_141-34_0_5_line_62 |  | 47 | 48 | 0.006379 | 0.125 | 0.08 | 261 | 0 | 0.364 | 1 | 1 | cs | TRUE
63 | LV_141-34_0_5_line_63 |  | 49 | 82 | 0.00025736 | 0.125 | 0.08 | 261 | 0 | 0.364 | 1 | 1 | cs | TRUE
64 | LV_141-34_0_5_line_64 |  | 51 | 83 | 0.018782 | 0.125 | 0.08 | 261 | 0 | 0.364 | 1 | 1 | cs | TRUE
65 | LV_141-34_0_5_line_65 |  | 52 | 84 | 0.01978 | 0.125 | 0.08 | 261 | 0 | 0.364 | 1 | 1 | cs | TRUE
66 | LV_141-34_0_5_line_66 |  | 53 | 54 | 0.021856 | 0.125 | 0.08 | 261 | 0 | 0.364 | 1 | 1 | cs | TRUE
67 | LV_141-34_0_5_line_67 |  | 53 | 55 | 0.011284 | 0.125 | 0.08 | 261 | 0 | 0.364 | 1 | 1 | cs | TRUE
68 | LV_141-34_0_5_line_68 |  | 54 | 92 | 0.022541 | 0.125 | 0.08 | 261 | 0 | 0.364 | 1 | 1 | cs | TRUE
69 | LV_141-34_0_5_line_69 |  | 55 | 57 | 0.021202 | 0.125 | 0.08 | 261 | 0 | 0.364 | 1 | 1 | cs | TRUE
70 | LV_141-34_0_5_line_70 |  | 56 | 57 | 0.011763 | 0.125 | 0.08 | 261 | 0 | 0.364 | 1 | 1 | cs | TRUE
71 | LV_141-34_0_5_line_71 |  | 57 | 71 | 0.0077341 | 0.125 | 0.08 | 261 | 0 | 0.364 | 1 | 1 | cs | TRUE
72 | LV_141-34_0_5_line_72 |  | 58 | 71 | 0.03376 | 0.125 | 0.08 | 261 | 0 | 0.364 | 1 | 1 | cs | TRUE
73 | LV_141-34_0_5_line_73 |  | 60 | 61 | 0.026874 | 0.125 | 0.08 | 261 | 0 | 0.364 | 1 | 1 | cs | TRUE
74 | LV_141-34_0_5_line_74 |  | 61 | 90 | 0.023943 | 0.125 | 0.08 | 261 | 0 | 0.364 | 1 | 1 | cs | TRUE
75 | LV_141-34_0_5_line_75 |  | 62 | 94 | 0.0012295 | 0.125 | 0.08 | 261 | 0 | 0.364 | 1 | 5 | cs | TRUE
76 | LV_141-34_0_5_line_76 |  | 65 | 66 | 0.016864 | 0.125 | 0.08 | 261 | 0 | 0.364 | 1 | 1 | cs | TRUE
77 | LV_141-34_0_5_line_77 |  | 65 | 67 | 0.043026 | 0.125 | 0.08 | 261 | 0 | 0.364 | 1 | 1 | cs | TRUE
78 | LV_141-34_0_5_line_78 |  | 68 | 100 | 0.013319 | 0.125 | 0.08 | 261 | 0 | 0.364 | 1 | 5 | cs | TRUE
79 | LV_141-34_0_5_line_79 |  | 72 | 73 | 0.013908 | 0.125 | 0.08 | 261 | 0 | 0.364 | 1 | 1 | cs | TRUE
80 | LV_141-34_0_5_line_80 |  | 73 | 118 | 0.030079 | 0.125 | 0.08 | 261 | 0 | 0.364 | 1 | 1 | cs | TRUE
81 | LV_141-34_0_5_line_81 |  | 74 | 85 | 0.0048369 | 0.125 | 0.08 | 261 | 0 | 0.364 | 1 | 1 | cs | TRUE
82 | LV_141-34_0_5_line_82 |  | 74 | 80 | 0.026442 | 0.125 | 0.08 | 261 | 0 | 0.364 | 1 | 1 | cs | TRUE
83 | LV_141-34_0_5_line_83 |  | 77 | 78 | 0.075595 | 0.125 | 0.08 | 261 | 0 | 0.364 | 1 | 1 | cs | TRUE
84 | LV_141-34_0_5_line_84 |  | 77 | 79 | 0.089346 | 0.125 | 0.08 | 261 | 0 | 0.364 | 1 | 1 | cs | TRUE
85 | LV_141-34_0_5_line_85 |  | 79 | 80 | 0.09242 | 0.125 | 0.08 | 261 | 0 | 0.364 | 1 | 1 | cs | TRUE
86 | LV_141-34_0_5_line_86 |  | 82 | 100 | 0.017468 | 0.125 | 0.08 | 261 | 0 | 0.364 | 1 | 1 | cs | TRUE
87 | LV_141-34_0_5_line_87 |  | 83 | 86 | 0.0053495 | 0.125 | 0.08 | 261 | 0 | 0.364 | 1 | 1 | cs | TRUE
88 | LV_141-34_0_5_line_88 |  | 84 | 113 | 0.002264 | 0.125 | 0.08 | 261 | 0 | 0.364 | 1 | 1 | cs | TRUE
89 | LV_141-34_0_5_line_89 |  | 86 | 87 | 0.033412 | 0.125 | 0.08 | 261 | 0 | 0.364 | 1 | 1 | cs | TRUE
90 | LV_141-34_0_5_line_90 |  | 86 | 88 | 0.047914 | 0.125 | 0.08 | 261 | 0 | 0.364 | 1 | 1 | cs | TRUE
91 | LV_141-34_0_5_line_91 |  | 88 | 89 | 0.020871 | 0.125 | 0.08 | 261 | 0 | 0.364 | 1 | 1 | cs | TRUE
92 | LV_141-34_0_5_line_92 |  | 90 | 91 | 0.019653 | 0.125 | 0.08 | 261 | 0 | 0.364 | 1 | 1 | cs | TRUE
93 | LV_141-34_0_5_line_93 |  | 91 | 93 | 0.010277 | 0.125 | 0.08 | 261 | 0 | 0.364 | 1 | 1 | cs | TRUE
94 | LV_141-34_0_5_line_94 |  | 92 | 93 | 0.020745 | 0.125 | 0.08 | 261 | 0 | 0.364 | 1 | 1 | cs | TRUE
95 | LV_141-34_0_5_line_95 |  | 92 | 114 | 0.010906 | 0.125 | 0.08 | 261 | 0 | 0.364 | 1 | 1 | cs | TRUE
96 | LV_141-34_0_5_line_96 |  | 93 | 115 | 0.019732 | 0.125 | 0.08 | 261 | 0 | 0.364 | 1 | 1 | cs | TRUE
97 | LV_141-34_0_5_line_97 |  | 94 | 95 | 0.019115 | 0.125 | 0.08 | 261 | 0 | 0.364 | 1 | 5 | cs | TRUE
98 | LV_141-34_0_5_line_98 |  | 95 | 96 | 0.0013018 | 0.125 | 0.08 | 261 | 0 | 0.364 | 1 | 5 | cs | TRUE
99 | LV_141-34_0_5_line_99 |  | 96 | 97 | 0.024107 | 0.125 | 0.08 | 261 | 0 | 0.364 | 1 | 5 | cs | TRUE
100 | LV_141-34_0_5_line_100 |  | 97 | 98 | 0.0004471 | 0.125 | 0.08 | 261 | 0 | 0.364 | 1 | 5 | cs | TRUE
101 | LV_141-34_0_5_line_101 |  | 98 | 99 | 0.023196 | 0.125 | 0.08 | 261 | 0 | 0.364 | 1 | 5 | cs | TRUE
102 | LV_141-34_0_5_line_102 |  | 99 | 101 | 0.0071631 | 0.125 | 0.08 | 261 | 0 | 0.364 | 1 | 5 | cs | TRUE
103 | LV_141-34_0_5_line_103 |  | 100 | 103 | 0.0329 | 0.125 | 0.08 | 261 | 0 | 0.364 | 1 | 1 | cs | TRUE
104 | LV_141-34_0_5_line_104 |  | 100 | 102 | 0.01494 | 0.125 | 0.08 | 261 | 0 | 0.364 | 1 | 5 | cs | TRUE
105 | LV_141-34_0_5_line_105 |  | 101 | 102 | 0.028724 | 0.125 | 0.08 | 261 | 0 | 0.364 | 1 | 5 | cs | TRUE
106 | LV_141-34_0_5_line_106 |  | 103 | 104 | 0.0085326 | 0.125 | 0.08 | 261 | 0 | 0.364 | 1 | 1 | cs | TRUE
107 | LV_141-34_0_5_line_107 |  | 104 | 105 | 0.019115 | 0.125 | 0.08 | 261 | 0 | 0.364 | 1 | 1 | cs | TRUE
108 | LV_141-34_0_5_line_108 |  | 105 | 106 | 0.0057183 | 0.125 | 0.08 | 261 | 0 | 0.364 | 1 | 1 | cs | TRUE
109 | LV_141-34_0_5_line_109 |  | 106 | 107 | 0.02305 | 0.125 | 0.08 | 261 | 0 | 0.364 | 1 | 1 | cs | TRUE
110 | LV_141-34_0_5_line_110 |  | 107 | 108 | 0.0054932 | 0.125 | 0.08 | 261 | 0 | 0.364 | 1 | 1 | cs | TRUE
111 | LV_141-34_0_5_line_111 |  | 108 | 109 | 0.02127 | 0.125 | 0.08 | 261 | 0 | 0.364 | 1 | 1 | cs | TRUE
112 | LV_141-34_0_5_line_112 |  | 109 | 110 | 0.0035249 | 0.125 | 0.08 | 261 | 0 | 0.364 | 1 | 1 | cs | TRUE
113 | LV_141-34_0_5_line_113 |  | 110 | 111 | 0.019837 | 0.125 | 0.08 | 261 | 0 | 0.364 | 1 | 1 | cs | TRUE
114 | LV_141-34_0_5_line_114 |  | 111 | 112 | 0.013958 | 0.125 | 0.08 | 261 | 0 | 0.364 | 1 | 1 | cs | TRUE
115 | LV_141-34_0_5_line_115 |  | 114 | 116 | 0.016884 | 0.125 | 0.08 | 261 | 0 | 0.364 | 1 | 1 | cs | TRUE
116 | LV_141-34_0_5_line_116 |  | 116 | 117 | 0.031045 | 0.125 | 0.08 | 261 | 0 | 0.364 | 1 | 1 | cs | TRUE
117 | LV_141-34_0_5_line_117 |  | 116 | 118 | 0.0016138 | 0.125 | 0.08 | 261 | 0 | 0.364 | 1 | 1 | cs | TRUE

## trafo
| name | std_type | hv_bus | lv_bus | sn_mva | vn_hv_kv | vn_lv_kv | vk_percent | vkr_percent | pfe_kw | i0_percent | shift_degree | tap_side | tap_neutral | tap_min | tap_max | tap_step_percent | tap_step_degree | tap_pos | tap_phase_shifter | parallel | df | in_service
0 | LV_141-34_0_5_trafo_126 | 0.63 MVA 20/0.4 kV | 119 | 64 | 0.63 | 20 | 0.4 | 6 | 1.206 | 1.65 | 0.2619 | 150 | hv | 0 | -2 | 2 | 2.5 | 0 | 0 | FALSE | 1 | 1 | TRUE

## line_geodata
| x0 | y0 | x1 | y1 | x2 | y2 | x3 | y3 | x4 | y4 | x5 | y5 | x6 | y6 | x7 | y7 | x8 | y8 | x9 | y9 | x10 | y10
0 | 2683746.4061 | 1237534.0848 | 2683742.3064 | 1237530.7802 | 2683725.8855 | 1237519.2154
1 | 2683758.0364 | 1237543.133 | 2683755.2452 | 1237540.9365 | 2683752.4353 | 1237540.0629 | 2683746.4061 | 1237534.0848
2 | 2683737.7691 | 1237568.1539 | 2683737.0331 | 1237561.3276 | 2683737.7884 | 1237550.6973 | 2683739.8223 | 1237544.8997 | 2683743.8003 | 1237537.5171 | 2683746.4061 | 1237534.0848
3 | 2683744.8319 | 1237518.5627 | 2683752.9143 | 1237524.3474 | 2683757.2936 | 1237527.1333 | 2683766.1945 | 1237531.751 | 2683761.5015 | 1237538.3228 | 2683758.0364 | 1237543.133
4 | 2683758.0364 | 1237543.133 | 2683761.5015 | 1237538.3228 | 2683766.1945 | 1237531.751 | 2683769.4279 | 1237533.7091 | 2683785.449 | 1237545.2655 | 2683786.6617 | 1237545.6495 | 2683788.2232 | 1237545.4492 | 2683793.49 | 1237548.6146 | 2683797.7109 | 1237551.365
5 | 2683758.0364 | 1237543.133 | 2683762.7171 | 1237546.5458 | 2683763.4914 | 1237546.8999
6 | 2683737.7691 | 1237568.1539 | 2683737.0331 | 1237561.3276 | 2683737.7884 | 1237550.6973 | 2683699.8508 | 1237544.8363
7 | 2683737.7691 | 1237568.1539 | 2683743.1489 | 1237581.5504
8 | 2683737.7691 | 1237568.1539 | 2683731.2379 | 1237570.9527 | 2683728.673 | 1237571.3805
9 | 2683753.266 | 1237487.0814 | 2683747.4445 | 1237514.6523 | 2683744.8319 | 1237518.5627
10 | 2683816.3361 | 1237569.7853 | 2683802.7284 | 1237559.8641 | 2683799.6525 | 1237556.396 | 2683797.7109 | 1237551.365
11 | 2683797.7109 | 1237551.365 | 2683798.0123 | 1237544.4866 | 2683800.0688 | 1237529.9611
12 | 2683773.505 | 1237551.4792 | 2683763.4914 | 1237546.8999
13 | 2683662.3753 | 1237509.4054 | 2683661.4632 | 1237502.1874 | 2683661.4627 | 1237470.009 | 2683663.4068 | 1237445.4711
14 | 2683655.4678 | 1237537.8283 | 2683648.9893 | 1237536.3472 | 2683650.6338 | 1237534.0131 | 2683655.6448 | 1237526.8786 | 2683660.3274 | 1237521.0404 | 2683665.5206 | 1237516.0099 | 2683662.3753 | 1237509.4054
15 | 2683662.3753 | 1237509.4054 | 2683667.1674 | 1237506.5375 | 2683673.6729 | 1237502.3484 | 2683680.123 | 1237499.4038 | 2683689.2978 | 1237496.9424 | 2683689.907 | 1237496.8971
16 | 2683663.4068 | 1237445.4711 | 2683664.2513 | 1237434.8121 | 2683670.0037 | 1237410.5203 | 2683673.7848 | 1237404.3189
17 | 2683655.4678 | 1237537.8283 | 2683673.9382 | 1237542.0359 | 2683684.3152 | 1237543.1573
18 | 2683650.7754 | 1237571.753 | 2683638.7178 | 1237561.3425 | 2683640.1155 | 1237559.3386 | 2683648.6643 | 1237547.0613 | 2683655.4678 | 1237537.8283
19 | 2683585.0933 | 1237468.0437 | 2683584.8255 | 1237478.4695 | 2683584.1799 | 1237503.9007 | 2683584.0739 | 1237508.2023 | 2683585.3664 | 1237516.8933 | 2683592.559 | 1237524.0885 | 2683608.0246 | 1237538.0383 | 2683623.8816 | 1237549.4474 | 2683634.5854 | 1237557.6706 | 2683638.7178 | 1237561.3425 | 2683650.7754 | 1237571.753
20 | 2683683.3677 | 1237567.6536 | 2683684.0708 | 1237550.518 | 2683678.4982 | 1237548.6493 | 2683657.6292 | 1237548.7443 | 2683654.4337 | 1237553.2247 | 2683650.7754 | 1237571.753
21 | 2683585.0933 | 1237468.0437 | 2683589.541 | 1237462.2243 | 2683599.2067 | 1237462.9935
22 | 2683699.8508 | 1237544.8363 | 2683684.3152 | 1237543.1573
23 | 2683872.744 | 1237609.2763 | 2683880.9158 | 1237614.6065
24 | 2683872.744 | 1237609.2763 | 2683865.0628 | 1237604.5645 | 2683853.5761 | 1237596.3657
25 | 2683872.744 | 1237609.2763 | 2683871.5707 | 1237595.0482
26 | 2683880.9158 | 1237614.6065 | 2683877.6141 | 1237620.1639 | 2683886.7527 | 1237625.6079 | 2683885.3503 | 1237630.6139
27 | 2683880.9158 | 1237614.6065 | 2683886.5161 | 1237618.2549 | 2683902.3134 | 1237626.3393 | 2683906.8434 | 1237628.0797
28 | 2683871.5707 | 1237595.0482 | 2683869.1045 | 1237565.141
29 | 2683800.4079 | 1237354.9523 | 2683799.7765 | 1237358.9462 | 2683816.1218 | 1237361.5008
30 | 2683795.4415 | 1237392.6757 | 2683811.1846 | 1237394.9994 | 2683816.1218 | 1237361.5008
31 | 2683816.1218 | 1237361.5008 | 2683819.5069 | 1237344.6811 | 2683824.3903 | 1237345.5395 | 2683827.718 | 1237346.1869
32 | 2683795.4415 | 1237392.6757 | 2683795.9591 | 1237388.7024
33 | 2683827.718 | 1237346.1869 | 2683824.2974 | 1237364.5309
34 | 2683827.718 | 1237346.1869 | 2683830.8078 | 1237330.1252
35 | 2683753.266 | 1237487.0814 | 2683772.3245 | 1237503.7731 | 2683772.9048 | 1237510.9086
36 | 2683741.0298 | 1237472.7098 | 2683743.0625 | 1237472.3604 | 2683753.266 | 1237487.0814
37 | 2683753.266 | 1237487.0814 | 2683753.6212 | 1237482.283 | 2683757.3504 | 1237476.4536 | 2683782.3155 | 1237493.8736
38 | 2683811.8743 | 1237446.9016 | 2683815.938 | 1237447.4038 | 2683828.7098 | 1237449.2847
39 | 2683811.8743 | 1237446.9016 | 2683809.2059 | 1237465.656
40 | 2683806.159 | 1237428.8749 | 2683803.8012 | 1237445.8203 | 2683809.5932 | 1237446.6248 | 2683811.8743 | 1237446.9016
41 | 2683811.8743 | 1237446.9016 | 2683818.5063 | 1237398.7582
42 | 2683861.7336 | 1237443.3227 | 2683844.9856 | 1237440.4087 | 2683838.4011 | 1237450.712 | 2683828.7098 | 1237449.2847
43 | 2683809.2059 | 1237465.656 | 2683804.393 | 1237499.4828
44 | 2683790.2993 | 1237421.9462 | 2683789.6375 | 1237426.4845 | 2683806.159 | 1237428.8749
45 | 2683818.5063 | 1237398.7582 | 2683820.1784 | 1237386.6204 | 2683824.2974 | 1237364.5309
46 | 2683816.3361 | 1237569.7853 | 2683825.5055 | 1237556.4497 | 2683816.8736 | 1237549.5628
47 | 2683800.0688 | 1237529.9611 | 2683802.5338 | 1237512.5499 | 2683804.393 | 1237499.4828
48 | 2683885.3503 | 1237630.6139 | 2683888.4618 | 1237642.5571
49 | 2683885.3503 | 1237630.6139 | 2683895.2712 | 1237633.1669 | 2683903.9901 | 1237637.2596 | 2683913.2484 | 1237640.4754
50 | 2683900.3691 | 1237684.6756 | 2683893.8691 | 1237663.313 | 2683888.4618 | 1237642.5571
51 | 2683785.5785 | 1237458.8948 | 2683788.0649 | 1237470.8939 | 2683782.3155 | 1237493.8736
52 | 2683599.2067 | 1237462.9935 | 2683600.5755 | 1237463.1025 | 2683622.3946 | 1237464.8483
53 | 2683934.0752 | 1237458.9022 | 2683934.9274 | 1237472.4794 | 2683937.7306 | 1237485.0613
54 | 2683937.7306 | 1237485.0613 | 2683932.604 | 1237487.5017 | 2683929.7653 | 1237490.8084 | 2683928.2286 | 1237495.6791 | 2683927.1765 | 1237512.8959
55 | 2683934.0752 | 1237458.9022 | 2683930.0211 | 1237458.2667 | 2683910.4673 | 1237455.2216 | 2683901.9786 | 1237450.3538 | 2683892.3378 | 1237448.469
56 | 2683934.0752 | 1237458.9022 | 2683936.1361 | 1237441.0408 | 2683939.6842 | 1237419.0052
57 | 2683923.9761 | 1237565.2685 | 2683927.1765 | 1237512.8959
58 | 2683947.8114 | 1237367.1755 | 2683951.168 | 1237345.69
59 | 2683947.8114 | 1237367.1755 | 2683947.404 | 1237369.7836
60 | 2683951.168 | 1237345.69 | 2683956.7966 | 1237309.6615 | 2683956.7966 | 1237309.6615
61 | 2683940.6983 | 1237412.7073 | 2683947.404 | 1237369.7836
62 | 2683940.6983 | 1237412.7073 | 2683939.6842 | 1237419.0052
63 | 2683892.3378 | 1237448.469 | 2683892.0852 | 1237448.4196
64 | 2683743.1489 | 1237581.5504 | 2683738.0863 | 1237587.5055 | 2683734.5125 | 1237597.8729
65 | 2683728.673 | 1237571.3805 | 2683716.6083 | 1237573.3927 | 2683709.2511 | 1237571.7013
66 | 2683763.365 | 1237606.7978 | 2683769.3923 | 1237620.9484 | 2683771.2231 | 1237627.1594
67 | 2683763.365 | 1237606.7978 | 2683772.8245 | 1237606.1307 | 2683772.8583 | 1237604.3297
68 | 2683772.6071 | 1237649.414 | 2683773.4645 | 1237639.5969 | 2683772.6342 | 1237631.9464 | 2683771.2231 | 1237627.1594
69 | 2683773.255 | 1237583.1316 | 2683772.8583 | 1237604.3297
70 | 2683773.255 | 1237583.1316 | 2683761.4943 | 1237583.3509
71 | 2683773.255 | 1237583.1316 | 2683780.9841 | 1237582.8515
72 | 2683773.505 | 1237551.4792 | 2683772.2725 | 1237553.0296 | 2683780.7007 | 1237570.2274 | 2683780.9841 | 1237582.8515
73 | 2683725.1518 | 1237704.7288 | 2683711.3816 | 1237681.6503
74 | 2683725.1518 | 1237704.7288 | 2683735.8406 | 1237689.3129 | 2683738.6039 | 1237684.9043
75 | 2683869.1045 | 1237565.141 | 2683869.0034 | 1237563.9157
76 | 2683741.0298 | 1237472.7098 | 2683732.6603 | 1237471.1796 | 2683729.6049 | 1237472.6932 | 2683729.2625 | 1237477.6585
77 | 2683741.0298 | 1237472.7098 | 2683747.1003 | 1237430.1143
78 | 2683874.8852 | 1237445.4121 | 2683869.8858 | 1237444.7411 | 2683861.7336 | 1237443.3227
79 | 2683808.466 | 1237619.9643 | 2683809.5593 | 1237618.9136 | 2683814.4416 | 1237607.5248
80 | 2683800.5798 | 1237647.2297 | 2683801.9658 | 1237626.2116 | 2683808.466 | 1237619.9643
81 | 2683900.3691 | 1237684.6756 | 2683903.3018 | 1237688.522
82 | 2683900.3691 | 1237684.6756 | 2683888.9796 | 1237691.8198 | 2683876.7977 | 1237694.0049 | 2683876.3975 | 1237694.4803
83 | 2683855.2913 | 1237777.8165 | 2683852.0133 | 1237775.2795 | 2683833.8193 | 1237762.8139 | 2683832.3997 | 1237760.4699 | 2683828.3686 | 1237757.6777 | 2683824.4572 | 1237755.521 | 2683821.4088 | 1237755.4779 | 2683813.1498 | 1237758.4747 | 2683810.4974 | 1237758.7819 | 2683805.5656 | 1237757.0889 | 2683790.8357 | 1237747.5194
84 | 2683855.2913 | 1237777.8165 | 2683863.5969 | 1237770.9844 | 2683872.0007 | 1237766.8335 | 2683880.1959 | 1237764.0694 | 2683890.5104 | 1237762.8476 | 2683902.1086 | 1237764.4792 | 2683918.4508 | 1237765.5664 | 2683918.8361 | 1237751.1616 | 2683918.9598 | 1237743.4801
85 | 2683918.9598 | 1237743.4801 | 2683889.6041 | 1237743.9991 | 2683879.7619 | 1237741.2359 | 2683872.3324 | 1237734.2594 | 2683870.1295 | 1237729.5249 | 2683869.8797 | 1237702.2242 | 2683876.3975 | 1237694.4803
86 | 2683874.8852 | 1237445.4121 | 2683880.8286 | 1237446.2188 | 2683892.0852 | 1237448.4196
87 | 2683732.7691 | 1237602.9304 | 2683734.5125 | 1237597.8729
88 | 2683709.2511 | 1237571.7013 | 2683707.0447 | 1237571.1941
89 | 2683714.5939 | 1237624.4896 | 2683718.8485 | 1237625.3835 | 2683723.2275 | 1237610.4902 | 2683730.9942 | 1237608.0757 | 2683732.7691 | 1237602.9304
90 | 2683767.3471 | 1237624.8668 | 2683757.4518 | 1237603.8679 | 2683732.7691 | 1237602.9304
91 | 2683746.8364 | 1237624.255 | 2683748.6493 | 1237625.537 | 2683767.3471 | 1237624.8668
92 | 2683738.6039 | 1237684.9043 | 2683743.4304 | 1237683.3379 | 2683753.2363 | 1237674.203 | 2683754.1722 | 1237673.4896
93 | 2683762.3454 | 1237667.2598 | 2683754.1722 | 1237673.4896
94 | 2683772.6071 | 1237649.414 | 2683768.8221 | 1237658.6672 | 2683762.3454 | 1237667.2598
95 | 2683783.5433 | 1237649.1903 | 2683772.6071 | 1237649.414
96 | 2683762.3454 | 1237667.2598 | 2683763.9435 | 1237668.7501 | 2683781.4852 | 1237668.3432
97 | 2683868.166 | 1237544.8258 | 2683868.5131 | 1237557.9689 | 2683869.0034 | 1237563.9157
98 | 2683868.166 | 1237544.8258 | 2683868.1316 | 1237543.5245
99 | 2683867.4952 | 1237519.4256 | 2683868.1316 | 1237543.5245
100 | 2683867.4952 | 1237519.4256 | 2683867.4834 | 1237518.9787
101 | 2683867.4834 | 1237518.9787 | 2683867.3695 | 1237514.6664 | 2683868.8063 | 1237495.8393
102 | 2683869.3513 | 1237488.697 | 2683868.8063 | 1237495.8393
103 | 2683874.8852 | 1237445.4121 | 2683880.413 | 1237412.9795
104 | 2683874.8852 | 1237445.4121 | 2683872.6355 | 1237460.1813
105 | 2683869.3513 | 1237488.697 | 2683870.415 | 1237474.7588 | 2683872.6355 | 1237460.1813
106 | 2683881.8466 | 1237404.5682 | 2683880.413 | 1237412.9795
107 | 2683881.8466 | 1237404.5682 | 2683885.0582 | 1237385.7254
108 | 2683885.0582 | 1237385.7254 | 2683886.019 | 1237380.0884
109 | 2683889.8917 | 1237357.3663 | 2683886.019 | 1237380.0884
110 | 2683890.8147 | 1237351.9512 | 2683889.8917 | 1237357.3663
111 | 2683890.8147 | 1237351.9512 | 2683894.3883 | 1237330.984
112 | 2683894.3883 | 1237330.984 | 2683894.9806 | 1237327.5092
113 | 2683898.3136 | 1237307.9539 | 2683894.9806 | 1237327.5092
114 | 2683900.6587 | 1237294.1947 | 2683898.3136 | 1237307.9539
115 | 2683800.4736 | 1237648.84 | 2683792.6178 | 1237648.996 | 2683785.1175 | 1237649.157 | 2683783.5433 | 1237649.1903
116 | 2683800.4736 | 1237648.84 | 2683800.9772 | 1237656.5748 | 2683804.0804 | 1237663.468 | 2683819.1938 | 1237668.0066
117 | 2683800.4736 | 1237648.84 | 2683800.5798 | 1237647.2297

## bus_geodata
| x | y | coords
0 | 2683725.8855 | 1237519.2154
1 | 2683746.4061 | 1237534.0848
2 | 2683758.0364 | 1237543.133
3 | 2683737.7691 | 1237568.1539
4 | 2683744.8319 | 1237518.5627
5 | 2683797.7109 | 1237551.365
6 | 2683763.4914 | 1237546.8999
7 | 2683662.3753 | 1237509.4054
8 | 2683663.4068 | 1237445.4711
9 | 2683655.4678 | 1237537.8283
10 | 2683689.907 | 1237496.8971
11 | 2683650.7754 | 1237571.753
12 | 2683585.0933 | 1237468.0437
13 | 2683683.3677 | 1237567.6536
14 | 2683684.3152 | 1237543.1573
15 | 2683872.744 | 1237609.2763
16 | 2683880.9158 | 1237614.6065
17 | 2683853.5761 | 1237596.3657
18 | 2683871.5707 | 1237595.0482
19 | 2683816.1218 | 1237361.5008
20 | 2683800.4079 | 1237354.9523
21 | 2683795.4415 | 1237392.6757
22 | 2683827.718 | 1237346.1869
23 | 2683753.266 | 1237487.0814
24 | 2683811.8743 | 1237446.9016
25 | 2683828.7098 | 1237449.2847
26 | 2683809.2059 | 1237465.656
27 | 2683806.159 | 1237428.8748
28 | 2683818.5063 | 1237398.7582
29 | 2683816.3361 | 1237569.7853
30 | 2683800.0688 | 1237529.9611
31 | 2683885.3503 | 1237630.6139
32 | 2683906.8434 | 1237628.0797
33 | 2683790.2993 | 1237421.9462
34 | 2683824.2974 | 1237364.5309
35 | 2683830.8078 | 1237330.1252
36 | 2683888.4618 | 1237642.5571
37 | 2683913.2484 | 1237640.4754
38 | 2683782.3155 | 1237493.8736
39 | 2683785.5785 | 1237458.8948
40 | 2683599.2067 | 1237462.9935
41 | 2683937.7306 | 1237485.0613
42 | 2683934.0752 | 1237458.9022
43 | 2683927.1765 | 1237512.8959
44 | 2683947.8114 | 1237367.1755
45 | 2683951.168 | 1237345.69
46 | 2683947.404 | 1237369.7836
47 | 2683940.6983 | 1237412.7073
48 | 2683939.6842 | 1237419.0052
49 | 2683892.3378 | 1237448.469
50 | 2683699.8508 | 1237544.8363
51 | 2683743.1489 | 1237581.5504
52 | 2683728.6731 | 1237571.3805
53 | 2683763.365 | 1237606.7978
54 | 2683771.2231 | 1237627.1594
55 | 2683772.8583 | 1237604.3297
56 | 2683761.4943 | 1237583.3509
57 | 2683773.255 | 1237583.1316
58 | 2683773.505 | 1237551.4792
59 | 2683673.7848 | 1237404.3189
60 | 2683711.3816 | 1237681.6503
61 | 2683725.1518 | 1237704.7288
62 | 2683869.1045 | 1237565.141
63 | 2683795.9591 | 1237388.7024
64 | 2683772.9048 | 1237510.9086
65 | 2683741.0298 | 1237472.7098
66 | 2683729.2625 | 1237477.6585
67 | 2683747.1003 | 1237430.1143
68 | 2683861.7336 | 1237443.3227
69 | 2683804.393 | 1237499.4828
70 | 2683816.8736 | 1237549.5628
71 | 2683780.9841 | 1237582.8515
72 | 2683814.4416 | 1237607.5248
73 | 2683808.466 | 1237619.9643
74 | 2683900.3691 | 1237684.6756
75 | 2683622.3946 | 1237464.8483
76 | 2683923.9761 | 1237565.2685
77 | 2683855.2913 | 1237777.8165
78 | 2683790.8357 | 1237747.5194
79 | 2683918.9598 | 1237743.4801
80 | 2683876.3975 | 1237694.4803
81 | 2683956.7966 | 1237309.6615
82 | 2683892.0852 | 1237448.4196
83 | 2683734.5125 | 1237597.8729
84 | 2683709.2511 | 1237571.7013
85 | 2683903.3018 | 1237688.522
86 | 2683732.7691 | 1237602.9304
87 | 2683714.5939 | 1237624.4896
88 | 2683767.3471 | 1237624.8668
89 | 2683746.8364 | 1237624.255
90 | 2683738.6039 | 1237684.9043
91 | 2683754.1722 | 1237673.4896
92 | 2683772.6071 | 1237649.414
93 | 2683762.3454 | 1237667.2598
94 | 2683869.0034 | 1237563.9157
95 | 2683868.166 | 1237544.8258
96 | 2683868.1316 | 1237543.5245
97 | 2683867.4952 | 1237519.4256
98 | 2683867.4834 | 1237518.9787
99 | 2683868.8063 | 1237495.8393
100 | 2683874.8852 | 1237445.4121
101 | 2683869.3513 | 1237488.697
102 | 2683872.6355 | 1237460.1813
103 | 2683880.413 | 1237412.9795
104 | 2683881.8466 | 1237404.5682
105 | 2683885.0582 | 1237385.7254
106 | 2683886.019 | 1237380.0884
107 | 2683889.8917 | 1237357.3663
108 | 2683890.8147 | 1237351.9512
109 | 2683894.3883 | 1237330.984
110 | 2683894.9806 | 1237327.5092
111 | 2683898.3136 | 1237307.9539
112 | 2683900.6587 | 1237294.1947
113 | 2683707.0447 | 1237571.1941
114 | 2683783.5433 | 1237649.1903
115 | 2683781.4852 | 1237668.3432
116 | 2683800.4736 | 1237648.84
117 | 2683819.1938 | 1237668.0066
118 | 2683800.5798 | 1237647.2297
119 | 2683753.266 | 1237487.0814

## line_std_types
| c_nf_per_km | r_ohm_per_km | x_ohm_per_km | max_i_ka | type | q_mm2 | alpha | voltage_rating
NAYY 4x50 SE | 210 | 0.642 | 0.083 | 0.142 | cs | 50 | 0.00403 | LV
NAYY 4x120 SE | 264 | 0.225 | 0.08 | 0.242 | cs | 120 | 0.00403 | LV
NAYY 4x150 SE | 261 | 0.208 | 0.08 | 0.27 | cs | 150 | 0.00403 | LV
NA2XS2Y 1x95 RM/25 12/20 kV | 216 | 0.313 | 0.132 | 0.252 | cs | 95 | 0.00403 | MV
NA2XS2Y 1x185 RM/25 12/20 kV | 273 | 0.161 | 0.117 | 0.362 | cs | 185 | 0.00403 | MV
NA2XS2Y 1x240 RM/25 12/20 kV | 304 | 0.122 | 0.112 | 0.421 | cs | 240 | 0.00403 | MV
NA2XS2Y 1x95 RM/25 6/10 kV | 315 | 0.313 | 0.123 | 0.249 | cs | 95 | 0.00403 | MV
NA2XS2Y 1x185 RM/25 6/10 kV | 406 | 0.161 | 0.11 | 0.358 | cs | 185 | 0.00403 | MV
NA2XS2Y 1x240 RM/25 6/10 kV | 456 | 0.122 | 0.105 | 0.416 | cs | 240 | 0.00403 | MV
NA2XS2Y 1x150 RM/25 12/20 kV | 250 | 0.206 | 0.116 | 0.319 | cs | 150 | 0.00403 | MV
NA2XS2Y 1x120 RM/25 12/20 kV | 230 | 0.253 | 0.119 | 0.283 | cs | 120 | 0.00403 | MV
NA2XS2Y 1x70 RM/25 12/20 kV | 190 | 0.443 | 0.132 | 0.22 | cs | 70 | 0.00403 | MV
NA2XS2Y 1x150 RM/25 6/10 kV | 360 | 0.206 | 0.11 | 0.315 | cs | 150 | 0.00403 | MV
NA2XS2Y 1x120 RM/25 6/10 kV | 340 | 0.253 | 0.113 | 0.28 | cs | 120 | 0.00403 | MV
NA2XS2Y 1x70 RM/25 6/10 kV | 280 | 0.443 | 0.123 | 0.217 | cs | 70 | 0.00403 | MV
N2XS(FL)2Y 1x120 RM/35 64/110 kV | 112 | 0.153 | 0.166 | 0.366 | cs | 120 | 0.00393 | HV
N2XS(FL)2Y 1x185 RM/35 64/110 kV | 125 | 0.099 | 0.156 | 0.457 | cs | 185 | 0.00393 | HV
N2XS(FL)2Y 1x240 RM/35 64/110 kV | 135 | 0.075 | 0.149 | 0.526 | cs | 240 | 0.00393 | HV
N2XS(FL)2Y 1x300 RM/35 64/110 kV | 144 | 0.06 | 0.144 | 0.588 | cs | 300 | 0.00393 | HV
15-AL1/3-ST1A 0.4 | 11 | 1.8769 | 0.35 | 0.105 | ol | 16 | 0.00403 | LV
24-AL1/4-ST1A 0.4 | 11.25 | 1.2012 | 0.335 | 0.14 | ol | 24 | 0.00403 | LV
48-AL1/8-ST1A 0.4 | 12.2 | 0.5939 | 0.3 | 0.21 | ol | 48 | 0.00403 | LV
94-AL1/15-ST1A 0.4 | 13.2 | 0.306 | 0.29 | 0.35 | ol | 94 | 0.00403 | LV
34-AL1/6-ST1A 10.0 | 9.7 | 0.8342 | 0.36 | 0.17 | ol | 34 | 0.00403 | MV
48-AL1/8-ST1A 10.0 | 10.1 | 0.5939 | 0.35 | 0.21 | ol | 48 | 0.00403 | MV
70-AL1/11-ST1A 10.0 | 10.4 | 0.4132 | 0.339 | 0.29 | ol | 70 | 0.00403 | MV
94-AL1/15-ST1A 10.0 | 10.75 | 0.306 | 0.33 | 0.35 | ol | 94 | 0.00403 | MV
122-AL1/20-ST1A 10.0 | 11.1 | 0.2376 | 0.323 | 0.41 | ol | 122 | 0.00403 | MV
149-AL1/24-ST1A 10.0 | 11.25 | 0.194 | 0.315 | 0.47 | ol | 149 | 0.00403 | MV
34-AL1/6-ST1A 20.0 | 9.15 | 0.8342 | 0.382 | 0.17 | ol | 34 | 0.00403 | MV
48-AL1/8-ST1A 20.0 | 9.5 | 0.5939 | 0.372 | 0.21 | ol | 48 | 0.00403 | MV
70-AL1/11-ST1A 20.0 | 9.7 | 0.4132 | 0.36 | 0.29 | ol | 70 | 0.00403 | MV
94-AL1/15-ST1A 20.0 | 10 | 0.306 | 0.35 | 0.35 | ol | 94 | 0.00403 | MV
122-AL1/20-ST1A 20.0 | 10.3 | 0.2376 | 0.344 | 0.41 | ol | 122 | 0.00403 | MV
149-AL1/24-ST1A 20.0 | 10.5 | 0.194 | 0.337 | 0.47 | ol | 149 | 0.00403 | MV
184-AL1/30-ST1A 20.0 | 10.75 | 0.1571 | 0.33 | 0.535 | ol | 184 | 0.00403 | MV
243-AL1/39-ST1A 20.0 | 11 | 0.1188 | 0.32 | 0.645 | ol | 243 | 0.00403 | MV
48-AL1/8-ST1A 110.0 | 8 | 0.5939 | 0.46 | 0.21 | ol | 48 | 0.00403 | HV
70-AL1/11-ST1A 110.0 | 8.4 | 0.4132 | 0.45 | 0.29 | ol | 70 | 0.00403 | HV
94-AL1/15-ST1A 110.0 | 8.65 | 0.306 | 0.44 | 0.35 | ol | 94 | 0.00403 | HV
122-AL1/20-ST1A 110.0 | 8.5 | 0.2376 | 0.43 | 0.41 | ol | 122 | 0.00403 | HV
149-AL1/24-ST1A 110.0 | 8.75 | 0.194 | 0.41 | 0.47 | ol | 149 | 0.00403 | HV
184-AL1/30-ST1A 110.0 | 8.8 | 0.1571 | 0.4 | 0.535 | ol | 184 | 0.00403 | HV
243-AL1/39-ST1A 110.0 | 9 | 0.1188 | 0.39 | 0.645 | ol | 243 | 0.00403 | HV
305-AL1/39-ST1A 110.0 | 9.2 | 0.0949 | 0.38 | 0.74 | ol | 305 | 0.00403 | HV
490-AL1/64-ST1A 110.0 | 9.75 | 0.059 | 0.37 | 0.96 | ol | 490 | 0.00403 | HV
679-AL1/86-ST1A 110.0 | 9.95 | 0.042 | 0.36 | 1.15 | ol | 679 | 0.00403 | HV
490-AL1/64-ST1A 220.0 | 10 | 0.059 | 0.285 | 0.96 | ol | 490 | 0.00403 | HV
679-AL1/86-ST1A 220.0 | 11.7 | 0.042 | 0.275 | 1.15 | ol | 679 | 0.00403 | HV
490-AL1/64-ST1A 380.0 | 11 | 0.059 | 0.253 | 0.96 | ol | 490 | 0.00403 | HV
679-AL1/86-ST1A 380.0 | 14.6 | 0.042 | 0.25 | 1.15 | ol | 679 | 0.00403 | HV

## trafo_std_types
| i0_percent | pfe_kw | vkr_percent | sn_mva | vn_lv_kv | vn_hv_kv | vk_percent | shift_degree | vector_group | tap_side | tap_neutral | tap_min | tap_max | tap_step_degree | tap_step_percent | tap_phase_shifter
160 MVA 380/110 kV | 0.06 | 60 | 0.25 | 160 | 110 | 380 | 12.2 | 0 | Yy0 | hv | 0 | -9 | 9 | 0 | 1.5 | FALSE
100 MVA 220/110 kV | 0.06 | 55 | 0.26 | 100 | 110 | 220 | 12 | 0 | Yy0 | hv | 0 | -9 | 9 | 0 | 1.5 | FALSE
63 MVA 110/20 kV | 0.04 | 22 | 0.32 | 63 | 20 | 110 | 18 | 150 | YNd5 | hv | 0 | -9 | 9 | 0 | 1.5 | FALSE
40 MVA 110/20 kV | 0.05 | 18 | 0.34 | 40 | 20 | 110 | 16.2 | 150 | YNd5 | hv | 0 | -9 | 9 | 0 | 1.5 | FALSE
25 MVA 110/20 kV | 0.07 | 14 | 0.41 | 25 | 20 | 110 | 12 | 150 | YNd5 | hv | 0 | -9 | 9 | 0 | 1.5 | FALSE
63 MVA 110/10 kV | 0.04 | 22 | 0.32 | 63 | 10 | 110 | 18 | 150 | YNd5 | hv | 0 | -9 | 9 | 0 | 1.5 | FALSE
40 MVA 110/10 kV | 0.05 | 18 | 0.34 | 40 | 10 | 110 | 16.2 | 150 | YNd5 | hv | 0 | -9 | 9 | 0 | 1.5 | FALSE
25 MVA 110/10 kV | 0.07 | 14 | 0.41 | 25 | 10 | 110 | 12 | 150 | YNd5 | hv | 0 | -9 | 9 | 0 | 1.5 | FALSE
0.25 MVA 20/0.4 kV | 0.32 | 0.8 | 1.44 | 0.25 | 0.4 | 20 | 6 | 150 | Yzn5 | hv | 0 | -2 | 2 | 0 | 2.5 | FALSE
0.4 MVA 20/0.4 kV | 0.3375 | 1.35 | 1.425 | 0.4 | 0.4 | 20 | 6 | 150 | Dyn5 | hv | 0 | -2 | 2 | 0 | 2.5 | FALSE
0.63 MVA 20/0.4 kV | 0.2619 | 1.65 | 1.206 | 0.63 | 0.4 | 20 | 6 | 150 | Dyn5 | hv | 0 | -2 | 2 | 0 | 2.5 | FALSE
0.25 MVA 10/0.4 kV | 0.24 | 0.6 | 1.2 | 0.25 | 0.4 | 10 | 4 | 150 | Dyn5 | hv | 0 | -2 | 2 | 0 | 2.5 | FALSE
0.4 MVA 10/0.4 kV | 0.2375 | 0.95 | 1.325 | 0.4 | 0.4 | 10 | 4 | 150 | Dyn5 | hv | 0 | -2 | 2 | 0 | 2.5 | FALSE
0.63 MVA 10/0.4 kV | 0.1873 | 1.18 | 1.0794 | 0.63 | 0.4 | 10 | 4 | 150 | Dyn5 | hv | 0 | -2 | 2 | 0 | 2.5 | FALSE

## trafo3w_std_types
| sn_hv_mva | sn_mv_mva | sn_lv_mva | vn_hv_kv | vn_mv_kv | vn_lv_kv | vk_hv_percent | vk_mv_percent | vk_lv_percent | vkr_hv_percent | vkr_mv_percent | vkr_lv_percent | pfe_kw | i0_percent | shift_mv_degree | shift_lv_degree | vector_group | tap_side | tap_neutral | tap_min | tap_max | tap_step_percent
63/25/38 MVA 110/20/10 kV | 63 | 25 | 38 | 110 | 20 | 10 | 10.4 | 10.4 | 10.4 | 0.28 | 0.32 | 0.35 | 35 | 0.89 | 0 | 0 | YN0yn0yn0 | hv | 0 | -10 | 10 | 1.2
63/25/38 MVA 110/10/10 kV | 63 | 25 | 38 | 110 | 10 | 10 | 10.4 | 10.4 | 10.4 | 0.28 | 0.32 | 0.35 | 35 | 0.89 | 0 | 0 | YN0yn0yn0 | hv | 0 | -10 | 10 | 1.2

## fuse_std_types
| fuse_type | i_rated_a | t_avg | t_min | t_total | x_avg | x_min | x_total
HV 100A | HV 100A | 100 | 0 | [10.0, 3.64, 0.854, 0.281, 0.1, 0.0531, 0.022, 0.01] | [10.0, 4.267, 1.21, 0.403, 0.1, 0.058, 0.022, 0.01] | 0 | [300.0, 350.0, 450.0, 550.0, 700.0, 850.0, 1200.0, 1752.0] | [600.0, 700.0, 900.0, 1150.0, 1665.0, 2000.0, 3000.0, 4313.0]
HV 10A | HV 10A | 10 | 0 | [10.0, 1675.0, 0.344, 0.156, 0.1, 0.0417, 0.0171, 0.01] | [10.0, 1.3, 0.3, 0.155, 0.1, 0.0555, 0.023, 0.01] | 0 | [30.0, 32.0, 35.0, 37.0, 39.0, 50.0, 70.0, 88.0] | [60.0, 70.0, 80.0, 87.0, 94.0, 110.0, 150.0, 216.0]
HV 125A | HV 125A | 125 | 0 | [10.0, 1.82, 0.344, 0.1, 0.0467, 0.0269, 0.01] | [10.0, 2.478, 0.426, 0.1, 0.0427, 0.0211, 0.01] | 0 | [375.0, 500.0, 700.0, 925.0, 1200.0, 1500.0, 2341.0] | [750.0, 1000.0, 1500.0, 2200.0, 3000.0, 4000.0, 5765.0]
HV 160A | HV 160A | 160 | 0 | [10.0, 4.15, 1.03, 0.198, 0.1, 0.051, 0.0172, 0.01] | [10.0, 2.3, 0.734, 0.274, 0.1, 0.046, 0.0177, 0.01] | 0 | [480.0, 550.0, 700.0, 1000.0, 1260.0, 1600.0, 2500.0, 3227.0] | [960.0, 1300.0, 1700.0, 2200.0, 2996.0, 4000.0, 6000.0, 7946.0]
HV 16A | HV 16A | 16 | 0 | [10.0, 0.352, 0.164, 0.1, 0.0649, 0.0342, 0.01] | [10.0, 2.34, 0.722, 0.181, 0.1, 0.055, 0.0296, 0.01] | 0 | [48.0, 60.0, 65.0, 71.0, 80.0, 100.0, 162.0] | [96.0, 110.0, 125.0, 150.0, 168.0, 200.0, 250.0, 398.0]
HV 200A | HV 200A | 200 | 0 | [10.0, 4.267, 1.21, 0.403, 0.1, 0.058, 0.022, 0.01] | [10.0, 3.73, 1.654, 0.328, 0.1, 0.0531, 0.019, 0.01] | 0 | [600.0, 700.0, 900.0, 1150.0, 1665.0, 2000.0, 3000.0, 4313.0] | [1200.0, 1500.0, 1800.0, 2700.0, 3960.0, 5000.0, 7500.0, 10620.0]
HV 20A | HV 20A | 20 | 0 | [10.0, 1.3, 0.3, 0.155, 0.1, 0.0555, 0.023, 0.01] | [10.0, 1.3, 0.161, 0.1, 0.0611, 0.0399, 0.0141, 0.01] | 0 | [60.0, 70.0, 80.0, 87.0, 94.0, 110.0, 150.0, 216.0] | [120.0, 150.0, 200.0, 223.0, 260.0, 300.0, 450.0, 532.0]
HV 25A | HV 25A | 25 | 0 | [10.0, 2.512, 0.833, 0.299, 0.1, 0.0372, 0.0223, 0.01] | [10.0, 3.125, 0.597, 0.198, 0.1, 0.0378, 0.022, 0.01] | 0 | [75.0, 82.0, 90.0, 100.0, 124.0, 170.0, 200.0, 289.0] | [150.0, 170.0, 210.0, 250.0, 294.0, 400.0, 500.0, 711.0]
HV 31.5A | HV 31.5A | 31.5 | 0 | [10.0, 2.34, 0.722, 0.181, 0.1, 0.055, 0.0296, 0.01] | [10.0, 2.84, 0.368, 0.164, 0.1, 0.0621, 0.0378, 0.0195, 0.01] | 0 | [95.0, 110.0, 125.0, 150.0, 165.0, 200.0, 250.0, 390.0] | [189.0, 220.0, 300.0, 350.0, 393.0, 450.0, 530.0, 700.0, 960.0]
HV 40A | HV 40A | 40 | 0 | [10.0, 1.3, 0.161, 0.1, 0.0611, 0.0399, 0.0141, 0.01] | [10.0, 2.05, 0.369, 0.198, 0.1, 0.051, 0.0298, 0.01] | 0 | [120.0, 150.0, 200.0, 223.0, 260.0, 300.0, 450.0, 532.0] | [240.0, 300.0, 400.0, 450.0, 530.0, 650.0, 800.0, 1311.0]
HV 50A | HV 50A | 50 | 0 | [10.0, 3.215, 0.597, 0.198, 0.1, 0.0378, 0.022, 0.01] | [10.0, 3.64, 0.854, 0.281, 0.1, 0.0531, 0.022, 0.01] | 0 | [150.0, 170.0, 210.0, 250.0, 294.0, 400.0, 500.0, 711.0] | [300.0, 350.0, 450.0, 550.0, 700.0, 850.0, 1200.0, 1752.0]
HV 6.3A | HV 6.3A | 6.3 | 0 | [10.0, 1.39, 0.344, 0.168, 0.1, 0.056, 0.0263, 0.01] | [10.0, 1.711, 0.516, 0.198, 0.1, 0.0634, 0.0303, 0.01] | 0 | [19.0, 19.5, 20.4, 20.8, 22.0, 25.0, 32.0, 48.0] | [38.0, 40.0, 43.0, 48.0, 53.0, 60.0, 75.0, 118.0]
HV 63A | HV 63A | 63 | 0 | [10.0, 2.84, 0.368, 0.164, 0.1, 0.0621, 0.0378, 0.0195, 0.01] | [10.0, 1.82, 0.344, 0.1, 0.0467, 0.0269, 0.01] | 0 | [189.0, 220.0, 300.0, 350.0, 393.0, 450.0, 530.0, 700.0, 961.0] | [378.0, 500.0, 700.0, 934.0, 1200.0, 1500.0, 2366.0]
HV 80A | HV 80A | 80 | 0 | [10.0, 2.05, 0.369, 0.198, 0.1, 0.051, 0.0298, 0.01] | [10.0, 4.15, 1.03, 0.198, 0.1, 0.051, 0.0172, 0.01] | 0 | [240.0, 300.0, 400.0, 450.0, 530.0, 650.0, 800.0, 1311.0] | [480.0, 550.0, 700.0, 1000.0, 1260.0, 1600.0, 2500.0, 3227.0]
Siemens NH-1-100 | Siemens NH-1-100 | 100 | [5400.0, 2000.0, 400.0, 20.0, 1.0, 0.2, 0.012, 0.004] | 0 | 0 | [150.0, 190.0, 250.0, 430.0, 900.0, 1250.0, 2700.0, 3600.0] | 0 | 0
Siemens NH-1-125 | Siemens NH-1-125 | 125 | [4800.0, 120.0, 7.0, 0.1, 0.004] | 0 | 0 | [180.0, 400.0, 740.0, 2000.0, 4250.0] | 0 | 0
Siemens NH-1-16 | Siemens NH-1-16 | 16 | [4000.0, 400.0, 2.0, 0.1, 0.04, 0.01] | 0 | 0 | [26.0, 35.0, 75.0, 150.0, 200.0, 300.0] | 0 | 0
Siemens NH-1-160 | Siemens NH-1-160 | 160 | [4800.0, 120.0, 7.0, 0.1, 0.004] | 0 | 0 | [210.0, 500.0, 900.0, 2300.0, 5000.0] | 0 | 0
Siemens NH-1-25 | Siemens NH-1-25 | 25 | [4000.0, 1000.0, 10.0, 0.2, 0.02, 0.01] | 0 | 0 | [40.0, 50.0, 100.0, 210.0, 400.0, 500.0] | 0 | 0
Siemens NH-1-50 | Siemens NH-1-50 | 50 | [4000.0, 40.0, 4.0, 1.0, 0.02, 0.01] | 0 | 0 | [86.0, 200.0, 300.0, 400.0, 1000.0, 1280.0] | 0 | 0
Siemens NH-1-63 | Siemens NH-1-63 | 63 | [4000.0, 100.0, 10.0, 2.0, 0.04, 0.01] | 0 | 0 | [100.0, 200.0, 300.0, 400.0, 1000.0, 1500.0] | 0 | 0
Siemens NH-1-80 | Siemens NH-1-80 | 80 | [4800.0, 120.0, 7.0, 0.1, 0.01] | 0 | 0 | [150.58, 250.0, 450.0, 1150.0, 2470.0] | 0 | 0
Siemens NH-2-1000 | Siemens NH-2-1000 | 1000 | [4800.0, 120.0, 7.0, 0.1, 0.004] | 0 | 0 | [1900.0, 3500.0, 8400.0, 24000.0, 52000.0] | 0 | 0
Siemens NH-2-200 | Siemens NH-2-200 | 200 | [4800.0, 120.0, 7.0, 0.1, 0.004] | 0 | 0 | [280.0, 650.0, 1200.0, 3000.0, 7000.0] | 0 | 0
Siemens NH-2-224 | Siemens NH-2-224 | 224 | [4800.0, 120.0, 7.0, 0.2, 0.04, 0.004] | 0 | 0 | [400.0, 750.0, 1453.0, 3025.0, 4315.0, 7600.0] | 0 | 0
Siemens NH-2-250 | Siemens NH-2-250 | 250 | [4800.0, 120.0, 7.0, 0.1, 0.004] | 0 | 0 | [450.0, 800.0, 1650.0, 4000.0, 8500.0] | 0 | 0
Siemens NH-2-315 | Siemens NH-2-315 | 315 | [4800.0, 120.0, 7.0, 0.1, 0.004] | 0 | 0 | [550.0, 920.0, 1900.0, 5000.0, 11000.0] | 0 | 0
Siemens NH-2-355 | Siemens NH-2-355 | 355 | [4800.0, 120.0, 6.0, 0.1, 0.004] | 0 | 0 | [650.0, 1116.27, 2350.0, 5840.0, 12790.0] | 0 | 0
Siemens NH-2-400 | Siemens NH-2-400 | 400 | [4800.0, 120.0, 7.0, 0.1, 0.004] | 0 | 0 | [720.0, 1350.0, 2800.0, 6500.0, 15000.0] | 0 | 0
Siemens NH-2-425 | Siemens NH-2-425 | 425 | [4800.0, 120.0, 7.0, 0.1, 0.004] | 0 | 0 | [850.0, 1500.0, 3050.0, 7500.0, 16500.0] | 0 | 0
Siemens NH-2-630 | Siemens NH-2-630 | 630 | [4800.0, 120.0, 7.0, 0.1, 0.004] | 0 | 0 | [1200.0, 2000.0, 4800.0, 12000.0, 26000.0] | 0 | 0

## res_bus
| vm_pu | va_degree | p_mw | q_mvar
0 | 0.98888 | -0.21161 | 0.011177 | 0.0028012
1 | 0.98914 | -0.20656 | 0 | 0
2 | 0.98963 | -0.19715 | 0 | 0
3 | 0.98802 | -0.22799 | 0 | 0
4 | 0.9934 | -0.12496 | 0 | 0
5 | 0.98715 | -0.24481 | 0 | 0
6 | 0.98911 | -0.20714 | 0.0048964 | 0.0012272
7 | 0.98398 | -0.30597 | 0 | 0
8 | 0.98355 | -0.3144 | 0.0036512 | 0.00091508
9 | 0.98439 | -0.29803 | 0 | 0
10 | 0.98388 | -0.30798 | 0.0036501 | 0.00091481
11 | 0.98022 | -0.37895 | 0 | 0
12 | 0.97267 | -0.52662 | 0 | 0
13 | 0.97769 | -0.42844 | 0.039898 | 0.0099995
14 | 0.98591 | -0.26876 | 0.0090056 | 0.002257
15 | 0.97747 | -0.4332 | 0 | 0
16 | 0.97691 | -0.44414 | 0 | 0
17 | 0.97744 | -0.43377 | 0.0013571 | 0.00034013
18 | 0.97789 | -0.42501 | 0.0050622 | 0.0012687
19 | 0.97837 | -0.41568 | 0 | 0
20 | 0.97823 | -0.41853 | 0.0076261 | 0.0019113
21 | 0.97803 | -0.42237 | 0 | 0
22 | 0.97873 | -0.40871 | 0 | 0
23 | 0.99657 | -0.064771 | 0 | 0
24 | 0.98231 | -0.33855 | 0 | 0
25 | 0.98173 | -0.34986 | 0.0073261 | 0.0018361
26 | 0.98315 | -0.32233 | 0.0073265 | 0.0018362
27 | 0.9821 | -0.34272 | 0 | 0
28 | 0.98034 | -0.37716 | 0.0077201 | 0.0019348
29 | 0.98708 | -0.24616 | 0 | 0
30 | 0.98613 | -0.26459 | 0.0058575 | 0.001468
31 | 0.97587 | -0.4646 | 0 | 0
32 | 0.9766 | -0.45022 | 0.011366 | 0.0028486
33 | 0.98192 | -0.34623 | 0.009147 | 0.0022925
34 | 0.97917 | -0.39998 | 0.010458 | 0.0026211
35 | 0.97857 | -0.4119 | 0.010716 | 0.0026856
36 | 0.97541 | -0.47365 | 0.014149 | 0.003546
37 | 0.97559 | -0.47011 | 0.010148 | 0.0025433
38 | 0.99622 | -0.071491 | 0 | 0
39 | 0.99593 | -0.07722 | 0.0090733 | 0.002274
40 | 0.97172 | -0.54547 | 0.042217 | 0.01058
41 | 0.97697 | -0.44315 | 0 | 0
42 | 0.97751 | -0.43236 | 0 | 0
43 | 0.9763 | -0.45635 | 0.019986 | 0.0050089
44 | 0.9764 | -0.45437 | 0 | 0
45 | 0.97627 | -0.45686 | 0.0026087 | 0.00065381
46 | 0.97641 | -0.45407 | 0.0015642 | 0.00039203
47 | 0.97673 | -0.44785 | 0 | 0
48 | 0.97677 | -0.44693 | 0.011974 | 0.003001
49 | 0.97922 | -0.399 | 0.004317 | 0.0010819
50 | 0.98678 | -0.25197 | 0 | 0
51 | 0.98758 | -0.23661 | 0 | 0
52 | 0.98792 | -0.23005 | 0.0023469 | 0.00058818
53 | 0.98359 | -0.31417 | 0 | 0
54 | 0.98253 | -0.33497 | 0.0069137 | 0.0017327
55 | 0.98414 | -0.30345 | 0.007204 | 0.0018055
56 | 0.9852 | -0.28283 | 0.010566 | 0.0026481
57 | 0.98532 | -0.28059 | 0 | 0
58 | 0.9883 | -0.22276 | 0 | 0
59 | 0.98341 | -0.31723 | 0.0036522 | 0.00091533
60 | 0.98095 | -0.3658 | 0.0027397 | 0.00068663
61 | 0.98102 | -0.36446 | 0 | 0
62 | 0.97827 | -0.41758 | 0.0017747 | 0.00044477
63 | 0.97801 | -0.42291 | 0.0073795 | 0.0018495
64 | 1 | 0 | -0.58235 | -0.14948
65 | 0.99581 | -0.079368 | 0 | 0
66 | 0.99561 | -0.083217 | 0.012981 | 0.0032533
67 | 0.99469 | -0.10104 | 0.028628 | 0.0071748
68 | 0.98045 | -0.37484 | 0.0032335 | 0.00081039
69 | 0.9847 | -0.29225 | 0.0058574 | 0.001468
70 | 0.98701 | -0.24753 | 0.0028136 | 0.00070514
71 | 0.98582 | -0.27081 | 0.0090156 | 0.0022595
72 | 0.98028 | -0.37888 | 0.0083834 | 0.0021011
73 | 0.98039 | -0.37676 | 0.0076486 | 0.0019169
74 | 0.97436 | -0.49443 | 0 | 0
75 | 0.97133 | -0.55315 | 0.017861 | 0.0044763
76 | 0.97618 | -0.45858 | 0.0023187 | 0.00058113
77 | 0.97266 | -0.52787 | 0 | 0
78 | 0.97214 | -0.53829 | 0.007473 | 0.0018729
79 | 0.97328 | -0.51557 | 0 | 0
80 | 0.97393 | -0.50286 | 0.0098783 | 0.0024757
81 | 0.97615 | -0.4593 | 0.0036579 | 0.00091675
82 | 0.97923 | -0.39878 | 0.0025985 | 0.00065124
83 | 0.98701 | -0.24782 | 0.011909 | 0.0029846
84 | 0.98775 | -0.23341 | 0.0071663 | 0.001796
85 | 0.97432 | -0.49519 | 0.008527 | 0.0021371
86 | 0.9869 | -0.24988 | 0 | 0
87 | 0.98658 | -0.25605 | 0.010306 | 0.0025829
88 | 0.98641 | -0.25948 | 0 | 0
89 | 0.98619 | -0.26366 | 0.011185 | 0.0028033
90 | 0.98108 | -0.36328 | 0 | 0
91 | 0.98113 | -0.3623 | 0.0062197 | 0.0015588
92 | 0.98157 | -0.35365 | 0 | 0
93 | 0.98122 | -0.36063 | 0 | 0
94 | 0.97828 | -0.41726 | 0.00083253 | 0.00020865
95 | 0.97853 | -0.41235 | 0.001357 | 0.00034008
96 | 0.97855 | -0.41201 | 0.001122 | 0.0002812
97 | 0.97888 | -0.4056 | 0.0024008 | 0.00060171
98 | 0.97888 | -0.40548 | 0.0025253 | 0.0006329
99 | 0.97922 | -0.3989 | 0.0023977 | 0.00060091
100 | 0.98002 | -0.38322 | 0 | 0
101 | 0.97933 | -0.3968 | 0.0042409 | 0.0010629
102 | 0.97978 | -0.38797 | 0.0028325 | 0.0007099
103 | 0.97889 | -0.40534 | 0.0030453 | 0.00076323
104 | 0.97862 | -0.41061 | 0.0036778 | 0.00092175
105 | 0.97809 | -0.42115 | 0.001996 | 0.00050025
106 | 0.97794 | -0.4241 | 0.0048178 | 0.0012075
107 | 0.97744 | -0.43396 | 0.0026917 | 0.00067461
108 | 0.97733 | -0.43604 | 0.0045517 | 0.0011408
109 | 0.97701 | -0.44233 | 0.0046483 | 0.001165
110 | 0.97697 | -0.44308 | 0.0021662 | 0.00054291
111 | 0.9768 | -0.44649 | 0.0047906 | 0.0012006
112 | 0.97674 | -0.44766 | 0.0046102 | 0.0011554
113 | 0.98774 | -0.2335 | 0.0023426 | 0.00058711
114 | 0.9813 | -0.35902 | 0 | 0
115 | 0.98104 | -0.36408 | 0.0096462 | 0.0024176
116 | 0.98087 | -0.36735 | 0 | 0
117 | 0.98075 | -0.36976 | 0.0042795 | 0.0010725
118 | 0.98084 | -0.36802 | 0.0069263 | 0.0017359
119 | 0.99998 | 149.9956 | 0 | 0

## res_line
| p_from_mw | q_from_mvar | p_to_mw | q_to_mvar | pl_mw | ql_mvar | i_from_ka | i_to_ka | i_ka | vm_from_pu | va_from_degree | vm_to_pu | va_to_degree | loading_percent
0 | -0.011177 | -0.0028012 | 0.011179 | 0.0028025 | 2.6889e-06 | 1.3956e-06 | 0.016818 | 0.016818 | 0.016818 | 0.98888 | -0.21161 | 0.98914 | -0.20656 | 4.6204
1 | -0.17797 | -0.04521 | 0.17805 | 0.04526 | 8.0685e-05 | 5.0676e-05 | 0.26794 | 0.26794 | 0.26794 | 0.98914 | -0.20656 | 0.98963 | -0.19715 | 14.722
2 | 0.16679 | 0.042407 | -0.16661 | -0.042299 | 0.00017199 | 0.00010774 | 0.25112 | 0.25112 | 0.25112 | 0.98914 | -0.20656 | 0.98802 | -0.22799 | 13.798
3 | -0.52476 | -0.13342 | 0.52659 | 0.13459 | 0.0018317 | 0.0011698 | 0.78972 | 0.78972 | 0.78972 | 0.98963 | -0.19715 | 0.9934 | -0.12496 | 43.3911
4 | 0.26174 | 0.066652 | -0.26114 | -0.066271 | 0.00060016 | 0.0003808 | 0.39393 | 0.39393 | 0.39393 | 0.98963 | -0.19715 | 0.98715 | -0.24481 | 21.6444
5 | 0.084979 | 0.021504 | -0.084939 | -0.021478 | 4.0726e-05 | 2.598e-05 | 0.12785 | 0.12785 | 0.12785 | 0.98963 | -0.19715 | 0.98911 | -0.20714 | 35.1235
6 | 0.12131 | 0.03093 | -0.12117 | -0.030843 | 0.00014026 | 8.6193e-05 | 0.18289 | 0.18289 | 0.18289 | 0.98802 | -0.22799 | 0.98678 | -0.25197 | 10.049
7 | 0.033444 | 0.0083972 | -0.03343 | -0.0083886 | 1.3733e-05 | 8.6043e-06 | 0.050374 | 0.050374 | 0.050374 | 0.98802 | -0.22799 | 0.98758 | -0.23661 | 13.8389
8 | 0.011858 | 0.0029726 | -0.011857 | -0.002972 | 1.1609e-06 | 6.1872e-07 | 0.01786 | 0.01786 | 0.01786 | 0.98802 | -0.22799 | 0.98792 | -0.23005 | 4.9065
9 | -0.52659 | -0.13459 | 0.52813 | 0.13557 | 0.0015379 | 0.00098211 | 0.78972 | 0.78972 | 0.78972 | 0.9934 | -0.12496 | 0.99657 | -0.064771 | 43.391
10 | 0.0028139 | 0.00070469 | -0.0028137 | -0.00070491 | 1.81e-07 | -2.2713e-07 | 0.0042415 | 0.0042416 | 0.0042416 | 0.98715 | -0.24481 | 0.98708 | -0.24616 | 1.1653
11 | 0.25832 | 0.065567 | -0.25808 | -0.065411 | 0.0002455 | 0.00015574 | 0.38969 | 0.38969 | 0.38969 | 0.98715 | -0.24481 | 0.98613 | -0.26459 | 21.4114
12 | 0.080042 | 0.02025 | -0.079982 | -0.020212 | 5.9939e-05 | 3.822e-05 | 0.12048 | 0.12048 | 0.12048 | 0.98911 | -0.20714 | 0.9883 | -0.22276 | 33.0998
13 | 0.0073068 | 0.0018312 | -0.0073039 | -0.0018302 | 2.9335e-06 | 1.064e-06 | 0.01105 | 0.01105 | 0.01105 | 0.98398 | -0.30597 | 0.98355 | -0.3144 | 3.0357
14 | -0.010957 | -0.0027459 | 0.010961 | 0.002748 | 4.144e-06 | 2.1407e-06 | 0.01657 | 0.01657 | 0.01657 | 0.98398 | -0.30597 | 0.98439 | -0.29803 | 4.5522
15 | 0.0036505 | 0.00091465 | -0.0036501 | -0.00091481 | 3.4881e-07 | -1.6443e-07 | 0.0055203 | 0.0055205 | 0.0055205 | 0.98398 | -0.30597 | 0.98388 | -0.30798 | 1.5166
16 | 0.0036527 | 0.0009151 | -0.0036522 | -0.00091533 | 4.915e-07 | -2.3006e-07 | 0.005526 | 0.0055262 | 0.0055262 | 0.98355 | -0.3144 | 0.98341 | -0.31723 | 1.5182
17 | -0.11191 | -0.028424 | 0.11207 | 0.028524 | 0.0001579 | 0.00010031 | 0.1693 | 0.1693 | 0.1693 | 0.98439 | -0.29803 | 0.98591 | -0.26876 | 23.2556
18 | 0.10095 | 0.025676 | -0.10056 | -0.025426 | 0.00039191 | 0.00025026 | 0.15273 | 0.15273 | 0.15273 | 0.98439 | -0.29803 | 0.98022 | -0.37895 | 41.9592
19 | 0.060565 | 0.015367 | -0.060138 | -0.015095 | 0.00042682 | 0.00027148 | 0.092008 | 0.092008 | 0.092008 | 0.98022 | -0.37895 | 0.97267 | -0.52662 | 25.277
20 | 0.039993 | 0.010059 | -0.039898 | -0.0099995 | 9.4316e-05 | 5.9505e-05 | 0.060724 | 0.060724 | 0.060724 | 0.98022 | -0.37895 | 0.97769 | -0.42844 | 16.6824
21 | 0.060138 | 0.015095 | -0.060084 | -0.015061 | 5.4033e-05 | 3.437e-05 | 0.092008 | 0.092009 | 0.092009 | 0.97267 | -0.52662 | 0.97172 | -0.54547 | 25.2771
22 | -0.12107 | -0.030781 | 0.12117 | 0.030843 | 9.8004e-05 | 6.2324e-05 | 0.18289 | 0.18289 | 0.18289 | 0.98591 | -0.26876 | 0.98678 | -0.25197 | 25.1226
23 | 0.061691 | 0.015514 | -0.061659 | -0.015494 | 3.2214e-05 | 2.0495e-05 | 0.093932 | 0.093932 | 0.093932 | 0.97747 | -0.4332 | 0.97691 | -0.44414 | 25.8056
24 | 0.0013572 | 0.00033987 | -0.0013571 | -0.00034013 | 3.7013e-08 | -2.6615e-07 | 0.002066 | 0.0020661 | 0.0020661 | 0.97747 | -0.4332 | 0.97744 | -0.43377 | 0.5676
25 | -0.063048 | -0.015854 | 0.063073 | 0.01587 | 2.4669e-05 | 1.543e-05 | 0.095998 | 0.095998 | 0.095998 | 0.97747 | -0.4332 | 0.97789 | -0.42501 | 13.1866
26 | 0.05029 | 0.012643 | -0.05024 | -0.012612 | 4.9086e-05 | 3.1136e-05 | 0.076614 | 0.076615 | 0.076615 | 0.97691 | -0.44414 | 0.97587 | -0.4646 | 21.048
27 | 0.011369 | 0.0028503 | -0.011366 | -0.0028486 | 3.2933e-06 | 1.7412e-06 | 0.017318 | 0.017318 | 0.017318 | 0.97691 | -0.44414 | 0.9766 | -0.45022 | 4.7577
28 | -0.068135 | -0.017138 | 0.068159 | 0.017152 | 2.4203e-05 | 1.3607e-05 | 0.1037 | 0.1037 | 0.1037 | 0.97789 | -0.42501 | 0.97827 | -0.41758 | 5.6979
29 | 0.0076272 | 0.0019117 | -0.0076261 | -0.0019113 | 1.0365e-06 | 4.0546e-07 | 0.0116 | 0.0116 | 0.0116 | 0.97837 | -0.41568 | 0.97823 | -0.41853 | 3.1869
30 | 0.0073821 | 0.0018504 | -0.0073797 | -0.0018496 | 2.353e-06 | 8.8105e-07 | 0.011228 | 0.011228 | 0.011228 | 0.97837 | -0.41568 | 0.97803 | -0.42237 | 3.0846
31 | -0.015009 | -0.0037621 | 0.015014 | 0.003765 | 4.9841e-06 | 2.8694e-06 | 0.022828 | 0.022828 | 0.022828 | 0.97837 | -0.41568 | 0.97873 | -0.40871 | 6.2714
32 | 0.0073797 | 0.0018496 | -0.0073795 | -0.0018495 | 1.8943e-07 | 7.095e-08 | 0.011228 | 0.011228 | 0.011228 | 0.97803 | -0.42237 | 0.97801 | -0.42291 | 3.0846
33 | -0.025732 | -0.0064515 | 0.025742 | 0.0064581 | 1.071e-05 | 6.6198e-06 | 0.039122 | 0.039122 | 0.039122 | 0.97873 | -0.40871 | 0.97917 | -0.39998 | 10.7478
34 | 0.010717 | 0.0026865 | -0.010716 | -0.0026856 | 1.6285e-06 | 8.3673e-07 | 0.016294 | 0.016294 | 0.016294 | 0.97873 | -0.40871 | 0.97857 | -0.4119 | 4.4765
35 | -0.57888 | -0.14831 | 0.5807 | 0.14948 | 0.0018233 | 0.0011648 | 0.8655 | 0.8655 | 0.8655 | 0.99657 | -0.064771 | 1 | 0 | 47.5548
36 | 0.041669 | 0.010466 | -0.04164 | -0.010448 | 2.9003e-05 | 1.8302e-05 | 0.062226 | 0.062226 | 0.062226 | 0.99657 | -0.064771 | 0.99581 | -0.079368 | 17.0951
37 | 0.0090787 | 0.0022764 | -0.0090758 | -0.0022751 | 2.9064e-06 | 1.3108e-06 | 0.013556 | 0.013556 | 0.013556 | 0.99657 | -0.064771 | 0.99622 | -0.071491 | 3.7243
38 | 0.18497 | 0.0467 | -0.18487 | -0.046637 | 0.00010021 | 6.3059e-05 | 0.28032 | 0.28032 | 0.28032 | 0.98231 | -0.33855 | 0.98173 | -0.34986 | 15.402
39 | -0.23816 | -0.060084 | 0.23835 | 0.060202 | 0.00018506 | 0.00011724 | 0.36091 | 0.36091 | 0.36091 | 0.98231 | -0.33855 | 0.98315 | -0.32233 | 19.8303
40 | 0.0091504 | 0.002294 | -0.0091486 | -0.0022932 | 1.8196e-06 | 8.4492e-07 | 0.013861 | 0.013861 | 0.013861 | 0.98231 | -0.33855 | 0.9821 | -0.34272 | 3.8081
41 | 0.044041 | 0.01109 | -0.04396 | -0.011039 | 8.1158e-05 | 5.1327e-05 | 0.066733 | 0.066733 | 0.066733 | 0.98231 | -0.33855 | 0.98034 | -0.37716 | 18.3332
42 | 0.17754 | 0.044801 | -0.17733 | -0.044668 | 0.00021212 | 0.00013329 | 0.26921 | 0.26921 | 0.26921 | 0.98173 | -0.34986 | 0.98045 | -0.37484 | 14.792
43 | -0.24567 | -0.062038 | 0.24603 | 0.062263 | 0.00035462 | 0.00022478 | 0.372 | 0.372 | 0.372 | 0.98315 | -0.32233 | 0.9847 | -0.29225 | 20.4395
44 | 0.0091486 | 0.0022932 | -0.009147 | -0.0022925 | 1.5298e-06 | 7.1047e-07 | 0.013861 | 0.013862 | 0.013862 | 0.9821 | -0.34272 | 0.98192 | -0.34623 | 3.8081
45 | 0.03624 | 0.0091039 | -0.0362 | -0.0090791 | 3.941e-05 | 2.4785e-05 | 0.055015 | 0.055015 | 0.055015 | 0.98034 | -0.37716 | 0.97917 | -0.39998 | 15.114
46 | 0.0028137 | 0.00070491 | -0.0028136 | -0.00070514 | 1.8369e-07 | -2.3043e-07 | 0.0042416 | 0.0042417 | 0.0042417 | 0.98708 | -0.24616 | 0.98701 | -0.24753 | 1.1653
47 | 0.25222 | 0.063943 | -0.25189 | -0.063731 | 0.00033488 | 0.00021236 | 0.38085 | 0.38085 | 0.38085 | 0.98613 | -0.26459 | 0.9847 | -0.29225 | 20.9258
48 | 0.04009 | 0.010068 | -0.040073 | -0.010057 | 1.7299e-05 | 1.0917e-05 | 0.061137 | 0.061137 | 0.061137 | 0.97587 | -0.4646 | 0.97541 | -0.47365 | 16.7959
49 | 0.01015 | 0.0025446 | -0.010148 | -0.0025433 | 2.666e-06 | 1.3356e-06 | 0.015478 | 0.015478 | 0.015478 | 0.97587 | -0.4646 | 0.97559 | -0.47011 | 4.2521
50 | 0.025924 | 0.0065108 | -0.025898 | -0.0064949 | 2.5683e-05 | 1.5891e-05 | 0.039553 | 0.039553 | 0.039553 | 0.97541 | -0.47365 | 0.97436 | -0.49443 | 10.8662
51 | 0.0090758 | 0.0022751 | -0.0090733 | -0.002274 | 2.477e-06 | 1.1174e-06 | 0.013556 | 0.013556 | 0.013556 | 0.99622 | -0.071491 | 0.99593 | -0.07722 | 3.7243
52 | 0.017867 | 0.0044802 | -0.017861 | -0.0044763 | 6.5307e-06 | 3.8916e-06 | 0.027361 | 0.027362 | 0.027362 | 0.97172 | -0.54547 | 0.97133 | -0.55315 | 7.5169
53 | -0.022319 | -0.0055981 | 0.02233 | 0.0056051 | 1.1483e-05 | 7.0169e-06 | 0.033995 | 0.033995 | 0.033995 | 0.97697 | -0.44315 | 0.97751 | -0.43236 | 9.3393
54 | 0.022319 | 0.0055981 | -0.022305 | -0.0055895 | 1.4038e-05 | 8.5789e-06 | 0.033995 | 0.033995 | 0.033995 | 0.97697 | -0.44315 | 0.9763 | -0.45635 | 9.3393
55 | -0.042153 | -0.010578 | 0.04222 | 0.010621 | 6.7178e-05 | 4.2448e-05 | 0.064172 | 0.064172 | 0.064172 | 0.97751 | -0.43236 | 0.97922 | -0.399 | 17.6296
56 | 0.019823 | 0.0049731 | -0.019809 | -0.0049648 | 1.3762e-05 | 8.3029e-06 | 0.030177 | 0.030177 | 0.030177 | 0.97751 | -0.43236 | 0.97677 | -0.44693 | 8.2904
57 | 0.002319 | 0.00058063 | -0.0023187 | -0.00058113 | 2.458e-07 | -4.9874e-07 | 0.0035343 | 0.0035345 | 0.0035345 | 0.9763 | -0.45635 | 0.97618 | -0.45858 | 0.97102
58 | 0.0062678 | 0.0015706 | -0.006267 | -0.0015704 | 7.4404e-07 | 2.0424e-07 | 0.0095519 | 0.009552 | 0.009552 | 0.9764 | -0.45437 | 0.97627 | -0.45686 | 2.6242
59 | -0.0062678 | -0.0015706 | 0.0062679 | 0.0015706 | 9.0318e-08 | 2.4787e-08 | 0.0095519 | 0.0095519 | 0.0095519 | 0.9764 | -0.45437 | 0.97641 | -0.45407 | 2.6242
60 | 0.0036583 | 0.00091657 | -0.0036579 | -0.00091675 | 4.2515e-07 | -1.8381e-07 | 0.0055758 | 0.005576 | 0.005576 | 0.97627 | -0.45686 | 0.97615 | -0.4593 | 1.5319
61 | -0.0078321 | -0.0019626 | 0.0078344 | 0.0019636 | 2.3209e-06 | 9.4181e-07 | 0.011936 | 0.011936 | 0.011936 | 0.97641 | -0.45407 | 0.97673 | -0.44785 | 3.279
62 | -0.0078344 | -0.0019636 | 0.0078348 | 0.0019637 | 3.4077e-07 | 1.3825e-07 | 0.011936 | 0.011936 | 0.011936 | 0.97673 | -0.44785 | 0.97677 | -0.44693 | 3.279
63 | -0.046537 | -0.011703 | 0.046538 | 0.011703 | 4.8284e-07 | 3.0578e-07 | 0.070732 | 0.070732 | 0.070732 | 0.97922 | -0.399 | 0.97923 | -0.39878 | 19.4318
64 | 0.03343 | 0.0083886 | -0.033412 | -0.0083774 | 1.7873e-05 | 1.1198e-05 | 0.050374 | 0.050374 | 0.050374 | 0.98758 | -0.23661 | 0.98701 | -0.24782 | 13.8389
65 | 0.0095104 | 0.0023838 | -0.0095089 | -0.0023831 | 1.5221e-06 | 7.2092e-07 | 0.014325 | 0.014325 | 0.014325 | 0.98792 | -0.23005 | 0.98775 | -0.23341 | 3.9354
66 | 0.052886 | 0.013301 | -0.052833 | -0.013268 | 5.2486e-05 | 3.3314e-05 | 0.080024 | 0.080025 | 0.080025 | 0.98359 | -0.31417 | 0.98253 | -0.33497 | 21.9848
67 | -0.052886 | -0.013301 | 0.052913 | 0.013318 | 2.7099e-05 | 1.72e-05 | 0.080024 | 0.080024 | 0.080024 | 0.98359 | -0.31417 | 0.98414 | -0.30345 | 21.9847
68 | 0.04592 | 0.011535 | -0.045879 | -0.011509 | 4.0892e-05 | 2.5886e-05 | 0.069554 | 0.069554 | 0.069554 | 0.98253 | -0.33497 | 0.98157 | -0.35365 | 19.1083
69 | -0.060117 | -0.015124 | 0.060183 | 0.015166 | 6.5719e-05 | 4.1791e-05 | 0.090917 | 0.090917 | 0.090917 | 0.98414 | -0.30345 | 0.98532 | -0.28059 | 24.9771
70 | -0.010566 | -0.0026481 | 0.010567 | 0.0026487 | 1.1234e-06 | 5.6916e-07 | 0.015959 | 0.015958 | 0.015959 | 0.9852 | -0.28283 | 0.98532 | -0.28059 | 4.3842
71 | -0.07075 | -0.017814 | 0.070783 | 0.017835 | 3.3128e-05 | 2.1103e-05 | 0.10688 | 0.10688 | 0.10688 | 0.98532 | -0.28059 | 0.98582 | -0.27081 | 29.3613
72 | 0.079982 | 0.020212 | -0.079799 | -0.020095 | 0.00018377 | 0.00011718 | 0.12048 | 0.12048 | 0.12048 | 0.9883 | -0.22276 | 0.98582 | -0.27081 | 33.0998
73 | -0.0027397 | -0.00068663 | 0.0027399 | 0.0006864 | 1.7405e-07 | -2.279e-07 | 0.0041559 | 0.0041557 | 0.0041559 | 0.98095 | -0.3658 | 0.98102 | -0.36446 | 1.1417
74 | -0.0027399 | -0.0006864 | 0.00274 | 0.0006862 | 1.5506e-07 | -2.0309e-07 | 0.0041557 | 0.0041556 | 0.0041557 | 0.98102 | -0.36446 | 0.98108 | -0.36328 | 1.1417
75 | -0.069934 | -0.017597 | 0.069935 | 0.017597 | 1.0439e-06 | 5.9093e-07 | 0.1064 | 0.1064 | 0.1064 | 0.97827 | -0.41758 | 0.97828 | -0.41726 | 5.8461
76 | 0.012983 | 0.0032546 | -0.012981 | -0.0032533 | 2.3802e-06 | 1.304e-06 | 0.019401 | 0.019401 | 0.019401 | 0.99581 | -0.079368 | 0.99561 | -0.083217 | 5.3298
77 | 0.028657 | 0.0071931 | -0.028628 | -0.0071748 | 2.9592e-05 | 1.8379e-05 | 0.042825 | 0.042826 | 0.042826 | 0.99581 | -0.079368 | 0.99469 | -0.10104 | 11.7653
78 | 0.1741 | 0.043857 | -0.17403 | -0.043814 | 6.9782e-05 | 4.3821e-05 | 0.26431 | 0.26431 | 0.26431 | 0.98045 | -0.37484 | 0.98002 | -0.38322 | 14.5224
79 | -0.0083834 | -0.0021011 | 0.0083842 | 0.0021014 | 8.4456e-07 | 3.6516e-07 | 0.012726 | 0.012725 | 0.012726 | 0.98028 | -0.37888 | 0.98039 | -0.37676 | 3.496
80 | -0.016033 | -0.0040184 | 0.01604 | 0.0040223 | 6.6794e-06 | 3.8953e-06 | 0.024334 | 0.024334 | 0.024334 | 0.98039 | -0.37676 | 0.98084 | -0.36802 | 6.6853
81 | 0.0085273 | 0.0021372 | -0.008527 | -0.0021371 | 3.0761e-07 | 1.3663e-07 | 0.013023 | 0.013023 | 0.013023 | 0.97436 | -0.49443 | 0.97432 | -0.49519 | 3.5777
82 | 0.017371 | 0.0043577 | -0.017364 | -0.0043535 | 6.9793e-06 | 4.1376e-06 | 0.02653 | 0.02653 | 0.02653 | 0.97436 | -0.49443 | 0.97393 | -0.50286 | 7.2885
83 | 0.0074767 | 0.0018744 | -0.007473 | -0.0018729 | 3.7091e-06 | 1.4361e-06 | 0.011438 | 0.011439 | 0.011439 | 0.97266 | -0.52787 | 0.97214 | -0.53829 | 3.1425
84 | -0.0074767 | -0.0018744 | 0.0074811 | 0.0018761 | 4.3835e-06 | 1.6958e-06 | 0.011438 | 0.011438 | 0.011438 | 0.97266 | -0.52787 | 0.97328 | -0.51557 | 3.1424
85 | -0.0074811 | -0.0018761 | 0.0074857 | 0.0018778 | 4.534e-06 | 1.7524e-06 | 0.011438 | 0.011438 | 0.011438 | 0.97328 | -0.51557 | 0.97393 | -0.50286 | 3.1423
86 | -0.049136 | -0.012354 | 0.049173 | 0.012377 | 3.6532e-05 | 2.3161e-05 | 0.07468 | 0.07468 | 0.07468 | 0.97923 | -0.39878 | 0.98002 | -0.38322 | 20.5166
87 | 0.021503 | 0.0053928 | -0.021501 | -0.0053915 | 2.1085e-06 | 1.2811e-06 | 0.03242 | 0.03242 | 0.03242 | 0.98701 | -0.24782 | 0.9869 | -0.24988 | 8.9066
88 | 0.0023426 | 0.00058708 | -0.0023426 | -0.00058711 | 1.0574e-08 | -2.2211e-08 | 0.003529 | 0.0035291 | 0.0035291 | 0.98775 | -0.23341 | 0.98774 | -0.2335 | 0.96952
89 | 0.010309 | 0.0025844 | -0.010306 | -0.0025829 | 3.0272e-06 | 1.5106e-06 | 0.015543 | 0.015544 | 0.015544 | 0.9869 | -0.24988 | 0.98658 | -0.25605 | 4.2702
90 | 0.011193 | 0.0028071 | -0.011187 | -0.0028044 | 5.1176e-06 | 2.6633e-06 | 0.016877 | 0.016877 | 0.016877 | 0.9869 | -0.24988 | 0.98641 | -0.25948 | 4.6365
91 | 0.011187 | 0.0028044 | -0.011185 | -0.0028033 | 2.2292e-06 | 1.1603e-06 | 0.016877 | 0.016877 | 0.016877 | 0.98641 | -0.25948 | 0.98619 | -0.26366 | 4.6365
92 | -0.00274 | -0.0006862 | 0.0027401 | 0.00068603 | 1.2727e-07 | -1.6673e-07 | 0.0041556 | 0.0041555 | 0.0041556 | 0.98108 | -0.36328 | 0.98113 | -0.3623 | 1.1417
93 | -0.0089599 | -0.0022448 | 0.0089606 | 0.0022452 | 7.116e-07 | 3.2563e-07 | 0.013589 | 0.013589 | 0.013589 | 0.98113 | -0.3623 | 0.98122 | -0.36063 | 3.7331
94 | 0.018615 | 0.0046672 | -0.018608 | -0.0046635 | 6.195e-06 | 3.7027e-06 | 0.028219 | 0.02822 | 0.02822 | 0.98157 | -0.35365 | 0.98122 | -0.36063 | 7.7526
95 | 0.027264 | 0.0068421 | -0.027257 | -0.0068378 | 6.9876e-06 | 4.3342e-06 | 0.041335 | 0.041335 | 0.041335 | 0.98157 | -0.35365 | 0.9813 | -0.35902 | 11.3557
96 | 0.0096478 | 0.0024183 | -0.0096462 | -0.0024176 | 1.5839e-06 | 7.6454e-07 | 0.014631 | 0.014631 | 0.014631 | 0.98122 | -0.36063 | 0.98104 | -0.36408 | 4.0195
97 | -0.070768 | -0.017806 | 0.070784 | 0.017815 | 1.6618e-05 | 9.4354e-06 | 0.10767 | 0.10767 | 0.10767 | 0.97828 | -0.41726 | 0.97853 | -0.41235 | 5.9157
98 | -0.072141 | -0.018155 | 0.072142 | 0.018156 | 1.1756e-06 | 6.706e-07 | 0.10973 | 0.10973 | 0.10973 | 0.97853 | -0.41235 | 0.97855 | -0.41201 | 6.0291
99 | -0.073264 | -0.018437 | 0.073287 | 0.01845 | 2.2452e-05 | 1.2854e-05 | 0.11144 | 0.11143 | 0.11144 | 0.97855 | -0.41201 | 0.97888 | -0.4056 | 6.1228
100 | -0.075688 | -0.019052 | 0.075688 | 0.019052 | 4.4412e-07 | 2.5614e-07 | 0.11508 | 0.11508 | 0.11508 | 0.97888 | -0.4056 | 0.97888 | -0.40548 | 6.3233
101 | -0.078213 | -0.019685 | 0.078238 | 0.019699 | 2.4603e-05 | 1.4288e-05 | 0.11892 | 0.11892 | 0.11892 | 0.97888 | -0.40548 | 0.97922 | -0.3989 | 6.5342
102 | -0.080636 | -0.0203 | 0.080644 | 0.020305 | 8.0705e-06 | 4.7145e-06 | 0.12257 | 0.12257 | 0.12257 | 0.97922 | -0.3989 | 0.97933 | -0.3968 | 6.7344
103 | 0.037083 | 0.0093258 | -0.037044 | -0.0093011 | 3.9129e-05 | 2.4628e-05 | 0.056316 | 0.056316 | 0.056316 | 0.98002 | -0.38322 | 0.97889 | -0.40534 | 15.4715
104 | 0.087773 | 0.022111 | -0.087753 | -0.022099 | 1.9913e-05 | 1.1803e-05 | 0.13331 | 0.13331 | 0.13331 | 0.98002 | -0.38322 | 0.97978 | -0.38797 | 7.3248
105 | -0.084885 | -0.021368 | 0.08492 | 0.021389 | 3.5855e-05 | 2.1139e-05 | 0.12901 | 0.12901 | 0.12901 | 0.97933 | -0.3968 | 0.97978 | -0.38797 | 7.0884
106 | 0.033998 | 0.0085379 | -0.03399 | -0.0085326 | 8.5482e-06 | 5.3636e-06 | 0.051687 | 0.051687 | 0.051687 | 0.97889 | -0.40534 | 0.97862 | -0.41061 | 14.1997
107 | 0.030312 | 0.0076108 | -0.030297 | -0.0076013 | 1.523e-05 | 9.5072e-06 | 0.046095 | 0.046095 | 0.046095 | 0.97862 | -0.41061 | 0.97809 | -0.42115 | 12.6634
108 | 0.028301 | 0.007101 | -0.028297 | -0.0070986 | 3.9757e-06 | 2.4727e-06 | 0.043058 | 0.043058 | 0.043058 | 0.97809 | -0.42115 | 0.97794 | -0.4241 | 11.8292
109 | 0.023479 | 0.0058911 | -0.023468 | -0.0058843 | 1.1033e-05 | 6.7723e-06 | 0.035728 | 0.035728 | 0.035728 | 0.97794 | -0.4241 | 0.97744 | -0.43396 | 9.8153
110 | 0.020776 | 0.0052097 | -0.020774 | -0.0052085 | 2.0609e-06 | 1.2501e-06 | 0.03163 | 0.03163 | 0.03163 | 0.97744 | -0.43396 | 0.97733 | -0.43604 | 8.6895
111 | 0.016222 | 0.0040677 | -0.016218 | -0.0040649 | 4.8661e-06 | 2.8478e-06 | 0.0247 | 0.0247 | 0.0247 | 0.97733 | -0.43604 | 0.97701 | -0.44233 | 6.7857
112 | 0.011569 | 0.0028999 | -0.011569 | -0.0028997 | 4.1041e-07 | 2.1852e-07 | 0.01762 | 0.01762 | 0.01762 | 0.97701 | -0.44233 | 0.97697 | -0.44308 | 4.8408
113 | 0.0094026 | 0.0023568 | -0.009401 | -0.002356 | 1.5257e-06 | 7.2808e-07 | 0.014321 | 0.014321 | 0.014321 | 0.97697 | -0.44308 | 0.9768 | -0.44649 | 3.9344
114 | 0.0046105 | 0.0011554 | -0.0046102 | -0.0011554 | 2.5819e-07 | -9.4631e-09 | 0.0070234 | 0.0070235 | 0.0070235 | 0.9768 | -0.44649 | 0.97674 | -0.44766 | 1.9295
115 | 0.027257 | 0.0068378 | -0.027247 | -0.0068311 | 1.0818e-05 | 6.7101e-06 | 0.041335 | 0.041335 | 0.041335 | 0.9813 | -0.35902 | 0.98087 | -0.36735 | 11.3557
116 | 0.00428 | 0.0010725 | -0.0042795 | -0.0010725 | 4.9079e-07 | -7.7699e-08 | 0.0064928 | 0.006493 | 0.006493 | 0.98087 | -0.36735 | 0.98075 | -0.36976 | 1.7838
117 | 0.022967 | 0.0057586 | -0.022966 | -0.0057581 | 7.3467e-07 | 4.4982e-07 | 0.034842 | 0.034842 | 0.034842 | 0.98087 | -0.36735 | 0.98084 | -0.36802 | 9.572

## res_trafo
| p_hv_mw | q_hv_mvar | p_lv_mw | q_lv_mvar | pl_mw | ql_mvar | i_hv_ka | i_lv_ka | vm_hv_pu | va_hv_degree | vm_lv_pu | va_lv_degree | loading_percent
0 | -1.2729e-15 | -1.3162e-15 | 0.00165 | 1.2699e-07 | 0.00165 | 1.2699e-07 | 5.2857e-17 | 0.0023815 | 0.99998 | 149.9956 | 1 | 0 | 0.2619

## res_ext_grid
| p_mw | q_mvar
0 | 0.59733 | 0.15323

## res_load
| p_mw | q_mvar
0 | 0.011177 | 0.0028012
1 | 0.0048964 | 0.0012272
2 | 0.0036512 | 0.00091508
3 | 0.0036501 | 0.00091481
4 | 0.039898 | 0.0099995
5 | 0.0090056 | 0.002257
6 | 0.0013571 | 0.00034013
7 | 0.0050622 | 0.0012687
8 | 0.0076261 | 0.0019113
9 | 0.0073261 | 0.0018361
10 | 0.0073265 | 0.0018362
11 | 0.0077201 | 0.0019348
12 | 0.0058575 | 0.001468
13 | 0.011366 | 0.0028486
14 | 0.009147 | 0.0022925
15 | 0.010458 | 0.0026211
16 | 0.010716 | 0.0026856
17 | 0.014149 | 0.003546
18 | 0.010148 | 0.0025433
19 | 0.0090733 | 0.002274
20 | 0.042217 | 0.01058
21 | 0.019986 | 0.0050089
22 | 0.0026087 | 0.00065381
23 | 0.0015642 | 0.00039203
24 | 0.011974 | 0.003001
25 | 0.004317 | 0.0010819
26 | 0.0023469 | 0.00058818
27 | 0.0069137 | 0.0017327
28 | 0.007204 | 0.0018055
29 | 0.010566 | 0.0026481
30 | 0.0036522 | 0.00091533
31 | 0.0027397 | 0.00068663
32 | 0.0017747 | 0.00044477
33 | 0.0073795 | 0.0018495
34 | 0.014977 | 0.0037536
35 | 0.012981 | 0.0032533
36 | 0.028628 | 0.0071748
37 | 0.0032335 | 0.00081039
38 | 0.0058574 | 0.001468
39 | 0.0028136 | 0.00070514
40 | 0.0090156 | 0.0022595
41 | 0.0083834 | 0.0021011
42 | 0.0076486 | 0.0019169
43 | 0.017861 | 0.0044763
44 | 0.0023187 | 0.00058113
45 | 0.007473 | 0.0018729
46 | 0.0098783 | 0.0024757
47 | 0.0036579 | 0.00091675
48 | 0.0025985 | 0.00065124
49 | 0.011909 | 0.0029846
50 | 0.0071663 | 0.001796
51 | 0.008527 | 0.0021371
52 | 0.010306 | 0.0025829
53 | 0.011185 | 0.0028033
54 | 0.0062197 | 0.0015588
55 | 0.00083253 | 0.00020865
56 | 0.001357 | 0.00034008
57 | 0.001122 | 0.0002812
58 | 0.0024008 | 0.00060171
59 | 0.0025253 | 0.0006329
60 | 0.0023977 | 0.00060091
61 | 0.0042409 | 0.0010629
62 | 0.0028325 | 0.0007099
63 | 0.0030453 | 0.00076323
64 | 0.0036778 | 0.00092175
65 | 0.001996 | 0.00050025
66 | 0.0048178 | 0.0012075
67 | 0.0026917 | 0.00067461
68 | 0.0045517 | 0.0011408
69 | 0.0046483 | 0.001165
70 | 0.0021662 | 0.00054291
71 | 0.0047906 | 0.0012006
72 | 0.0046102 | 0.0011554
73 | 0.0023426 | 0.00058711
74 | 0.0096462 | 0.0024176
75 | 0.0042795 | 0.0010725
76 | 0.0069263 | 0.0017359

## dtypes
| element | column | dtype
0 | bus | name | object
1 | bus | vn_kv | float64
2 | bus | type | object
3 | bus | zone | object
4 | bus | in_service | bool
5 | load | name | object
6 | load | bus | uint32
7 | load | p_mw | float64
8 | load | q_mvar | float64
9 | load | const_z_percent | float64
10 | load | const_i_percent | float64
11 | load | sn_mva | float64
12 | load | scaling | float64
13 | load | in_service | bool
14 | load | type | object
15 | ext_grid | name | object
16 | ext_grid | bus | uint32
17 | ext_grid | vm_pu | float64
18 | ext_grid | va_degree | float64
19 | ext_grid | slack_weight | float64
20 | ext_grid | in_service | bool
21 | line | name | object
22 | line | std_type | object
23 | line | from_bus | uint32
24 | line | to_bus | uint32
25 | line | length_km | float64
26 | line | r_ohm_per_km | float64
27 | line | x_ohm_per_km | float64
28 | line | c_nf_per_km | float64
29 | line | g_us_per_km | float64
30 | line | max_i_ka | float64
31 | line | df | float64
32 | line | parallel | uint32
33 | line | type | object
34 | line | in_service | bool
35 | trafo | name | object
36 | trafo | std_type | object
37 | trafo | hv_bus | uint32
38 | trafo | lv_bus | uint32
39 | trafo | sn_mva | float64
40 | trafo | vn_hv_kv | float64
41 | trafo | vn_lv_kv | float64
42 | trafo | vk_percent | float64
43 | trafo | vkr_percent | float64
44 | trafo | pfe_kw | float64
45 | trafo | i0_percent | float64
46 | trafo | shift_degree | float64
47 | trafo | tap_side | object
48 | trafo | tap_neutral | int32
49 | trafo | tap_min | int32
50 | trafo | tap_max | int32
51 | trafo | tap_step_percent | float64
52 | trafo | tap_step_degree | float64
53 | trafo | tap_pos | int32
54 | trafo | tap_phase_shifter | bool
55 | trafo | parallel | uint32
56 | trafo | df | float64
57 | trafo | in_service | bool
58 | line_geodata | coords | object
59 | bus_geodata | x | float64
60 | bus_geodata | y | float64
61 | bus_geodata | coords | object
62 | res_bus | vm_pu | float64
63 | res_bus | va_degree | float64
64 | res_bus | p_mw | float64
65 | res_bus | q_mvar | float64
66 | res_line | p_from_mw | float64
67 | res_line | q_from_mvar | float64
68 | res_line | p_to_mw | float64
69 | res_line | q_to_mvar | float64
70 | res_line | pl_mw | float64
71 | res_line | ql_mvar | float64
72 | res_line | i_from_ka | float64
73 | res_line | i_to_ka | float64
74 | res_line | i_ka | float64
75 | res_line | vm_from_pu | float64
76 | res_line | va_from_degree | float64
77 | res_line | vm_to_pu | float64
78 | res_line | va_to_degree | float64
79 | res_line | loading_percent | float64
80 | res_trafo | p_hv_mw | float64
81 | res_trafo | q_hv_mvar | float64
82 | res_trafo | p_lv_mw | float64
83 | res_trafo | q_lv_mvar | float64
84 | res_trafo | pl_mw | float64
85 | res_trafo | ql_mvar | float64
86 | res_trafo | i_hv_ka | float64
87 | res_trafo | i_lv_ka | float64
88 | res_trafo | vm_hv_pu | float64
89 | res_trafo | va_hv_degree | float64
90 | res_trafo | vm_lv_pu | float64
91 | res_trafo | va_lv_degree | float64
92 | res_trafo | loading_percent | float64
93 | res_ext_grid | p_mw | float64
94 | res_ext_grid | q_mvar | float64
95 | res_load | p_mw | float64
96 | res_load | q_mvar | float64

## parameters
| version | format_version | converged | OPF_converged | name | f_hz | sn_mva
0 | 2.14.6 | 2.14.0 | TRUE | FALSE |  | 50 | 1