## bus
| name | vn_kv | type | zone | in_service
0 | bus_LV_141-8_0_5_node_0 | 0.4 | n |  | TRUE
1 | bus_LV_141-8_0_5_node_2 | 0.4 | n |  | TRUE
2 | bus_LV_141-8_0_5_node_34 | 0.4 | n |  | TRUE
3 | bus_LV_141-8_0_5_node_35 | 0.4 | n |  | TRUE
4 | bus_LV_141-8_0_5_node_6 | 0.4 | n |  | TRUE
5 | bus_LV_141-8_0_5_node_58 | 0.4 | n |  | TRUE
6 | bus_LV_141-8_0_5_node_10 | 0.4 | n |  | TRUE
7 | bus_LV_141-8_0_5_node_44 | 0.4 | n |  | TRUE
8 | bus_LV_141-8_0_5_node_7 | 0.4 | n |  | TRUE
9 | bus_LV_141-8_0_5_node_59 | 0.4 | n |  | TRUE
10 | bus_LV_141-8_0_5_node_60 | 0.4 | n |  | TRUE
11 | bus_LV_141-8_0_5_node_8 | 0.4 | n |  | TRUE
12 | bus_LV_141-8_0_5_node_38 | 0.4 | n |  | TRUE
13 | bus_LV_141-8_0_5_node_9 | 0.4 | n |  | TRUE
14 | bus_LV_141-8_0_5_node_11 | 0.4 | n |  | TRUE
15 | bus_LV_141-8_0_5_node_66 | 0.4 | n |  | TRUE
16 | bus_LV_141-8_0_5_node_82 | 0.4 | n |  | TRUE
17 | bus_LV_141-8_0_5_node_12 | 0.4 | n |  | TRUE
18 | bus_LV_141-8_0_5_node_19 | 0.4 | n |  | TRUE
19 | bus_LV_141-8_0_5_node_22 | 0.4 | n |  | TRUE
20 | bus_LV_141-8_0_5_node_26 | 0.4 | n |  | TRUE
21 | bus_LV_141-8_0_5_node_116 | 0.4 | n |  | TRUE
22 | bus_LV_141-8_0_5_node_13 | 0.4 | n |  | TRUE
23 | bus_LV_141-8_0_5_node_63 | 0.4 | n |  | TRUE
24 | bus_LV_141-8_0_5_node_27 | 0.4 | n |  | TRUE
25 | bus_LV_141-8_0_5_node_28 | 0.4 | n |  | TRUE
26 | bus_LV_141-8_0_5_node_16 | 0.4 | n |  | TRUE
27 | bus_LV_141-8_0_5_node_69 | 0.4 | n |  | TRUE
28 | bus_LV_141-8_0_5_node_70 | 0.4 | n |  | TRUE
29 | bus_LV_141-8_0_5_node_24 | 0.4 | n |  | TRUE
30 | bus_LV_141-8_0_5_node_17 | 0.4 | n |  | TRUE
31 | bus_LV_141-8_0_5_node_18 | 0.4 | n |  | TRUE
32 | bus_LV_141-8_0_5_node_117 | 0.4 | n |  | TRUE
33 | bus_LV_141-8_0_5_node_25 | 0.4 | n |  | TRUE
34 | bus_LV_141-8_0_5_node_111 | 0.4 | n |  | TRUE
35 | bus_LV_141-8_0_5_node_21 | 0.4 | n |  | TRUE
36 | bus_LV_141-8_0_5_node_133 | 0.4 | n |  | TRUE
37 | bus_LV_141-8_0_5_node_112 | 0.4 | n |  | TRUE
38 | bus_LV_141-8_0_5_node_23 | 0.4 | n |  | TRUE
39 | bus_LV_141-8_0_5_node_31 | 0.4 | n |  | TRUE
40 | bus_LV_141-8_0_5_node_62 | 0.4 | n |  | TRUE
41 | bus_LV_141-8_0_5_node_29 | 0.4 | n |  | TRUE
42 | bus_LV_141-8_0_5_node_67 | 0.4 | n |  | TRUE
43 | bus_LV_141-8_0_5_node_30 | 0.4 | n |  | TRUE
44 | bus_LV_141-8_0_5_node_120 | 0.4 | n |  | TRUE
45 | bus_LV_141-8_0_5_node_68 | 0.4 | n |  | TRUE
46 | bus_LV_141-8_0_5_node_33 | 0.4 | n |  | TRUE
47 | bus_LV_141-8_0_5_node_42 | 0.4 | n |  | TRUE
48 | bus_LV_141-8_0_5_node_57 | 0.4 | n |  | TRUE
49 | bus_LV_141-8_0_5_node_64 | 0.4 | n |  | TRUE
50 | bus_LV_141-8_0_5_node_118 | 0.4 | n |  | TRUE
51 | bus_LV_141-8_0_5_node_113 | 0.4 | n |  | TRUE
52 | bus_LV_141-8_0_5_node_132 | 0.4 | n |  | TRUE
53 | bus_LV_141-8_0_5_node_52 | 0.4 | n |  | TRUE
54 | bus_LV_141-8_0_5_node_36 | 0.4 | n |  | TRUE
55 | bus_LV_141-8_0_5_node_37 | 0.4 | n |  | TRUE
56 | bus_LV_141-8_0_5_node_90 | 0.4 | n |  | TRUE
57 | bus_LV_141-8_0_5_node_91 | 0.4 | n |  | TRUE
58 | bus_LV_141-8_0_5_node_75 | 0.4 | n |  | TRUE
59 | bus_LV_141-8_0_5_node_74 | 0.4 | n |  | TRUE
60 | bus_LV_141-8_0_5_node_61 | 0.4 | n |  | TRUE
61 | bus_LV_141-8_0_5_node_54 | 0.4 | n |  | TRUE
62 | bus_LV_141-8_0_5_node_100 | 0.4 | n |  | TRUE
63 | bus_LV_141-8_0_5_node_83 | 0.4 | n |  | TRUE
64 | bus_LV_141-8_0_5_node_43 | 0.4 | n |  | TRUE
65 | bus_LV_141-8_0_5_node_45 | 0.4 | n |  | TRUE
66 | bus_LV_141-8_0_5_node_115 | 0.4 | n |  | TRUE
67 | bus_LV_141-8_0_5_node_121 | 0.4 | n |  | TRUE
68 | bus_LV_141-8_0_5_node_65 | 0.4 | n |  | TRUE
69 | bus_LV_141-8_0_5_node_127 | 0.4 | n |  | TRUE
70 | bus_LV_141-8_0_5_node_114 | 0.4 | n |  | TRUE
71 | bus_LV_141-8_0_5_node_110 | 0.4 | n |  | TRUE
72 | bus_LV_141-8_0_5_node_50 | 0.4 | n |  | TRUE
73 | bus_LV_141-8_0_5_node_46 | 0.4 | n |  | TRUE
74 | bus_LV_141-8_0_5_node_47 | 0.4 | n |  | TRUE
75 | bus_LV_141-8_0_5_node_48 | 0.4 | n |  | TRUE
76 | bus_LV_141-8_0_5_node_49 | 0.4 | n |  | TRUE
77 | bus_LV_141-8_0_5_node_72 | 0.4 | n |  | TRUE
78 | bus_LV_141-8_0_5_node_71 | 0.4 | n |  | TRUE
79 | bus_LV_141-8_0_5_node_51 | 0.4 | n |  | TRUE
80 | bus_LV_141-8_0_5_node_53 | 0.4 | n |  | TRUE
81 | bus_LV_141-8_0_5_node_55 | 0.4 | n |  | TRUE
82 | bus_LV_141-8_0_5_node_56 | 0.4 | n |  | TRUE
83 | bus_LV_141-8_0_5_node_73 | 0.4 | n |  | TRUE
84 | bus_LV_141-8_0_5_node_109 | 0.4 | n |  | TRUE
85 | bus_LV_141-8_0_5_node_108 | 0.4 | n |  | TRUE
86 | bus_LV_141-8_0_5_node_97 | 0.4 | n |  | TRUE
87 | bus_LV_141-8_0_5_node_99 | 0.4 | n |  | TRUE
88 | bus_LV_141-8_0_5_node_106 | 0.4 | n |  | TRUE
89 | bus_LV_141-8_0_5_node_76 | 0.4 | n |  | TRUE
90 | bus_LV_141-8_0_5_node_77 | 0.4 | n |  | TRUE
91 | bus_LV_141-8_0_5_node_78 | 0.4 | n |  | TRUE
92 | bus_LV_141-8_0_5_node_80 | 0.4 | n |  | TRUE
93 | bus_LV_141-8_0_5_node_81 | 0.4 | n |  | TRUE
94 | bus_LV_141-8_0_5_node_98 | 0.4 | n |  | TRUE
95 | bus_LV_141-8_0_5_node_126 | 0.4 | n |  | TRUE
96 | bus_LV_141-8_0_5_node_125 | 0.4 | n |  | TRUE
97 | bus_LV_141-8_0_5_node_96 | 0.4 | n |  | TRUE
98 | bus_LV_141-8_0_5_node_84 | 0.4 | n |  | TRUE
99 | bus_LV_141-8_0_5_node_85 | 0.4 | n |  | TRUE
100 | bus_LV_141-8_0_5_node_86 | 0.4 | n |  | TRUE
101 | bus_LV_141-8_0_5_node_87 | 0.4 | n |  | TRUE
102 | bus_LV_141-8_0_5_node_131 | 0.4 | n |  | TRUE
103 | bus_LV_141-8_0_5_node_89 | 0.4 | n |  | TRUE
104 | bus_LV_141-8_0_5_node_130 | 0.4 | n |  | TRUE
105 | bus_LV_141-8_0_5_node_88 | 0.4 | n |  | TRUE
106 | bus_LV_141-8_0_5_node_92 | 0.4 | n |  | TRUE
107 | bus_LV_141-8_0_5_node_93 | 0.4 | n |  | TRUE
108 | bus_LV_141-8_0_5_node_94 | 0.4 | n |  | TRUE
109 | bus_LV_141-8_0_5_node_95 | 0.4 | n |  | TRUE
110 | bus_LV_141-8_0_5_node_101 | 0.4 | n |  | TRUE
111 | bus_LV_141-8_0_5_node_102 | 0.4 | n |  | TRUE
112 | bus_LV_141-8_0_5_node_103 | 0.4 | n |  | TRUE
113 | bus_LV_141-8_0_5_node_104 | 0.4 | n |  | TRUE
114 | bus_LV_141-8_0_5_node_105 | 0.4 | n |  | TRUE
115 | bus_LV_141-8_0_5_node_107 | 0.4 | n |  | TRUE
116 | bus_LV_141-8_0_5_node_119 | 0.4 | n |  | TRUE
117 | bus_LV_141-8_0_5_node_129 | 0.4 | n |  | TRUE
118 | bus_LV_141-8_0_5_node_128 | 0.4 | n |  | TRUE
119 | bus_LV_141-8_0_5_node_122 | 0.4 | n |  | TRUE
120 | bus_LV_141-8_0_5_node_123 | 0.4 | n |  | TRUE
121 | bus_LV_141-8_0_5_node_124 | 0.4 | n |  | TRUE
122 | bus_MV_491_0_node_150 | 20 | n |  | TRUE

## load
| name | bus | p_mw | q_mvar | const_z_percent | const_i_percent | sn_mva | scaling | in_service | type
0 | LV_141-8_0_5_load_0 | 0 | 0.0096501 | 0.0024185 | 0 | 0 |  | 1 | TRUE | wye
1 | LV_141-8_0_5_load_35 | 3 | 0.0018552 | 0.00046495 | 0 | 0 |  | 1 | TRUE | wye
2 | LV_141-8_0_5_load_44 | 7 | 0.012761 | 0.0031983 | 0 | 0 |  | 1 | TRUE | wye
3 | LV_141-8_0_5_load_59 | 9 | 0.0017253 | 0.00043239 | 0 | 0 |  | 1 | TRUE | wye
4 | LV_141-8_0_5_load_60 | 10 | 0.0017594 | 0.00044094 | 0 | 0 |  | 1 | TRUE | wye
5 | LV_141-8_0_5_load_38 | 12 | 0.022833 | 0.0057224 | 0 | 0 |  | 1 | TRUE | wye
6 | LV_141-8_0_5_load_66 | 15 | 0.0045831 | 0.0011486 | 0 | 0 |  | 1 | TRUE | wye
7 | LV_141-8_0_5_load_82 | 16 | 0.0069764 | 0.0017484 | 0 | 0 |  | 1 | TRUE | wye
8 | LV_141-8_0_5_load_116 | 21 | 0.0029384 | 0.00073644 | 0 | 0 |  | 1 | TRUE | wye
9 | LV_141-8_0_5_load_63 | 23 | 0.050901 | 0.012757 | 0 | 0 |  | 1 | TRUE | wye
10 | LV_141-8_0_5_load_69 | 27 | 0.0050234 | 0.001259 | 0 | 0 |  | 1 | TRUE | wye
11 | LV_141-8_0_5_load_70 | 28 | 0.0038846 | 0.00097358 | 0 | 0 |  | 1 | TRUE | wye
12 | LV_141-8_0_5_load_117 | 32 | 0.0034018 | 0.00085256 | 0 | 0 |  | 1 | TRUE | wye
13 | LV_141-8_0_5_load_111 | 34 | 0.0069114 | 0.0017322 | 0 | 0 |  | 1 | TRUE | wye
14 | LV_141-8_0_5_load_133 | 36 | 0.097974 | 0.024555 | 0 | 0 |  | 1 | TRUE | wye
15 | LV_141-8_0_5_load_112 | 37 | 0.00078568 | 0.00019691 | 0 | 0 |  | 1 | TRUE | wye
16 | LV_141-8_0_5_load_62 | 40 | 0.008594 | 0.0021538 | 0 | 0 |  | 1 | TRUE | wye
17 | LV_141-8_0_5_load_67 | 42 | 0.010709 | 0.0026839 | 0 | 0 |  | 1 | TRUE | wye
18 | LV_141-8_0_5_load_120 | 44 | 0.0076134 | 0.0019081 | 0 | 0 |  | 1 | TRUE | wye
19 | LV_141-8_0_5_load_68 | 45 | 0.0019958 | 0.0005002 | 0 | 0 |  | 1 | TRUE | wye
20 | LV_141-8_0_5_load_42 | 47 | 0.010036 | 0.0025152 | 0 | 0 |  | 1 | TRUE | wye
21 | LV_141-8_0_5_load_57 | 48 | 0.006361 | 0.0015942 | 0 | 0 |  | 1 | TRUE | wye
22 | LV_141-8_0_5_load_64 | 49 | 0.0063583 | 0.0015935 | 0 | 0 |  | 1 | TRUE | wye
23 | LV_141-8_0_5_load_118 | 50 | 0.0028669 | 0.00071852 | 0 | 0 |  | 1 | TRUE | wye
24 | LV_141-8_0_5_load_132 | 52 | 0.031391 | 0.0078673 | 0 | 0 |  | 1 | TRUE | wye
25 | LV_141-8_0_5_load_52 | 53 | 0.006361 | 0.0015942 | 0 | 0 |  | 1 | TRUE | wye
26 | LV_141-8_0_5_load_36 | 54 | 0.0048468 | 0.0012147 | 0 | 0 |  | 1 | TRUE | wye
27 | LV_141-8_0_5_load_37 | 55 | 0.0018438 | 0.00046209 | 0 | 0 |  | 1 | TRUE | wye
28 | LV_141-8_0_5_load_90 | 56 | 0.0045127 | 0.001131 | 0 | 0 |  | 1 | TRUE | wye
29 | LV_141-8_0_5_load_91 | 57 | 0.0018534 | 0.00046451 | 0 | 0 |  | 1 | TRUE | wye
30 | LV_141-8_0_5_load_75 | 58 | 0.0017302 | 0.00043364 | 0 | 0 |  | 1 | TRUE | wye
31 | LV_141-8_0_5_load_74 | 59 | 0.0026597 | 0.00066659 | 0 | 0 |  | 1 | TRUE | wye
32 | LV_141-8_0_5_load_61 | 60 | 0.011986 | 0.0030039 | 0 | 0 |  | 1 | TRUE | wye
33 | LV_141-8_0_5_load_100 | 62 | 0.002377 | 0.00059572 | 0 | 0 |  | 1 | TRUE | wye
34 | LV_141-8_0_5_load_43 | 64 | 0.0063583 | 0.0015935 | 0 | 0 |  | 1 | TRUE | wye
35 | LV_141-8_0_5_load_115 | 66 | 0.003752 | 0.00094035 | 0 | 0 |  | 1 | TRUE | wye
36 | LV_141-8_0_5_load_65 | 68 | 0.0032891 | 0.00082432 | 0 | 0 |  | 1 | TRUE | wye
37 | LV_141-8_0_5_load_127 | 69 | 0.0029745 | 0.00074549 | 0 | 0 |  | 1 | TRUE | wye
38 | LV_141-8_0_5_load_114 | 70 | 0.0047264 | 0.0011845 | 0 | 0 |  | 1 | TRUE | wye
39 | LV_141-8_0_5_load_110 | 71 | 0.00081961 | 0.00020541 | 0 | 0 |  | 1 | TRUE | wye
40 | LV_141-8_0_5_load_50 | 72 | 0.0063595 | 0.0015938 | 0 | 0 |  | 1 | TRUE | wye
41 | LV_141-8_0_5_load_47 | 74 | 0.014372 | 0.0036019 | 0 | 0 |  | 1 | TRUE | wye
42 | LV_141-8_0_5_load_48 | 75 | 0.014805 | 0.0037105 | 0 | 0 |  | 1 | TRUE | wye
43 | LV_141-8_0_5_load_72 | 77 | 0.015862 | 0.0039753 | 0 | 0 |  | 1 | TRUE | wye
44 | LV_141-8_0_5_load_71 | 78 | 0.010657 | 0.0026708 | 0 | 0 |  | 1 | TRUE | wye
45 | LV_141-8_0_5_load_51 | 79 | 0.012422 | 0.0031133 | 0 | 0 |  | 1 | TRUE | wye
46 | LV_141-8_0_5_load_55 | 81 | 0.0087471 | 0.0021922 | 0 | 0 |  | 1 | TRUE | wye
47 | LV_141-8_0_5_load_56 | 82 | 0.0016666 | 0.00041768 | 0 | 0 |  | 1 | TRUE | wye
48 | LV_141-8_0_5_load_73 | 83 | 0.0015867 | 0.00039767 | 0 | 0 |  | 1 | TRUE | wye
49 | LV_141-8_0_5_load_109 | 84 | 0.0011047 | 0.00027687 | 0 | 0 |  | 1 | TRUE | wye
50 | LV_141-8_0_5_load_108 | 85 | 0.0022018 | 0.00055182 | 0 | 0 |  | 1 | TRUE | wye
51 | LV_141-8_0_5_load_97 | 86 | 0.0010555 | 0.00026452 | 0 | 0 |  | 1 | TRUE | wye
52 | LV_141-8_0_5_load_99 | 87 | 0.0050289 | 0.0012604 | 0 | 0 |  | 1 | TRUE | wye
53 | LV_141-8_0_5_load_106 | 88 | 0.0054738 | 0.0013719 | 0 | 0 |  | 1 | TRUE | wye
54 | LV_141-8_0_5_load_77 | 90 | 0.002658 | 0.00066616 | 0 | 0 |  | 1 | TRUE | wye
55 | LV_141-8_0_5_load_78 | 91 | 0.0015383 | 0.00038554 | 0 | 0 |  | 1 | TRUE | wye
56 | LV_141-8_0_5_load_80 | 92 | 0.0017647 | 0.00044228 | 0 | 0 |  | 1 | TRUE | wye
57 | LV_141-8_0_5_load_81 | 93 | 0.0019055 | 0.00047755 | 0 | 0 |  | 1 | TRUE | wye
58 | LV_141-8_0_5_load_98 | 94 | 0.002658 | 0.00066616 | 0 | 0 |  | 1 | TRUE | wye
59 | LV_141-8_0_5_load_126 | 95 | 0.0030388 | 0.0007616 | 0 | 0 |  | 1 | TRUE | wye
60 | LV_141-8_0_5_load_125 | 96 | 0.0030392 | 0.0007617 | 0 | 0 |  | 1 | TRUE | wye
61 | LV_141-8_0_5_load_96 | 97 | 0.0018918 | 0.00047413 | 0 | 0 |  | 1 | TRUE | wye
62 | LV_141-8_0_5_load_84 | 98 | 0.0049897 | 0.0012505 | 0 | 0 |  | 1 | TRUE | wye
63 | LV_141-8_0_5_load_85 | 99 | 0.0034803 | 0.00087224 | 0 | 0 |  | 1 | TRUE | wye
64 | LV_141-8_0_5_load_86 | 100 | 0.0043634 | 0.0010936 | 0 | 0 |  | 1 | TRUE | wye
65 | LV_141-8_0_5_load_87 | 101 | 0.0011948 | 0.00029945 | 0 | 0 |  | 1 | TRUE | wye
66 | LV_141-8_0_5_load_131 | 102 | 0.0045587 | 0.0011425 | 0 | 0 |  | 1 | TRUE | wye
67 | LV_141-8_0_5_load_89 | 103 | 0.0018571 | 0.00046543 | 0 | 0 |  | 1 | TRUE | wye
68 | LV_141-8_0_5_load_130 | 104 | 0.00454 | 0.0011378 | 0 | 0 |  | 1 | TRUE | wye
69 | LV_141-8_0_5_load_88 | 105 | 0.0034719 | 0.00087015 | 0 | 0 |  | 1 | TRUE | wye
70 | LV_141-8_0_5_load_92 | 106 | 0.0011391 | 0.00028549 | 0 | 0 |  | 1 | TRUE | wye
71 | LV_141-8_0_5_load_93 | 107 | 0.0032706 | 0.00081969 | 0 | 0 |  | 1 | TRUE | wye
72 | LV_141-8_0_5_load_94 | 108 | 0.00789 | 0.0019774 | 0 | 0 |  | 1 | TRUE | wye
73 | LV_141-8_0_5_load_95 | 109 | 0.0011218 | 0.00028115 | 0 | 0 |  | 1 | TRUE | wye
74 | LV_141-8_0_5_load_101 | 110 | 0.002249 | 0.00056366 | 0 | 0 |  | 1 | TRUE | wye
75 | LV_141-8_0_5_load_102 | 111 | 0.0011689 | 0.00029297 | 0 | 0 |  | 1 | TRUE | wye
76 | LV_141-8_0_5_load_103 | 112 | 0.0020343 | 0.00050984 | 0 | 0 |  | 1 | TRUE | wye
77 | LV_141-8_0_5_load_104 | 113 | 0.00234 | 0.00058647 | 0 | 0 |  | 1 | TRUE | wye
78 | LV_141-8_0_5_load_105 | 114 | 0.0023409 | 0.00058669 | 0 | 0 |  | 1 | TRUE | wye
79 | LV_141-8_0_5_load_107 | 115 | 0.002235 | 0.00056013 | 0 | 0 |  | 1 | TRUE | wye
80 | LV_141-8_0_5_load_119 | 116 | 0.0046286 | 0.00116 | 0 | 0 |  | 1 | TRUE | wye
81 | LV_141-8_0_5_load_129 | 117 | 0.0097461 | 0.0024426 | 0 | 0 |  | 1 | TRUE | wye
82 | LV_141-8_0_5_load_128 | 118 | 0.0045643 | 0.0011439 | 0 | 0 |  | 1 | TRUE | wye
83 | LV_141-8_0_5_load_122 | 119 | 0.0076096 | 0.0019072 | 0 | 0 |  | 1 | TRUE | wye
84 | LV_141-8_0_5_load_123 | 120 | 0.0090727 | 0.0022738 | 0 | 0 |  | 1 | TRUE | wye
85 | LV_141-8_0_5_load_124 | 121 | 0.0076096 | 0.0019071 | 0 | 0 |  | 1 | TRUE | wye

## ext_grid
| name | bus | vm_pu | va_degree | slack_weight | in_service
0 |  | 117 | 1 | 0 | 1 | TRUE

## line
| name | std_type | from_bus | to_bus | length_km | r_ohm_per_km | x_ohm_per_km | c_nf_per_km | g_us_per_km | max_i_ka | df | parallel | type | in_service
0 | LV_141-8_0_5_line_0 |  | 0 | 1 | 0.047905 | 0.125 | 0.08 | 261 | 0 | 0.364 | 1 | 1 | cs | TRUE
1 | LV_141-8_0_5_line_1 |  | 1 | 2 | 0.036567 | 0.125 | 0.08 | 261 | 0 | 0.364 | 1 | 1 | cs | TRUE
2 | LV_141-8_0_5_line_2 |  | 1 | 3 | 0.040535 | 0.125 | 0.08 | 261 | 0 | 0.364 | 1 | 1 | cs | TRUE
3 | LV_141-8_0_5_line_3 |  | 2 | 54 | 0.028972 | 0.125 | 0.08 | 261 | 0 | 0.364 | 1 | 1 | cs | TRUE
4 | LV_141-8_0_5_line_4 |  | 2 | 14 | 0.00851 | 0.125 | 0.08 | 261 | 0 | 0.364 | 1 | 1 | cs | TRUE
5 | LV_141-8_0_5_line_5 |  | 3 | 55 | 0.0071847 | 0.125 | 0.08 | 261 | 0 | 0.364 | 1 | 1 | cs | TRUE
6 | LV_141-8_0_5_line_6 |  | 4 | 5 | 0.025218 | 0.125 | 0.08 | 261 | 0 | 0.364 | 1 | 1 | cs | TRUE
7 | LV_141-8_0_5_line_7 |  | 4 | 6 | 0.030056 | 0.125 | 0.08 | 261 | 0 | 0.364 | 1 | 1 | cs | TRUE
8 | LV_141-8_0_5_line_8 |  | 4 | 7 | 0.014373 | 0.125 | 0.08 | 261 | 0 | 0.364 | 1 | 1 | cs | TRUE
9 | LV_141-8_0_5_line_9 |  | 5 | 60 | 0.022877 | 0.125 | 0.08 | 261 | 0 | 0.364 | 1 | 1 | cs | TRUE
10 | LV_141-8_0_5_line_10 |  | 5 | 61 | 0.040894 | 0.125 | 0.08 | 261 | 0 | 0.364 | 1 | 1 | cs | TRUE
11 | LV_141-8_0_5_line_11 |  | 6 | 15 | 0.034954 | 0.125 | 0.08 | 261 | 0 | 0.364 | 1 | 1 | cs | TRUE
12 | LV_141-8_0_5_line_12 |  | 8 | 9 | 0.014913 | 0.125 | 0.08 | 261 | 0 | 0.364 | 1 | 1 | cs | TRUE
13 | LV_141-8_0_5_line_13 |  | 8 | 10 | 0.01393 | 0.125 | 0.08 | 261 | 0 | 0.364 | 1 | 1 | cs | TRUE
14 | LV_141-8_0_5_line_14 |  | 8 | 11 | 0.02112 | 0.125 | 0.08 | 261 | 0 | 0.364 | 1 | 1 | cs | TRUE
15 | LV_141-8_0_5_line_15 |  | 9 | 62 | 0.0095338 | 0.125 | 0.08 | 261 | 0 | 0.364 | 1 | 1 | cs | TRUE
16 | LV_141-8_0_5_line_16 |  | 10 | 13 | 0.0059365 | 0.125 | 0.08 | 261 | 0 | 0.364 | 1 | 1 | cs | TRUE
17 | LV_141-8_0_5_line_17 |  | 11 | 12 | 0.068742 | 0.125 | 0.08 | 261 | 0 | 0.364 | 1 | 1 | cs | TRUE
18 | LV_141-8_0_5_line_18 |  | 13 | 14 | 0.059502 | 0.125 | 0.08 | 261 | 0 | 0.364 | 1 | 1 | cs | TRUE
19 | LV_141-8_0_5_line_19 |  | 14 | 16 | 0.017186 | 0.125 | 0.08 | 261 | 0 | 0.364 | 1 | 1 | cs | TRUE
20 | LV_141-8_0_5_line_20 |  | 16 | 63 | 0.0097127 | 0.125 | 0.08 | 261 | 0 | 0.364 | 1 | 1 | cs | TRUE
21 | LV_141-8_0_5_line_21 |  | 17 | 18 | 0.22386 | 0.125 | 0.08 | 261 | 0 | 0.364 | 1 | 1 | cs | TRUE
22 | LV_141-8_0_5_line_22 |  | 17 | 19 | 0.13919 | 0.125 | 0.08 | 261 | 0 | 0.364 | 1 | 1 | cs | TRUE
23 | LV_141-8_0_5_line_23 |  | 17 | 20 | 0.027935 | 0.125 | 0.08 | 261 | 0 | 0.364 | 1 | 1 | cs | TRUE
24 | LV_141-8_0_5_line_24 |  | 17 | 21 | 0.015321 | 0.125 | 0.08 | 261 | 0 | 0.364 | 1 | 1 | cs | TRUE
25 | LV_141-8_0_5_line_25 |  | 18 | 34 | 0.11672 | 0.125 | 0.08 | 261 | 0 | 0.364 | 1 | 1 | cs | TRUE
26 | LV_141-8_0_5_line_26 |  | 19 | 37 | 0.02665 | 0.125 | 0.08 | 261 | 0 | 0.364 | 1 | 1 | cs | TRUE
27 | LV_141-8_0_5_line_27 |  | 20 | 45 | 0.013566 | 0.125 | 0.08 | 261 | 0 | 0.364 | 1 | 1 | cs | TRUE
28 | LV_141-8_0_5_line_28 |  | 22 | 23 | 0.020563 | 0.125 | 0.08 | 261 | 0 | 0.364 | 1 | 1 | cs | TRUE
29 | LV_141-8_0_5_line_29 |  | 22 | 24 | 0.015284 | 0.125 | 0.08 | 261 | 0 | 0.364 | 1 | 1 | cs | TRUE
30 | LV_141-8_0_5_line_30 |  | 22 | 25 | 0.03385 | 0.125 | 0.08 | 261 | 0 | 0.364 | 1 | 1 | cs | TRUE
31 | LV_141-8_0_5_line_31 |  | 24 | 46 | 0.033636 | 0.125 | 0.08 | 261 | 0 | 0.364 | 1 | 4 | cs | TRUE
32 | LV_141-8_0_5_line_32 |  | 24 | 47 | 0.056827 | 0.125 | 0.08 | 261 | 0 | 0.364 | 1 | 1 | cs | TRUE
33 | LV_141-8_0_5_line_33 |  | 25 | 40 | 0.025144 | 0.125 | 0.08 | 261 | 0 | 0.364 | 1 | 1 | cs | TRUE
34 | LV_141-8_0_5_line_34 |  | 26 | 27 | 0.016374 | 0.125 | 0.08 | 261 | 0 | 0.364 | 1 | 1 | cs | TRUE
35 | LV_141-8_0_5_line_35 |  | 26 | 28 | 0.015749 | 0.125 | 0.08 | 261 | 0 | 0.364 | 1 | 5 | cs | TRUE
36 | LV_141-8_0_5_line_36 |  | 26 | 29 | 0.021004 | 0.125 | 0.08 | 261 | 0 | 0.364 | 1 | 5 | cs | TRUE
37 | LV_141-8_0_5_line_37 |  | 27 | 66 | 0.024148 | 0.125 | 0.08 | 261 | 0 | 0.364 | 1 | 1 | cs | TRUE
38 | LV_141-8_0_5_line_38 |  | 28 | 31 | 0.028423 | 0.125 | 0.08 | 261 | 0 | 0.364 | 1 | 5 | cs | TRUE
39 | LV_141-8_0_5_line_39 |  | 29 | 41 | 0.075669 | 0.125 | 0.08 | 261 | 0 | 0.364 | 1 | 5 | cs | TRUE
40 | LV_141-8_0_5_line_40 |  | 29 | 42 | 0.031029 | 0.125 | 0.08 | 261 | 0 | 0.364 | 1 | 1 | cs | TRUE
41 | LV_141-8_0_5_line_41 |  | 29 | 35 | 0.051971 | 0.125 | 0.08 | 261 | 0 | 0.364 | 1 | 1 | cs | TRUE
42 | LV_141-8_0_5_line_42 |  | 30 | 31 | 0.014568 | 0.125 | 0.08 | 261 | 0 | 0.364 | 1 | 1 | cs | TRUE
43 | LV_141-8_0_5_line_43 |  | 30 | 32 | 0.023175 | 0.125 | 0.08 | 261 | 0 | 0.364 | 1 | 1 | cs | TRUE
44 | LV_141-8_0_5_line_44 |  | 31 | 33 | 0.050305 | 0.125 | 0.08 | 261 | 0 | 0.364 | 1 | 5 | cs | TRUE
45 | LV_141-8_0_5_line_45 |  | 33 | 43 | 0.032283 | 0.125 | 0.08 | 261 | 0 | 0.364 | 1 | 5 | cs | TRUE
46 | LV_141-8_0_5_line_46 |  | 33 | 44 | 0.029853 | 0.125 | 0.08 | 261 | 0 | 0.364 | 1 | 1 | cs | TRUE
47 | LV_141-8_0_5_line_47 |  | 35 | 36 | 0.025654 | 0.125 | 0.08 | 261 | 0 | 0.364 | 1 | 1 | cs | TRUE
48 | LV_141-8_0_5_line_48 |  | 38 | 39 | 0.13068 | 0.125 | 0.08 | 261 | 0 | 0.364 | 1 | 1 | cs | TRUE
49 | LV_141-8_0_5_line_49 |  | 38 | 40 | 0.062977 | 0.125 | 0.08 | 261 | 0 | 0.364 | 1 | 1 | cs | TRUE
50 | LV_141-8_0_5_line_50 |  | 39 | 52 | 0.001832 | 0.125 | 0.08 | 261 | 0 | 0.364 | 1 | 1 | cs | TRUE
51 | LV_141-8_0_5_line_51 |  | 41 | 48 | 0.028626 | 0.125 | 0.08 | 261 | 0 | 0.364 | 1 | 5 | cs | TRUE
52 | LV_141-8_0_5_line_52 |  | 41 | 49 | 0.0016485 | 0.125 | 0.08 | 261 | 0 | 0.364 | 1 | 1 | cs | TRUE
53 | LV_141-8_0_5_line_53 |  | 42 | 45 | 0.0052526 | 0.125 | 0.08 | 261 | 0 | 0.364 | 1 | 1 | cs | TRUE
54 | LV_141-8_0_5_line_54 |  | 43 | 50 | 0.012285 | 0.125 | 0.08 | 261 | 0 | 0.364 | 1 | 1 | cs | TRUE
55 | LV_141-8_0_5_line_55 |  | 43 | 51 | 0.020907 | 0.125 | 0.08 | 261 | 0 | 0.364 | 1 | 5 | cs | TRUE
56 | LV_141-8_0_5_line_56 |  | 44 | 67 | 0.011694 | 0.125 | 0.08 | 261 | 0 | 0.364 | 1 | 1 | cs | TRUE
57 | LV_141-8_0_5_line_57 |  | 46 | 48 | 0.015043 | 0.125 | 0.08 | 261 | 0 | 0.364 | 1 | 5 | cs | TRUE
58 | LV_141-8_0_5_line_58 |  | 46 | 53 | 0.022863 | 0.125 | 0.08 | 261 | 0 | 0.364 | 1 | 1 | cs | TRUE
59 | LV_141-8_0_5_line_59 |  | 49 | 68 | 0.027992 | 0.125 | 0.08 | 261 | 0 | 0.364 | 1 | 1 | cs | TRUE
60 | LV_141-8_0_5_line_60 |  | 50 | 69 | 0.0036532 | 0.125 | 0.08 | 261 | 0 | 0.364 | 1 | 1 | cs | TRUE
61 | LV_141-8_0_5_line_61 |  | 51 | 70 | 0.015862 | 0.125 | 0.08 | 261 | 0 | 0.364 | 1 | 5 | cs | TRUE
62 | LV_141-8_0_5_line_62 |  | 51 | 71 | 0.016903 | 0.125 | 0.08 | 261 | 0 | 0.364 | 1 | 5 | cs | TRUE
63 | LV_141-8_0_5_line_63 |  | 53 | 72 | 0.014161 | 0.125 | 0.08 | 261 | 0 | 0.364 | 1 | 1 | cs | TRUE
64 | LV_141-8_0_5_line_64 |  | 55 | 57 | 0.0068164 | 0.125 | 0.08 | 261 | 0 | 0.364 | 1 | 1 | cs | TRUE
65 | LV_141-8_0_5_line_65 |  | 56 | 57 | 0.0096149 | 0.125 | 0.08 | 261 | 0 | 0.364 | 1 | 1 | cs | TRUE
66 | LV_141-8_0_5_line_66 |  | 58 | 59 | 0.0028987 | 0.125 | 0.08 | 261 | 0 | 0.364 | 1 | 1 | cs | TRUE
67 | LV_141-8_0_5_line_67 |  | 59 | 89 | 0.011024 | 0.125 | 0.08 | 261 | 0 | 0.364 | 1 | 1 | cs | TRUE
68 | LV_141-8_0_5_line_68 |  | 60 | 78 | 0.027618 | 0.125 | 0.08 | 261 | 0 | 0.364 | 1 | 1 | cs | TRUE
69 | LV_141-8_0_5_line_69 |  | 61 | 83 | 0.011209 | 0.125 | 0.08 | 261 | 0 | 0.364 | 1 | 1 | cs | TRUE
70 | LV_141-8_0_5_line_70 |  | 61 | 80 | 0.034606 | 0.125 | 0.08 | 261 | 0 | 0.364 | 1 | 2 | cs | TRUE
71 | LV_141-8_0_5_line_71 |  | 62 | 87 | 0.0039965 | 0.125 | 0.08 | 261 | 0 | 0.364 | 1 | 1 | cs | TRUE
72 | LV_141-8_0_5_line_72 |  | 63 | 98 | 0.021243 | 0.125 | 0.08 | 261 | 0 | 0.364 | 1 | 1 | cs | TRUE
73 | LV_141-8_0_5_line_73 |  | 63 | 99 | 0.011225 | 0.125 | 0.08 | 261 | 0 | 0.364 | 1 | 1 | cs | TRUE
74 | LV_141-8_0_5_line_74 |  | 64 | 65 | 0.034423 | 0.125 | 0.08 | 261 | 0 | 0.364 | 1 | 1 | cs | TRUE
75 | LV_141-8_0_5_line_75 |  | 65 | 73 | 0.039975 | 0.125 | 0.08 | 261 | 0 | 0.364 | 1 | 1 | cs | TRUE
76 | LV_141-8_0_5_line_76 |  | 65 | 74 | 0.024797 | 0.125 | 0.08 | 261 | 0 | 0.364 | 1 | 1 | cs | TRUE
77 | LV_141-8_0_5_line_77 |  | 67 | 119 | 0.042587 | 0.125 | 0.08 | 261 | 0 | 0.364 | 1 | 1 | cs | TRUE
78 | LV_141-8_0_5_line_78 |  | 67 | 120 | 0.028788 | 0.125 | 0.08 | 261 | 0 | 0.364 | 1 | 1 | cs | TRUE
79 | LV_141-8_0_5_line_79 |  | 69 | 118 | 0.017239 | 0.125 | 0.08 | 261 | 0 | 0.364 | 1 | 1 | cs | TRUE
80 | LV_141-8_0_5_line_80 |  | 70 | 116 | 0.024935 | 0.125 | 0.08 | 261 | 0 | 0.364 | 1 | 5 | cs | TRUE
81 | LV_141-8_0_5_line_81 |  | 71 | 81 | 0.0021042 | 0.125 | 0.08 | 261 | 0 | 0.364 | 1 | 5 | cs | TRUE
82 | LV_141-8_0_5_line_82 |  | 73 | 75 | 0.027562 | 0.125 | 0.08 | 261 | 0 | 0.364 | 1 | 1 | cs | TRUE
83 | LV_141-8_0_5_line_83 |  | 73 | 76 | 0.014776 | 0.125 | 0.08 | 261 | 0 | 0.364 | 1 | 1 | cs | TRUE
84 | LV_141-8_0_5_line_84 |  | 76 | 77 | 0.024242 | 0.125 | 0.08 | 261 | 0 | 0.364 | 1 | 1 | cs | TRUE
85 | LV_141-8_0_5_line_85 |  | 76 | 78 | 0.015168 | 0.125 | 0.08 | 261 | 0 | 0.364 | 1 | 1 | cs | TRUE
86 | LV_141-8_0_5_line_86 |  | 79 | 80 | 0.023916 | 0.125 | 0.08 | 261 | 0 | 0.364 | 1 | 1 | cs | TRUE
87 | LV_141-8_0_5_line_87 |  | 80 | 81 | 0.019559 | 0.125 | 0.08 | 261 | 0 | 0.364 | 1 | 5 | cs | TRUE
88 | LV_141-8_0_5_line_88 |  | 80 | 82 | 0.0090177 | 0.125 | 0.08 | 261 | 0 | 0.364 | 1 | 1 | cs | TRUE
89 | LV_141-8_0_5_line_89 |  | 82 | 84 | 0.021349 | 0.125 | 0.08 | 261 | 0 | 0.364 | 1 | 1 | cs | TRUE
90 | LV_141-8_0_5_line_90 |  | 83 | 85 | 0.0048138 | 0.125 | 0.08 | 261 | 0 | 0.364 | 1 | 1 | cs | TRUE
91 | LV_141-8_0_5_line_91 |  | 84 | 86 | 0.010617 | 0.125 | 0.08 | 261 | 0 | 0.364 | 1 | 1 | cs | TRUE
92 | LV_141-8_0_5_line_92 |  | 85 | 88 | 0.0093537 | 0.125 | 0.08 | 261 | 0 | 0.364 | 1 | 1 | cs | TRUE
93 | LV_141-8_0_5_line_93 |  | 86 | 109 | 0.018448 | 0.125 | 0.08 | 261 | 0 | 0.364 | 1 | 1 | cs | TRUE
94 | LV_141-8_0_5_line_94 |  | 87 | 110 | 0.0099713 | 0.125 | 0.08 | 261 | 0 | 0.364 | 1 | 1 | cs | TRUE
95 | LV_141-8_0_5_line_95 |  | 88 | 115 | 0.0034115 | 0.125 | 0.08 | 261 | 0 | 0.364 | 1 | 1 | cs | TRUE
96 | LV_141-8_0_5_line_96 |  | 89 | 90 | 0.0075442 | 0.125 | 0.08 | 261 | 0 | 0.364 | 1 | 1 | cs | TRUE
97 | LV_141-8_0_5_line_97 |  | 89 | 91 | 0.022618 | 0.125 | 0.08 | 261 | 0 | 0.364 | 1 | 1 | cs | TRUE
98 | LV_141-8_0_5_line_98 |  | 90 | 92 | 0.014799 | 0.125 | 0.08 | 261 | 0 | 0.364 | 1 | 1 | cs | TRUE
99 | LV_141-8_0_5_line_99 |  | 91 | 93 | 0.00013857 | 0.125 | 0.08 | 261 | 0 | 0.364 | 1 | 1 | cs | TRUE
100 | LV_141-8_0_5_line_100 |  | 92 | 94 | 0.0041745 | 0.125 | 0.08 | 261 | 0 | 0.364 | 1 | 1 | cs | TRUE
101 | LV_141-8_0_5_line_101 |  | 93 | 95 | 0.022696 | 0.125 | 0.08 | 261 | 0 | 0.364 | 1 | 1 | cs | TRUE
102 | LV_141-8_0_5_line_102 |  | 94 | 97 | 0.0013673 | 0.125 | 0.08 | 261 | 0 | 0.364 | 1 | 1 | cs | TRUE
103 | LV_141-8_0_5_line_103 |  | 95 | 96 | 0.0060567 | 0.125 | 0.08 | 261 | 0 | 0.364 | 1 | 1 | cs | TRUE
104 | LV_141-8_0_5_line_104 |  | 97 | 108 | 0.024425 | 0.125 | 0.08 | 261 | 0 | 0.364 | 1 | 1 | cs | TRUE
105 | LV_141-8_0_5_line_105 |  | 98 | 100 | 0.016273 | 0.125 | 0.08 | 261 | 0 | 0.364 | 1 | 1 | cs | TRUE
106 | LV_141-8_0_5_line_106 |  | 99 | 101 | 0.015374 | 0.125 | 0.08 | 261 | 0 | 0.364 | 1 | 1 | cs | TRUE
107 | LV_141-8_0_5_line_107 |  | 100 | 102 | 0.015713 | 0.125 | 0.08 | 261 | 0 | 0.364 | 1 | 1 | cs | TRUE
108 | LV_141-8_0_5_line_108 |  | 101 | 103 | 0.0011883 | 0.125 | 0.08 | 261 | 0 | 0.364 | 1 | 1 | cs | TRUE
109 | LV_141-8_0_5_line_109 |  | 102 | 104 | 0.015806 | 0.125 | 0.08 | 261 | 0 | 0.364 | 1 | 1 | cs | TRUE
110 | LV_141-8_0_5_line_110 |  | 103 | 105 | 0.036062 | 0.125 | 0.08 | 261 | 0 | 0.364 | 1 | 1 | cs | TRUE
111 | LV_141-8_0_5_line_111 |  | 106 | 107 | 0.017151 | 0.125 | 0.08 | 261 | 0 | 0.364 | 1 | 1 | cs | TRUE
112 | LV_141-8_0_5_line_112 |  | 106 | 108 | 0.01286 | 0.125 | 0.08 | 261 | 0 | 0.364 | 1 | 1 | cs | TRUE
113 | LV_141-8_0_5_line_113 |  | 107 | 109 | 0.0075434 | 0.125 | 0.08 | 261 | 0 | 0.364 | 1 | 1 | cs | TRUE
114 | LV_141-8_0_5_line_114 |  | 110 | 111 | 0.0097958 | 0.125 | 0.08 | 261 | 0 | 0.364 | 1 | 1 | cs | TRUE
115 | LV_141-8_0_5_line_115 |  | 111 | 112 | 0.0085849 | 0.125 | 0.08 | 261 | 0 | 0.364 | 1 | 1 | cs | TRUE
116 | LV_141-8_0_5_line_116 |  | 112 | 113 | 0.0030276 | 0.125 | 0.08 | 261 | 0 | 0.364 | 1 | 1 | cs | TRUE
117 | LV_141-8_0_5_line_117 |  | 113 | 114 | 0.0066418 | 0.125 | 0.08 | 261 | 0 | 0.364 | 1 | 1 | cs | TRUE
118 | LV_141-8_0_5_line_118 |  | 114 | 115 | 0.0097556 | 0.125 | 0.08 | 261 | 0 | 0.364 | 1 | 1 | cs | TRUE
119 | LV_141-8_0_5_line_119 |  | 116 | 117 | 0.011879 | 0.125 | 0.08 | 261 | 0 | 0.364 | 1 | 5 | cs | TRUE
120 | LV_141-8_0_5_line_120 |  | 119 | 121 | 0.030223 | 0.125 | 0.08 | 261 | 0 | 0.364 | 1 | 1 | cs | TRUE

## trafo
| name | std_type | hv_bus | lv_bus | sn_mva | vn_hv_kv | vn_lv_kv | vk_percent | vkr_percent | pfe_kw | i0_percent | shift_degree | tap_side | tap_neutral | tap_min | tap_max | tap_step_percent | tap_step_degree | tap_pos | tap_phase_shifter | parallel | df | in_service
0 | LV_141-8_0_5_trafo_129 | 0.63 MVA 20/0.4 kV | 122 | 117 | 0.63 | 20 | 0.4 | 6 | 1.206 | 1.65 | 0.2619 | 150 | hv | 0 | -2 | 2 | 2.5 | 0 | 0 | FALSE | 1 | 1 | TRUE

## line_geodata
| x0 | y0 | x1 | y1 | x2 | y2 | x3 | y3 | x4 | y4 | x5 | y5 | x6 | y6 | x7 | y7 | x8 | y8 | x9 | y9 | x10 | y10 | x11 | y11 | x12 | y12 | x13 | y13 | x14 | y14 | x15 | y15 | x16 | y16 | x17 | y17 | x18 | y18 | x19 | y19 | x20 | y20
0 | 2684703.0157 | 1239055.4585 | 2684704.0801 | 1239056.6745 | 2684715.9726 | 1239068.7639 | 2684706.0754 | 1239096.3742
1 | 2684703.0157 | 1239055.4585 | 2684730.0032 | 1239030.7034
2 | 2684703.0157 | 1239055.4585 | 2684692.7026 | 1239065.2073 | 2684681.8857 | 1239089.2279
3 | 2684730.0032 | 1239030.7034 | 2684734.6222 | 1239036.7292 | 2684730.7836 | 1239041.211 | 2684734.4236 | 1239044.81 | 2684736.3481 | 1239046.7055 | 2684739.1905 | 1239049.4813 | 2684739.9945 | 1239049.8597 | 2684740.8974 | 1239050.1951 | 2684741.6716 | 1239050.5397 | 2684742.4933 | 1239051.0854
4 | 2684736.5338 | 1239025.226 | 2684730.0032 | 1239030.7034
5 | 2684678.9357 | 1239095.779 | 2684681.8857 | 1239089.2279
6 | 2684751.066 | 1238895.3736 | 2684758.3983 | 1238896.8015 | 2684776.2193 | 1238896.8781
7 | 2684776.2193 | 1238896.8781 | 2684781.1284 | 1238896.8926 | 2684780.7023 | 1238876.95 | 2684784.6539 | 1238873.5707
8 | 2684776.2193 | 1238896.8781 | 2684775.9205 | 1238882.5081
9 | 2684751.066 | 1238895.3736 | 2684749.5746 | 1238885.9233 | 2684747.4949 | 1238872.7772
10 | 2684751.066 | 1238895.3736 | 2684743.1276 | 1238892.9475 | 2684738.009 | 1238893.2969 | 2684711.1347 | 1238899.4846
11 | 2684784.6539 | 1238873.5707 | 2684784.5966 | 1238871.2237 | 2684784.6171 | 1238860.2606 | 2684784.0875 | 1238843.3187 | 2684784.0577 | 1238838.6256
12 | 2684778.5224 | 1238967.0613 | 2684776.7254 | 1238967.3581 | 2684770.9839 | 1238969.4777 | 2684766.7579 | 1238967.1824 | 2684764.6109 | 1238966.9238
13 | 2684778.5224 | 1238967.0613 | 2684779.2343 | 1238973.3538 | 2684779.9928 | 1238979.0353 | 2684780.4282 | 1238980.8497
14 | 2684778.5224 | 1238967.0613 | 2684779.4624 | 1238966.9191 | 2684784.0105 | 1238966.2613 | 2684785.1323 | 1238966.0994 | 2684785.6554 | 1238966.018 | 2684791.1131 | 1238965.2286 | 2684792.0076 | 1238965.0969 | 2684799.3381 | 1238966.6471
15 | 2684764.6109 | 1238966.9238 | 2684762.6726 | 1238966.6904 | 2684755.8983 | 1238963.2863
16 | 2684781.8134 | 1238986.6223 | 2684780.4282 | 1238980.8497
17 | 2684799.3381 | 1238966.6471 | 2684802.516 | 1238963.4124 | 2684805.7024 | 1238958.521 | 2684808.8667 | 1238952.006 | 2684813.7375 | 1238939.3554 | 2684819.5392 | 1238926.1398 | 2684825.5804 | 1238912.0494 | 2684829.0468 | 1238905.0542
18 | 2684736.5338 | 1239025.226 | 2684751.6895 | 1239012.2107 | 2684781.8134 | 1238986.6223
19 | 2684736.5338 | 1239025.226 | 2684725.9348 | 1239011.6976
20 | 2684719.9448 | 1239004.0519 | 2684725.9348 | 1239011.6976
21 | 2684489.4054 | 1238627.2757 | 2684490.6289 | 1238631.1403 | 2684495.6198 | 1238645.0879 | 2684486.4791 | 1238692.5474 | 2684483.1603 | 1238696.6476 | 2684485.097 | 1238720.5589 | 2684498.2725 | 1238701.0546 | 2684505.7303 | 1238704.3186 | 2684514.8447 | 1238691.1166 | 2684519.7412 | 1238693.0988 | 2684528.192 | 1238696.2213 | 2684533.3896 | 1238678.6494 | 2684535.2615 | 1238678.9429 | 2684532.1757 | 1238690.0514 | 2684526.5996 | 1238709.7639 | 2684527.6914 | 1238710.1242 | 2684531.2304 | 1238711.2754 | 2684531.9759 | 1238711.5195 | 2684533.2332 | 1238711.9377 | 2684536.9152 | 1238713.1465 | 2684539.0913 | 1238713.8558
22 | 2684539.0913 | 1238713.8558 | 2684536.9152 | 1238713.1465 | 2684533.2332 | 1238711.9377 | 2684531.9759 | 1238711.5195 | 2684531.2304 | 1238711.2754 | 2684527.6914 | 1238710.1242 | 2684526.5996 | 1238709.7639 | 2684532.1757 | 1238690.0514 | 2684535.2615 | 1238678.9429 | 2684537.8032 | 1238670.4508 | 2684539.5847 | 1238663.2821 | 2684540.5439 | 1238655.9572 | 2684550.751 | 1238601.6414 | 2684548.8146 | 1238596.8437 | 2684552.4642 | 1238587.5891
23 | 2684539.0913 | 1238713.8558 | 2684542.0464 | 1238715.1098 | 2684566.6237 | 1238717.8061
24 | 2684539.0913 | 1238713.8558 | 2684536.6998 | 1238718.703 | 2684533.7252 | 1238728.1621
25 | 2684489.4054 | 1238627.2757 | 2684504.3945 | 1238563.8324 | 2684515.3591 | 1238527.4957 | 2684518.2702 | 1238514.2335
26 | 2684552.4642 | 1238587.5891 | 2684562.1884 | 1238562.9321 | 2684562.245 | 1238562.799
27 | 2684566.6237 | 1238717.8061 | 2684566.509 | 1238727.9784 | 2684566.9663 | 1238731.3401
28 | 2684666.431 | 1238712.6466 | 2684662.2359 | 1238702.335 | 2684657.5873 | 1238694.1184
29 | 2684666.431 | 1238712.6466 | 2684662.6445 | 1238714.5273 | 2684665.1647 | 1238720.2785 | 2684665.3772 | 1238720.7596 | 2684666.5767 | 1238723.6455 | 2684667.0081 | 1238724.6857
30 | 2684698.1749 | 1238700.8352 | 2684684.0681 | 1238704.9703 | 2684666.431 | 1238712.6466
31 | 2684670.1693 | 1238756.5647 | 2684664.8744 | 1238725.7783 | 2684667.0081 | 1238724.6857
32 | 2684667.0081 | 1238724.6857 | 2684690.8112 | 1238713.2502 | 2684700.4556 | 1238709.5851 | 2684714.9793 | 1238705.3892 | 2684719.9064 | 1238704.6363
33 | 2684698.1749 | 1238700.8352 | 2684698.0757 | 1238675.6914
34 | 2684580.2115 | 1238778.2095 | 2684564.5299 | 1238773.4972
35 | 2684580.2115 | 1238778.2095 | 2684578.437 | 1238785.9454 | 2684577.5457 | 1238793.707
36 | 2684589.2777 | 1238759.3696 | 2684583.6694 | 1238768.5963 | 2684580.2115 | 1238778.2095
37 | 2684551.173 | 1238759.9941 | 2684549.4491 | 1238766.8412 | 2684551.2342 | 1238769.5018 | 2684564.5299 | 1238773.4972
38 | 2684575.617 | 1238821.931 | 2684574.9047 | 1238816.706 | 2684577.5457 | 1238793.707
39 | 2684627.9217 | 1238767.6149 | 2684625.2893 | 1238755.9357 | 2684627.7488 | 1238753.747 | 2684629.2284 | 1238749.7207 | 2684629.4728 | 1238746.9 | 2684628.8649 | 1238743.3777 | 2684628.3063 | 1238740.1118 | 2684609.4997 | 1238749.1837 | 2684602.5432 | 1238753.7434 | 2684592.1977 | 1238762.0242 | 2684589.2777 | 1238759.3696
40 | 2684589.2777 | 1238759.3696 | 2684584.1249 | 1238754.6817 | 2684574.5329 | 1238744.0598 | 2684568.9978 | 1238736.0324
41 | 2684589.2777 | 1238759.3696 | 2684598.5728 | 1238746.7707 | 2684607.0133 | 1238721.951 | 2684608.5057 | 1238717.558 | 2684610.2663 | 1238712.3905
42 | 2684575.617 | 1238821.931 | 2684579.7925 | 1238820.8786 | 2684582.237 | 1238820.2685 | 2684583.307 | 1238812.6005
43 | 2684583.307 | 1238812.6005 | 2684605.8971 | 1238817.7743
44 | 2684575.617 | 1238821.931 | 2684576.1368 | 1238825.7967 | 2684578.1158 | 1238830.2503 | 2684580.6265 | 1238835.0784 | 2684589.0935 | 1238851.3773 | 2684590.197 | 1238857.8088 | 2684589.1236 | 1238865.1877 | 2684592.7491 | 1238866.1066
45 | 2684592.7491 | 1238866.1066 | 2684593.2082 | 1238864.1451 | 2684620.6676 | 1238876.8787
46 | 2684592.7491 | 1238866.1066 | 2684589.0652 | 1238882.0211 | 2684586.5747 | 1238885.3325 | 2684583.2206 | 1238887.6641 | 2684578.4159 | 1238889.8751
47 | 2684610.2663 | 1238712.3905 | 2684617.5119 | 1238708.2463 | 2684623.2446 | 1238691.894
48 | 2684664.9511 | 1238562.9072 | 2684673.0161 | 1238565.5018 | 2684676.2213 | 1238557.186 | 2684689.5383 | 1238563.358 | 2684701.741 | 1238569.6921 | 2684711.2198 | 1238574.9978 | 2684720.2197 | 1238581.5197 | 2684727.2382 | 1238588.0022 | 2684731.9849 | 1238594.1188 | 2684736.4244 | 1238601.6097 | 2684740.6491 | 1238611.4326 | 2684743.3653 | 1238616.7084 | 2684745.234 | 1238620.4044 | 2684746.0867 | 1238622.1401 | 2684734.8427 | 1238630.7969
49 | 2684734.8427 | 1238630.7969 | 2684716.8944 | 1238645.418 | 2684698.0111 | 1238659.3031 | 2684698.0757 | 1238675.6914
50 | 2684664.9511 | 1238562.9072 | 2684663.9083 | 1238564.4156
51 | 2684627.9217 | 1238767.6149 | 2684655.6158 | 1238760.3713
52 | 2684627.9217 | 1238767.6149 | 2684628.2846 | 1238769.223
53 | 2684568.9978 | 1238736.0324 | 2684567.2622 | 1238733.5153 | 2684566.9663 | 1238731.3401
54 | 2684620.6676 | 1238876.8787 | 2684617.4371 | 1238888.7313
55 | 2684640.535 | 1238883.5666 | 2684620.6676 | 1238876.8787
56 | 2684567.5521 | 1238894.2013 | 2684578.4159 | 1238889.8751
57 | 2684670.1693 | 1238756.5647 | 2684655.6158 | 1238760.3713
58 | 2684670.1693 | 1238756.5647 | 2684673.7039 | 1238779.1525
59 | 2684634.4462 | 1238796.5286 | 2684628.2846 | 1238769.223
60 | 2684617.4371 | 1238888.7313 | 2684616.4764 | 1238892.2559
61 | 2684640.535 | 1238883.5666 | 2684644.8393 | 1238868.2999
62 | 2684640.535 | 1238883.5666 | 2684656.4063 | 1238889.3829
63 | 2684673.7039 | 1238779.1525 | 2684675.8932 | 1238793.143
64 | 2684676.1369 | 1239101.9943 | 2684678.9357 | 1239095.779
65 | 2684672.189 | 1239110.7613 | 2684676.1369 | 1239101.9943
66 | 2684633.4482 | 1239051.2 | 2684632.653 | 1239053.9875
67 | 2684636.4725 | 1239040.5991 | 2684633.4482 | 1239051.2
68 | 2684747.4949 | 1238872.7772 | 2684745.0508 | 1238857.3271 | 2684741.8313 | 1238845.7918
69 | 2684711.1347 | 1238899.4846 | 2684714.9691 | 1238910.0169
70 | 2684676.7463 | 1238896.8368 | 2684688.2555 | 1238899.2359 | 2684699.8752 | 1238900.2579 | 2684711.1347 | 1238899.4846
71 | 2684752.3273 | 1238961.4919 | 2684755.8983 | 1238963.2863
72 | 2684719.9448 | 1239004.0519 | 2684710.5171 | 1239012.7014 | 2684707.0935 | 1239020.4251
73 | 2684719.9448 | 1239004.0519 | 2684712.9676 | 1238995.2586
74 | 2684713.0899 | 1238783.1736 | 2684709.0251 | 1238775.3989 | 2684706.9359 | 1238764.8949 | 2684707.4138 | 1238757.3853 | 2684710.483 | 1238750.6353
75 | 2684713.0899 | 1238783.1736 | 2684726.2437 | 1238800.2068 | 2684729.1265 | 1238804.929 | 2684732.0179 | 1238810.6411 | 2684733.7812 | 1238816.9485
76 | 2684713.0899 | 1238783.1736 | 2684733.6967 | 1238777.8304 | 2684732.8687 | 1238774.3605
77 | 2684567.5521 | 1238894.2013 | 2684566.6316 | 1238894.5662 | 2684563.054 | 1238897.7175 | 2684560.4966 | 1238902.5401 | 2684553.7008 | 1238933.1658
78 | 2684564.086 | 1238866.6989 | 2684561.6158 | 1238877.0822 | 2684567.5521 | 1238894.2013
79 | 2684611.9431 | 1238908.8885 | 2684616.4764 | 1238892.2559
80 | 2684651.6055 | 1238844.3008 | 2684644.8393 | 1238868.2999
81 | 2684658.382 | 1238890.1069 | 2684656.4063 | 1238889.3829
82 | 2684733.7812 | 1238816.9485 | 2684757.9252 | 1238810.7553 | 2684757.3502 | 1238808.1118
83 | 2684733.7812 | 1238816.9485 | 2684737.7536 | 1238831.1821
84 | 2684737.7536 | 1238831.1821 | 2684716.9438 | 1238836.4556 | 2684716.1277 | 1238833.742
85 | 2684737.7536 | 1238831.1821 | 2684741.8313 | 1238845.7918
86 | 2684676.7463 | 1238896.8368 | 2684677.2421 | 1238891.7735 | 2684680.3055 | 1238879.5974 | 2684681.2121 | 1238873.3903
87 | 2684676.7463 | 1238896.8368 | 2684658.382 | 1238890.1069
88 | 2684676.7463 | 1238896.8368 | 2684674.3137 | 1238905.5202
89 | 2684674.3137 | 1238905.5202 | 2684668.5547 | 1238926.0778
90 | 2684716.6158 | 1238914.5403 | 2684716.6158 | 1238914.5403 | 2684714.9691 | 1238910.0169
91 | 2684665.6907 | 1238936.3011 | 2684668.5547 | 1238926.0778
92 | 2684721.6007 | 1238922.455 | 2684716.6158 | 1238914.5403
93 | 2684660.7141 | 1238954.0656 | 2684665.6907 | 1238936.3011
94 | 2684752.3273 | 1238961.4919 | 2684745.7964 | 1238958.2101 | 2684743.8295 | 1238956.416
95 | 2684721.6007 | 1238922.455 | 2684723.4188 | 1238925.3417
96 | 2684636.4725 | 1239040.5991 | 2684638.5076 | 1239033.3346
97 | 2684636.4725 | 1239040.5991 | 2684614.6304 | 1239034.7271
98 | 2684638.5076 | 1239033.3346 | 2684642.4998 | 1239019.0839
99 | 2684614.6304 | 1239034.7271 | 2684614.4966 | 1239034.6911
100 | 2684643.6258 | 1239015.0642 | 2684642.4998 | 1239019.0839
101 | 2684592.5784 | 1239028.7986 | 2684614.4966 | 1239034.6911
102 | 2684643.6258 | 1239015.0642 | 2684643.9947 | 1239013.7477
103 | 2684586.7673 | 1239030.5059 | 2684592.5784 | 1239028.7986 | 2684592.5784 | 1239028.7986
104 | 2684650.5836 | 1238990.2278 | 2684643.9947 | 1239013.7477
105 | 2684700.4992 | 1239035.3018 | 2684707.0935 | 1239020.4251
106 | 2684712.9676 | 1238995.2586 | 2684706.1311 | 1238986.6424 | 2684703.7818 | 1238984.2961 | 2684702.8119 | 1238983.882 | 2684702.8119 | 1238983.882
107 | 2684694.1319 | 1239049.6665 | 2684700.4992 | 1239035.3018
108 | 2684702.8119 | 1238983.882 | 2684701.6251 | 1238983.8206 | 2684701.6251 | 1238983.8206
109 | 2684687.7266 | 1239064.1168 | 2684694.1319 | 1239049.6665
110 | 2684675.0809 | 1239006.3492 | 2684676.0861 | 1239003.0146 | 2684676.296 | 1239002.6173 | 2684676.5502 | 1239002.2985 | 2684676.955 | 1239002.0263 | 2684677.3442 | 1239001.7872 | 2684678.0145 | 1239001.4632 | 2684678.6848 | 1239001.1392 | 2684686.9764 | 1238997.3547 | 2684687.9976 | 1238996.8244 | 2684688.8901 | 1238996.3035 | 2684689.8082 | 1238995.5716 | 2684690.6439 | 1238994.7941 | 2684699.0921 | 1238985.3411 | 2684700.2636 | 1238984.346 | 2684701.6251 | 1238983.8206
111 | 2684654.0527 | 1238977.8443 | 2684658.6792 | 1238961.3294
112 | 2684654.0527 | 1238977.8443 | 2684650.5836 | 1238990.2278
113 | 2684660.7141 | 1238954.0656 | 2684658.6792 | 1238961.3294
114 | 2684736.5924 | 1238949.8144 | 2684743.8295 | 1238956.416
115 | 2684736.5924 | 1238949.8144 | 2684734.3417 | 1238947.7614 | 2684732.0065 | 1238942.7392
116 | 2684732.0065 | 1238942.7392 | 2684730.73 | 1238939.9939
117 | 2684730.73 | 1238939.9939 | 2684727.9295 | 1238933.9713
118 | 2684727.9295 | 1238933.9713 | 2684725.3219 | 1238928.3633 | 2684723.4188 | 1238925.3417
119 | 2684654.829 | 1238832.8674 | 2684651.6055 | 1238844.3008
120 | 2684553.7008 | 1238933.1658 | 2684550.1174 | 1238949.3147 | 2684546.8243 | 1238962.5938

## bus_geodata
| x | y | coords
0 | 2684706.0754 | 1239096.3742
1 | 2684703.0157 | 1239055.4585
2 | 2684730.0032 | 1239030.7034
3 | 2684681.8857 | 1239089.2279
4 | 2684776.2193 | 1238896.8781
5 | 2684751.066 | 1238895.3736
6 | 2684784.6539 | 1238873.5707
7 | 2684775.9205 | 1238882.5081
8 | 2684778.5224 | 1238967.0613
9 | 2684764.6109 | 1238966.9238
10 | 2684780.4282 | 1238980.8497
11 | 2684799.3381 | 1238966.6471
12 | 2684829.0468 | 1238905.0542
13 | 2684781.8134 | 1238986.6223
14 | 2684736.5338 | 1239025.226
15 | 2684784.0577 | 1238838.6256
16 | 2684725.9348 | 1239011.6976
17 | 2684539.0913 | 1238713.8558
18 | 2684489.4054 | 1238627.2757
19 | 2684552.4642 | 1238587.5891
20 | 2684566.6237 | 1238717.8061
21 | 2684533.7252 | 1238728.1621
22 | 2684666.431 | 1238712.6466
23 | 2684657.5873 | 1238694.1184
24 | 2684667.0081 | 1238724.6857
25 | 2684698.1749 | 1238700.8352
26 | 2684580.2115 | 1238778.2095
27 | 2684564.5299 | 1238773.4972
28 | 2684577.5457 | 1238793.707
29 | 2684589.2777 | 1238759.3696
30 | 2684583.307 | 1238812.6005
31 | 2684575.617 | 1238821.931
32 | 2684605.8971 | 1238817.7743
33 | 2684592.7491 | 1238866.1066
34 | 2684518.2702 | 1238514.2335
35 | 2684610.2663 | 1238712.3905
36 | 2684623.2446 | 1238691.894
37 | 2684562.245 | 1238562.799
38 | 2684734.8427 | 1238630.7969
39 | 2684664.9511 | 1238562.9072
40 | 2684698.0757 | 1238675.6914
41 | 2684627.9217 | 1238767.6149
42 | 2684568.9978 | 1238736.0324
43 | 2684620.6676 | 1238876.8787
44 | 2684578.4159 | 1238889.8751
45 | 2684566.9663 | 1238731.3401
46 | 2684670.1693 | 1238756.5647
47 | 2684719.9064 | 1238704.6363
48 | 2684655.6158 | 1238760.3713
49 | 2684628.2846 | 1238769.223
50 | 2684617.4371 | 1238888.7313
51 | 2684640.535 | 1238883.5666
52 | 2684663.9083 | 1238564.4156
53 | 2684673.7039 | 1238779.1525
54 | 2684742.4933 | 1239051.0854
55 | 2684678.9357 | 1239095.779
56 | 2684672.189 | 1239110.7613
57 | 2684676.1369 | 1239101.9943
58 | 2684632.653 | 1239053.9875
59 | 2684633.4482 | 1239051.2
60 | 2684747.4949 | 1238872.7772
61 | 2684711.1347 | 1238899.4846
62 | 2684755.8983 | 1238963.2863
63 | 2684719.9448 | 1239004.0519
64 | 2684710.483 | 1238750.6353
65 | 2684713.0899 | 1238783.1736
66 | 2684551.173 | 1238759.9941
67 | 2684567.5521 | 1238894.2013
68 | 2684634.4462 | 1238796.5286
69 | 2684616.4764 | 1238892.2559
70 | 2684644.8393 | 1238868.2999
71 | 2684656.4063 | 1238889.3829
72 | 2684675.8932 | 1238793.143
73 | 2684733.7812 | 1238816.9485
74 | 2684732.8687 | 1238774.3605
75 | 2684757.3502 | 1238808.1118
76 | 2684737.7536 | 1238831.1821
77 | 2684716.1277 | 1238833.742
78 | 2684741.8313 | 1238845.7918
79 | 2684681.2121 | 1238873.3903
80 | 2684676.7463 | 1238896.8368
81 | 2684658.382 | 1238890.1069
82 | 2684674.3137 | 1238905.5202
83 | 2684714.9691 | 1238910.0169
84 | 2684668.5547 | 1238926.0778
85 | 2684716.6158 | 1238914.5403
86 | 2684665.6907 | 1238936.3011
87 | 2684752.3273 | 1238961.4919
88 | 2684721.6007 | 1238922.455
89 | 2684636.4725 | 1239040.5991
90 | 2684638.5076 | 1239033.3346
91 | 2684614.6304 | 1239034.7271
92 | 2684642.4998 | 1239019.0839
93 | 2684614.4966 | 1239034.6911
94 | 2684643.6258 | 1239015.0642
95 | 2684592.5784 | 1239028.7986
96 | 2684586.7673 | 1239030.5059
97 | 2684643.9947 | 1239013.7477
98 | 2684707.0935 | 1239020.4251
99 | 2684712.9676 | 1238995.2586
100 | 2684700.4992 | 1239035.3018
101 | 2684702.8119 | 1238983.882
102 | 2684694.1319 | 1239049.6665
103 | 2684701.6251 | 1238983.8206
104 | 2684687.7266 | 1239064.1168
105 | 2684675.0809 | 1239006.3492
106 | 2684654.0527 | 1238977.8443
107 | 2684658.6792 | 1238961.3294
108 | 2684650.5836 | 1238990.2278
109 | 2684660.7141 | 1238954.0656
110 | 2684743.8295 | 1238956.416
111 | 2684736.5924 | 1238949.8144
112 | 2684732.0065 | 1238942.7392
113 | 2684730.73 | 1238939.9939
114 | 2684727.9295 | 1238933.9713
115 | 2684723.4188 | 1238925.3417
116 | 2684651.6055 | 1238844.3008
117 | 2684654.829 | 1238832.8674
118 | 2684611.9431 | 1238908.8885
119 | 2684553.7008 | 1238933.1658
120 | 2684564.086 | 1238866.6989
121 | 2684546.8243 | 1238962.5938
122 | 2684640.535 | 1238883.5666

## line_std_types
| c_nf_per_km | r_ohm_per_km | x_ohm_per_km | max_i_ka | type | q_mm2 | alpha | voltage_rating
NAYY 4x50 SE | 210 | 0.642 | 0.083 | 0.142 | cs | 50 | 0.00403 | LV
NAYY 4x120 SE | 264 | 0.225 | 0.08 | 0.242 | cs | 120 | 0.00403 | LV
NAYY 4x150 SE | 261 | 0.208 | 0.08 | 0.27 | cs | 150 | 0.00403 | LV
NA2XS2Y 1x95 RM/25 12/20 kV | 216 | 0.313 | 0.132 | 0.252 | cs | 95 | 0.00403 | MV
NA2XS2Y 1x185 RM/25 12/20 kV | 273 | 0.161 | 0.117 | 0.362 | cs | 185 | 0.00403 | MV
NA2XS2Y 1x240 RM/25 12/20 kV | 304 | 0.122 | 0.112 | 0.421 | cs | 240 | 0.00403 | MV
NA2XS2Y 1x95 RM/25 6/10 kV | 315 | 0.313 | 0.123 | 0.249 | cs | 95 | 0.00403 | MV
NA2XS2Y 1x185 RM/25 6/10 kV | 406 | 0.161 | 0.11 | 0.358 | cs | 185 | 0.00403 | MV
NA2XS2Y 1x240 RM/25 6/10 kV | 456 | 0.122 | 0.105 | 0.416 | cs | 240 | 0.00403 | MV
NA2XS2Y 1x150 RM/25 12/20 kV | 250 | 0.206 | 0.116 | 0.319 | cs | 150 | 0.00403 | MV
NA2XS2Y 1x120 RM/25 12/20 kV | 230 | 0.253 | 0.119 | 0.283 | cs | 120 | 0.00403 | MV
NA2XS2Y 1x70 RM/25 12/20 kV | 190 | 0.443 | 0.132 | 0.22 | cs | 70 | 0.00403 | MV
NA2XS2Y 1x150 RM/25 6/10 kV | 360 | 0.206 | 0.11 | 0.315 | cs | 150 | 0.00403 | MV
NA2XS2Y 1x120 RM/25 6/10 kV | 340 | 0.253 | 0.113 | 0.28 | cs | 120 | 0.00403 | MV
NA2XS2Y 1x70 RM/25 6/10 kV | 280 | 0.443 | 0.123 | 0.217 | cs | 70 | 0.00403 | MV
N2XS(FL)2Y 1x120 RM/35 64/110 kV | 112 | 0.153 | 0.166 | 0.366 | cs | 120 | 0.00393 | HV
N2XS(FL)2Y 1x185 RM/35 64/110 kV | 125 | 0.099 | 0.156 | 0.457 | cs | 185 | 0.00393 | HV
N2XS(FL)2Y 1x240 RM/35 64/110 kV | 135 | 0.075 | 0.149 | 0.526 | cs | 240 | 0.00393 | HV
N2XS(FL)2Y 1x300 RM/35 64/110 kV | 144 | 0.06 | 0.144 | 0.588 | cs | 300 | 0.00393 | HV
15-AL1/3-ST1A 0.4 | 11 | 1.8769 | 0.35 | 0.105 | ol | 16 | 0.00403 | LV
24-AL1/4-ST1A 0.4 | 11.25 | 1.2012 | 0.335 | 0.14 | ol | 24 | 0.00403 | LV
48-AL1/8-ST1A 0.4 | 12.2 | 0.5939 | 0.3 | 0.21 | ol | 48 | 0.00403 | LV
94-AL1/15-ST1A 0.4 | 13.2 | 0.306 | 0.29 | 0.35 | ol | 94 | 0.00403 | LV
34-AL1/6-ST1A 10.0 | 9.7 | 0.8342 | 0.36 | 0.17 | ol | 34 | 0.00403 | MV
48-AL1/8-ST1A 10.0 | 10.1 | 0.5939 | 0.35 | 0.21 | ol | 48 | 0.00403 | MV
70-AL1/11-ST1A 10.0 | 10.4 | 0.4132 | 0.339 | 0.29 | ol | 70 | 0.00403 | MV
94-AL1/15-ST1A 10.0 | 10.75 | 0.306 | 0.33 | 0.35 | ol | 94 | 0.00403 | MV
122-AL1/20-ST1A 10.0 | 11.1 | 0.2376 | 0.323 | 0.41 | ol | 122 | 0.00403 | MV
149-AL1/24-ST1A 10.0 | 11.25 | 0.194 | 0.315 | 0.47 | ol | 149 | 0.00403 | MV
34-AL1/6-ST1A 20.0 | 9.15 | 0.8342 | 0.382 | 0.17 | ol | 34 | 0.00403 | MV
48-AL1/8-ST1A 20.0 | 9.5 | 0.5939 | 0.372 | 0.21 | ol | 48 | 0.00403 | MV
70-AL1/11-ST1A 20.0 | 9.7 | 0.4132 | 0.36 | 0.29 | ol | 70 | 0.00403 | MV
94-AL1/15-ST1A 20.0 | 10 | 0.306 | 0.35 | 0.35 | ol | 94 | 0.00403 | MV
122-AL1/20-ST1A 20.0 | 10.3 | 0.2376 | 0.344 | 0.41 | ol | 122 | 0.00403 | MV
149-AL1/24-ST1A 20.0 | 10.5 | 0.194 | 0.337 | 0.47 | ol | 149 | 0.00403 | MV
184-AL1/30-ST1A 20.0 | 10.75 | 0.1571 | 0.33 | 0.535 | ol | 184 | 0.00403 | MV
243-AL1/39-ST1A 20.0 | 11 | 0.1188 | 0.32 | 0.645 | ol | 243 | 0.00403 | MV
48-AL1/8-ST1A 110.0 | 8 | 0.5939 | 0.46 | 0.21 | ol | 48 | 0.00403 | HV
70-AL1/11-ST1A 110.0 | 8.4 | 0.4132 | 0.45 | 0.29 | ol | 70 | 0.00403 | HV
94-AL1/15-ST1A 110.0 | 8.65 | 0.306 | 0.44 | 0.35 | ol | 94 | 0.00403 | HV
122-AL1/20-ST1A 110.0 | 8.5 | 0.2376 | 0.43 | 0.41 | ol | 122 | 0.00403 | HV
149-AL1/24-ST1A 110.0 | 8.75 | 0.194 | 0.41 | 0.47 | ol | 149 | 0.00403 | HV
184-AL1/30-ST1A 110.0 | 8.8 | 0.1571 | 0.4 | 0.535 | ol | 184 | 0.00403 | HV
243-AL1/39-ST1A 110.0 | 9 | 0.1188 | 0.39 | 0.645 | ol | 243 | 0.00403 | HV
305-AL1/39-ST1A 110.0 | 9.2 | 0.0949 | 0.38 | 0.74 | ol | 305 | 0.00403 | HV
490-AL1/64-ST1A 110.0 | 9.75 | 0.059 | 0.37 | 0.96 | ol | 490 | 0.00403 | HV
679-AL1/86-ST1A 110.0 | 9.95 | 0.042 | 0.36 | 1.15 | ol | 679 | 0.00403 | HV
490-AL1/64-ST1A 220.0 | 10 | 0.059 | 0.285 | 0.96 | ol | 490 | 0.00403 | HV
679-AL1/86-ST1A 220.0 | 11.7 | 0.042 | 0.275 | 1.15 | ol | 679 | 0.00403 | HV
490-AL1/64-ST1A 380.0 | 11 | 0.059 | 0.253 | 0.96 | ol | 490 | 0.00403 | HV
679-AL1/86-ST1A 380.0 | 14.6 | 0.042 | 0.25 | 1.15 | ol | 679 | 0.00403 | HV

## trafo_std_types
| i0_percent | pfe_kw | vkr_percent | sn_mva | vn_lv_kv | vn_hv_kv | vk_percent | shift_degree | vector_group | tap_side | tap_neutral | tap_min | tap_max | tap_step_degree | tap_step_percent | tap_phase_shifter
160 MVA 380/110 kV | 0.06 | 60 | 0.25 | 160 | 110 | 380 | 12.2 | 0 | Yy0 | hv | 0 | -9 | 9 | 0 | 1.5 | FALSE
100 MVA 220/110 kV | 0.06 | 55 | 0.26 | 100 | 110 | 220 | 12 | 0 | Yy0 | hv | 0 | -9 | 9 | 0 | 1.5 | FALSE
63 MVA 110/20 kV | 0.04 | 22 | 0.32 | 63 | 20 | 110 | 18 | 150 | YNd5 | hv | 0 | -9 | 9 | 0 | 1.5 | FALSE
40 MVA 110/20 kV | 0.05 | 18 | 0.34 | 40 | 20 | 110 | 16.2 | 150 | YNd5 | hv | 0 | -9 | 9 | 0 | 1.5 | FALSE
25 MVA 110/20 kV | 0.07 | 14 | 0.41 | 25 | 20 | 110 | 12 | 150 | YNd5 | hv | 0 | -9 | 9 | 0 | 1.5 | FALSE
63 MVA 110/10 kV | 0.04 | 22 | 0.32 | 63 | 10 | 110 | 18 | 150 | YNd5 | hv | 0 | -9 | 9 | 0 | 1.5 | FALSE
40 MVA 110/10 kV | 0.05 | 18 | 0.34 | 40 | 10 | 110 | 16.2 | 150 | YNd5 | hv | 0 | -9 | 9 | 0 | 1.5 | FALSE
25 MVA 110/10 kV | 0.07 | 14 | 0.41 | 25 | 10 | 110 | 12 | 150 | YNd5 | hv | 0 | -9 | 9 | 0 | 1.5 | FALSE
0.25 MVA 20/0.4 kV | 0.32 | 0.8 | 1.44 | 0.25 | 0.4 | 20 | 6 | 150 | Yzn5 | hv | 0 | -2 | 2 | 0 | 2.5 | FALSE
0.4 MVA 20/0.4 kV | 0.3375 | 1.35 | 1.425 | 0.4 | 0.4 | 20 | 6 | 150 | Dyn5 | hv | 0 | -2 | 2 | 0 | 2.5 | FALSE
0.63 MVA 20/0.4 kV | 0.2619 | 1.65 | 1.206 | 0.63 | 0.4 | 20 | 6 | 150 | Dyn5 | hv | 0 | -2 | 2 | 0 | 2.5 | FALSE
0.25 MVA 10/0.4 kV | 0.24 | 0.6 | 1.2 | 0.25 | 0.4 | 10 | 4 | 150 | Dyn5 | hv | 0 | -2 | 2 | 0 | 2.5 | FALSE
0.4 MVA 10/0.4 kV | 0.2375 | 0.95 | 1.325 | 0.4 | 0.4 | 10 | 4 | 150 | Dyn5 | hv | 0 | -2 | 2 | 0 | 2.5 | FALSE
0.63 MVA 10/0.4 kV | 0.1873 | 1.18 | 1.0794 | 0.63 | 0.4 | 10 | 4 | 150 | Dyn5 | hv | 0 | -2 | 2 | 0 | 2.5 | FALSE

## trafo3w_std_types
| sn_hv_mva | sn_mv_mva | sn_lv_mva | vn_hv_kv | vn_mv_kv | vn_lv_kv | vk_hv_percent | vk_mv_percent | vk_lv_percent | vkr_hv_percent | vkr_mv_percent | vkr_lv_percent | pfe_kw | i0_percent | shift_mv_degree | shift_lv_degree | vector_group | tap_side | tap_neutral | tap_min | tap_max | tap_step_percent
63/25/38 MVA 110/20/10 kV | 63 | 25 | 38 | 110 | 20 | 10 | 10.4 | 10.4 | 10.4 | 0.28 | 0.32 | 0.35 | 35 | 0.89 | 0 | 0 | YN0yn0yn0 | hv | 0 | -10 | 10 | 1.2
63/25/38 MVA 110/10/10 kV | 63 | 25 | 38 | 110 | 10 | 10 | 10.4 | 10.4 | 10.4 | 0.28 | 0.32 | 0.35 | 35 | 0.89 | 0 | 0 | YN0yn0yn0 | hv | 0 | -10 | 10 | 1.2

## fuse_std_types
| fuse_type | i_rated_a | t_avg | t_min | t_total | x_avg | x_min | x_total
HV 100A | HV 100A | 100 | 0 | [10.0, 3.64, 0.854, 0.281, 0.1, 0.0531, 0.022, 0.01] | [10.0, 4.267, 1.21, 0.403, 0.1, 0.058, 0.022, 0.01] | 0 | [300.0, 350.0, 450.0, 550.0, 700.0, 850.0, 1200.0, 1752.0] | [600.0, 700.0, 900.0, 1150.0, 1665.0, 2000.0, 3000.0, 4313.0]
HV 10A | HV 10A | 10 | 0 | [10.0, 1675.0, 0.344, 0.156, 0.1, 0.0417, 0.0171, 0.01] | [10.0, 1.3, 0.3, 0.155, 0.1, 0.0555, 0.023, 0.01] | 0 | [30.0, 32.0, 35.0, 37.0, 39.0, 50.0, 70.0, 88.0] | [60.0, 70.0, 80.0, 87.0, 94.0, 110.0, 150.0, 216.0]
HV 125A | HV 125A | 125 | 0 | [10.0, 1.82, 0.344, 0.1, 0.0467, 0.0269, 0.01] | [10.0, 2.478, 0.426, 0.1, 0.0427, 0.0211, 0.01] | 0 | [375.0, 500.0, 700.0, 925.0, 1200.0, 1500.0, 2341.0] | [750.0, 1000.0, 1500.0, 2200.0, 3000.0, 4000.0, 5765.0]
HV 160A | HV 160A | 160 | 0 | [10.0, 4.15, 1.03, 0.198, 0.1, 0.051, 0.0172, 0.01] | [10.0, 2.3, 0.734, 0.274, 0.1, 0.046, 0.0177, 0.01] | 0 | [480.0, 550.0, 700.0, 1000.0, 1260.0, 1600.0, 2500.0, 3227.0] | [960.0, 1300.0, 1700.0, 2200.0, 2996.0, 4000.0, 6000.0, 7946.0]
HV 16A | HV 16A | 16 | 0 | [10.0, 0.352, 0.164, 0.1, 0.0649, 0.0342, 0.01] | [10.0, 2.34, 0.722, 0.181, 0.1, 0.055, 0.0296, 0.01] | 0 | [48.0, 60.0, 65.0, 71.0, 80.0, 100.0, 162.0] | [96.0, 110.0, 125.0, 150.0, 168.0, 200.0, 250.0, 398.0]
HV 200A | HV 200A | 200 | 0 | [10.0, 4.267, 1.21, 0.403, 0.1, 0.058, 0.022, 0.01] | [10.0, 3.73, 1.654, 0.328, 0.1, 0.0531, 0.019, 0.01] | 0 | [600.0, 700.0, 900.0, 1150.0, 1665.0, 2000.0, 3000.0, 4313.0] | [1200.0, 1500.0, 1800.0, 2700.0, 3960.0, 5000.0, 7500.0, 10620.0]
HV 20A | HV 20A | 20 | 0 | [10.0, 1.3, 0.3, 0.155, 0.1, 0.0555, 0.023, 0.01] | [10.0, 1.3, 0.161, 0.1, 0.0611, 0.0399, 0.0141, 0.01] | 0 | [60.0, 70.0, 80.0, 87.0, 94.0, 110.0, 150.0, 216.0] | [120.0, 150.0, 200.0, 223.0, 260.0, 300.0, 450.0, 532.0]
HV 25A | HV 25A | 25 | 0 | [10.0, 2.512, 0.833, 0.299, 0.1, 0.0372, 0.0223, 0.01] | [10.0, 3.125, 0.597, 0.198, 0.1, 0.0378, 0.022, 0.01] | 0 | [75.0, 82.0, 90.0, 100.0, 124.0, 170.0, 200.0, 289.0] | [150.0, 170.0, 210.0, 250.0, 294.0, 400.0, 500.0, 711.0]
HV 31.5A | HV 31.5A | 31.5 | 0 | [10.0, 2.34, 0.722, 0.181, 0.1, 0.055, 0.0296, 0.01] | [10.0, 2.84, 0.368, 0.164, 0.1, 0.0621, 0.0378, 0.0195, 0.01] | 0 | [95.0, 110.0, 125.0, 150.0, 165.0, 200.0, 250.0, 390.0] | [189.0, 220.0, 300.0, 350.0, 393.0, 450.0, 530.0, 700.0, 960.0]
HV 40A | HV 40A | 40 | 0 | [10.0, 1.3, 0.161, 0.1, 0.0611, 0.0399, 0.0141, 0.01] | [10.0, 2.05, 0.369, 0.198, 0.1, 0.051, 0.0298, 0.01] | 0 | [120.0, 150.0, 200.0, 223.0, 260.0, 300.0, 450.0, 532.0] | [240.0, 300.0, 400.0, 450.0, 530.0, 650.0, 800.0, 1311.0]
HV 50A | HV 50A | 50 | 0 | [10.0, 3.215, 0.597, 0.198, 0.1, 0.0378, 0.022, 0.01] | [10.0, 3.64, 0.854, 0.281, 0.1, 0.0531, 0.022, 0.01] | 0 | [150.0, 170.0, 210.0, 250.0, 294.0, 400.0, 500.0, 711.0] | [300.0, 350.0, 450.0, 550.0, 700.0, 850.0, 1200.0, 1752.0]
HV 6.3A | HV 6.3A | 6.3 | 0 | [10.0, 1.39, 0.344, 0.168, 0.1, 0.056, 0.0263, 0.01] | [10.0, 1.711, 0.516, 0.198, 0.1, 0.0634, 0.0303, 0.01] | 0 | [19.0, 19.5, 20.4, 20.8, 22.0, 25.0, 32.0, 48.0] | [38.0, 40.0, 43.0, 48.0, 53.0, 60.0, 75.0, 118.0]
HV 63A | HV 63A | 63 | 0 | [10.0, 2.84, 0.368, 0.164, 0.1, 0.0621, 0.0378, 0.0195, 0.01] | [10.0, 1.82, 0.344, 0.1, 0.0467, 0.0269, 0.01] | 0 | [189.0, 220.0, 300.0, 350.0, 393.0, 450.0, 530.0, 700.0, 961.0] | [378.0, 500.0, 700.0, 934.0, 1200.0, 1500.0, 2366.0]
HV 80A | HV 80A | 80 | 0 | [10.0, 2.05, 0.369, 0.198, 0.1, 0.051, 0.0298, 0.01] | [10.0, 4.15, 1.03, 0.198, 0.1, 0.051, 0.0172, 0.01] | 0 | [240.0, 300.0, 400.0, 450.0, 530.0, 650.0, 800.0, 1311.0] | [480.0, 550.0, 700.0, 1000.0, 1260.0, 1600.0, 2500.0, 3227.0]
Siemens NH-1-100 | Siemens NH-1-100 | 100 | [5400.0, 2000.0, 400.0, 20.0, 1.0, 0.2, 0.012, 0.004] | 0 | 0 | [150.0, 190.0, 250.0, 430.0, 900.0, 1250.0, 2700.0, 3600.0] | 0 | 0
Siemens NH-1-125 | Siemens NH-1-125 | 125 | [4800.0, 120.0, 7.0, 0.1, 0.004] | 0 | 0 | [180.0, 400.0, 740.0, 2000.0, 4250.0] | 0 | 0
Siemens NH-1-16 | Siemens NH-1-16 | 16 | [4000.0, 400.0, 2.0, 0.1, 0.04, 0.01] | 0 | 0 | [26.0, 35.0, 75.0, 150.0, 200.0, 300.0] | 0 | 0
Siemens NH-1-160 | Siemens NH-1-160 | 160 | [4800.0, 120.0, 7.0, 0.1, 0.004] | 0 | 0 | [210.0, 500.0, 900.0, 2300.0, 5000.0] | 0 | 0
Siemens NH-1-25 | Siemens NH-1-25 | 25 | [4000.0, 1000.0, 10.0, 0.2, 0.02, 0.01] | 0 | 0 | [40.0, 50.0, 100.0, 210.0, 400.0, 500.0] | 0 | 0
Siemens NH-1-50 | Siemens NH-1-50 | 50 | [4000.0, 40.0, 4.0, 1.0, 0.02, 0.01] | 0 | 0 | [86.0, 200.0, 300.0, 400.0, 1000.0, 1280.0] | 0 | 0
Siemens NH-1-63 | Siemens NH-1-63 | 63 | [4000.0, 100.0, 10.0, 2.0, 0.04, 0.01] | 0 | 0 | [100.0, 200.0, 300.0, 400.0, 1000.0, 1500.0] | 0 | 0
Siemens NH-1-80 | Siemens NH-1-80 | 80 | [4800.0, 120.0, 7.0, 0.1, 0.01] | 0 | 0 | [150.58, 250.0, 450.0, 1150.0, 2470.0] | 0 | 0
Siemens NH-2-1000 | Siemens NH-2-1000 | 1000 | [4800.0, 120.0, 7.0, 0.1, 0.004] | 0 | 0 | [1900.0, 3500.0, 8400.0, 24000.0, 52000.0] | 0 | 0
Siemens NH-2-200 | Siemens NH-2-200 | 200 | [4800.0, 120.0, 7.0, 0.1, 0.004] | 0 | 0 | [280.0, 650.0, 1200.0, 3000.0, 7000.0] | 0 | 0
Siemens NH-2-224 | Siemens NH-2-224 | 224 | [4800.0, 120.0, 7.0, 0.2, 0.04, 0.004] | 0 | 0 | [400.0, 750.0, 1453.0, 3025.0, 4315.0, 7600.0] | 0 | 0
Siemens NH-2-250 | Siemens NH-2-250 | 250 | [4800.0, 120.0, 7.0, 0.1, 0.004] | 0 | 0 | [450.0, 800.0, 1650.0, 4000.0, 8500.0] | 0 | 0
Siemens NH-2-315 | Siemens NH-2-315 | 315 | [4800.0, 120.0, 7.0, 0.1, 0.004] | 0 | 0 | [550.0, 920.0, 1900.0, 5000.0, 11000.0] | 0 | 0
Siemens NH-2-355 | Siemens NH-2-355 | 355 | [4800.0, 120.0, 6.0, 0.1, 0.004] | 0 | 0 | [650.0, 1116.27, 2350.0, 5840.0, 12790.0] | 0 | 0
Siemens NH-2-400 | Siemens NH-2-400 | 400 | [4800.0, 120.0, 7.0, 0.1, 0.004] | 0 | 0 | [720.0, 1350.0, 2800.0, 6500.0, 15000.0] | 0 | 0
Siemens NH-2-425 | Siemens NH-2-425 | 425 | [4800.0, 120.0, 7.0, 0.1, 0.004] | 0 | 0 | [850.0, 1500.0, 3050.0, 7500.0, 16500.0] | 0 | 0
Siemens NH-2-630 | Siemens NH-2-630 | 630 | [4800.0, 120.0, 7.0, 0.1, 0.004] | 0 | 0 | [1200.0, 2000.0, 4800.0, 12000.0, 26000.0] | 0 | 0

## res_bus
| vm_pu | va_degree | p_mw | q_mvar
0 | 0.97372 | -0.50681 | 0.0096501 | 0.0024185
1 | 0.97415 | -0.49831 | 0 | 0
2 | 0.97483 | -0.48508 | 0 | 0
3 | 0.97377 | -0.50581 | 0.0018552 | 0.00046495
4 | 0.98527 | -0.28176 | 0 | 0
5 | 0.98568 | -0.27391 | 0 | 0
6 | 0.98515 | -0.28423 | 0 | 0
7 | 0.9851 | -0.28505 | 0.012761 | 0.0031983
8 | 0.97948 | -0.39388 | 0 | 0
9 | 0.98065 | -0.37098 | 0.0017253 | 0.00043239
10 | 0.97868 | -0.40952 | 0.0017594 | 0.00044094
11 | 0.97903 | -0.40264 | 0 | 0
12 | 0.97757 | -0.43123 | 0.022833 | 0.0057224
13 | 0.97834 | -0.41601 | 0 | 0
14 | 0.97502 | -0.48125 | 0 | 0
15 | 0.985 | -0.28711 | 0.0045831 | 0.0011486
16 | 0.97445 | -0.49242 | 0.0069764 | 0.0017484
17 | 0.9846 | -0.29484 | 0 | 0
18 | 0.98317 | -0.32273 | 0 | 0
19 | 0.98449 | -0.29682 | 0 | 0
20 | 0.98487 | -0.28949 | 0 | 0
21 | 0.98455 | -0.29565 | 0.0029384 | 0.00073644
22 | 0.98088 | -0.36696 | 0 | 0
23 | 0.97991 | -0.38594 | 0.050901 | 0.012757
24 | 0.98217 | -0.34183 | 0 | 0
25 | 0.97962 | -0.39152 | 0 | 0
26 | 0.98671 | -0.2538 | 0 | 0
27 | 0.98657 | -0.25637 | 0.0050234 | 0.001259
28 | 0.98746 | -0.23916 | 0.0038846 | 0.00097358
29 | 0.98573 | -0.27269 | 0 | 0
30 | 0.98881 | -0.21328 | 0 | 0
31 | 0.98885 | -0.2124 | 0 | 0
32 | 0.98873 | -0.21469 | 0.0034018 | 0.00085256
33 | 0.99134 | -0.16462 | 0 | 0
34 | 0.98242 | -0.33729 | 0.0069114 | 0.0017322
35 | 0.98101 | -0.36447 | 0 | 0
36 | 0.97868 | -0.4101 | 0.097974 | 0.024555
37 | 0.98448 | -0.29719 | 0.00078568 | 0.00019691
38 | 0.97684 | -0.44585 | 0 | 0
39 | 0.97302 | -0.52108 | 0 | 0
40 | 0.97869 | -0.4098 | 0.008594 | 0.0021538
41 | 0.98391 | -0.30796 | 0 | 0
42 | 0.98506 | -0.2857 | 0.010709 | 0.0026839
43 | 0.99313 | -0.13044 | 0 | 0
44 | 0.99047 | -0.18153 | 0.0076134 | 0.0019081
45 | 0.985 | -0.2869 | 0.0019958 | 0.0005002
46 | 0.98296 | -0.32651 | 0 | 0
47 | 0.98164 | -0.35214 | 0.010036 | 0.0025152
48 | 0.98328 | -0.32034 | 0.006361 | 0.0015942
49 | 0.9839 | -0.30825 | 0.0063583 | 0.0015935
50 | 0.99301 | -0.1327 | 0.0028669 | 0.00071852
51 | 0.99432 | -0.1076 | 0 | 0
52 | 0.97297 | -0.52214 | 0.031391 | 0.0078673
53 | 0.98269 | -0.33176 | 0.006361 | 0.0015942
54 | 0.9747 | -0.48766 | 0.0048468 | 0.0012147
55 | 0.97372 | -0.5069 | 0.0018438 | 0.00046209
56 | 0.97364 | -0.50849 | 0.0045127 | 0.001131
57 | 0.97368 | -0.50769 | 0.0018534 | 0.00046451
58 | 0.98829 | -0.22401 | 0.0017302 | 0.00043364
59 | 0.9883 | -0.22392 | 0.0026597 | 0.00066659
60 | 0.98411 | -0.30435 | 0.011986 | 0.0030039
61 | 0.98913 | -0.20709 | 0 | 0
62 | 0.98142 | -0.35608 | 0.002377 | 0.00059572
63 | 0.9742 | -0.49749 | 0 | 0
64 | 0.98035 | -0.37781 | 0.0063583 | 0.0015935
65 | 0.98055 | -0.37384 | 0 | 0
66 | 0.98649 | -0.25799 | 0.003752 | 0.00094035
67 | 0.99021 | -0.18658 | 0 | 0
68 | 0.98381 | -0.30991 | 0.0032891 | 0.00082432
69 | 0.99299 | -0.13319 | 0.0029745 | 0.00074549
70 | 0.99602 | -0.075316 | 0.0047264 | 0.0011845
71 | 0.99348 | -0.12364 | 0.00081961 | 0.00020541
72 | 0.98261 | -0.33338 | 0.0063595 | 0.0015938
73 | 0.98132 | -0.35883 | 0 | 0
74 | 0.98022 | -0.3803 | 0.014372 | 0.0036019
75 | 0.98094 | -0.36622 | 0.014805 | 0.0037105
76 | 0.98181 | -0.34933 | 0 | 0
77 | 0.98145 | -0.35628 | 0.015862 | 0.0039753
78 | 0.98253 | -0.33524 | 0.010657 | 0.0026708
79 | 0.99217 | -0.14883 | 0.012422 | 0.0031133
80 | 0.99244 | -0.14357 | 0 | 0
81 | 0.99338 | -0.12564 | 0.0087471 | 0.0021922
82 | 0.99211 | -0.14998 | 0.0016666 | 0.00041768
83 | 0.98793 | -0.23016 | 0.0015867 | 0.00039767
84 | 0.99136 | -0.16453 | 0.0011047 | 0.00027687
85 | 0.98742 | -0.23994 | 0.0022018 | 0.00055182
86 | 0.99099 | -0.17157 | 0.0010555 | 0.00026452
87 | 0.98175 | -0.34966 | 0.0050289 | 0.0012604
88 | 0.98645 | -0.25862 | 0.0054738 | 0.0013719
89 | 0.98834 | -0.22305 | 0 | 0
90 | 0.98844 | -0.22118 | 0.002658 | 0.00066616
91 | 0.98814 | -0.2269 | 0.0015383 | 0.00038554
92 | 0.98866 | -0.21681 | 0.0017647 | 0.00044228
93 | 0.98814 | -0.22692 | 0.0019055 | 0.00047755
94 | 0.98873 | -0.21544 | 0.002658 | 0.00066616
95 | 0.98801 | -0.22938 | 0.0030388 | 0.0007616
96 | 0.988 | -0.22971 | 0.0030392 | 0.0007617
97 | 0.98876 | -0.21493 | 0.0018918 | 0.00047413
98 | 0.97383 | -0.50469 | 0.0049897 | 0.0012505
99 | 0.97409 | -0.49956 | 0.0034803 | 0.00087224
100 | 0.97363 | -0.50872 | 0.0043634 | 0.0010936
101 | 0.974 | -0.5014 | 0.0011948 | 0.00029945
102 | 0.97349 | -0.51135 | 0.0045587 | 0.0011425
103 | 0.97399 | -0.50152 | 0.0018571 | 0.00046543
104 | 0.97343 | -0.51267 | 0.00454 | 0.0011378
105 | 0.97388 | -0.50382 | 0.0034719 | 0.00087015
106 | 0.98963 | -0.19792 | 0.0011391 | 0.00028549
107 | 0.99014 | -0.18819 | 0.0032706 | 0.00081969
108 | 0.98927 | -0.20497 | 0.00789 | 0.0019774
109 | 0.99038 | -0.18347 | 0.0011218 | 0.00028115
110 | 0.98262 | -0.33278 | 0.002249 | 0.00056366
111 | 0.98349 | -0.31582 | 0.0011689 | 0.00029297
112 | 0.98426 | -0.3008 | 0.0020343 | 0.00050984
113 | 0.98454 | -0.2954 | 0.00234 | 0.00058647
114 | 0.98517 | -0.28328 | 0.0023409 | 0.00058669
115 | 0.98611 | -0.2651 | 0.002235 | 0.00056013
116 | 0.99871 | -0.024368 | 0.0046286 | 0.00116
117 | 1 | 0 | -0.59911 | -0.15354
118 | 0.99291 | -0.13458 | 0.0045643 | 0.0011439
119 | 0.98961 | -0.19811 | 0.0076096 | 0.0019072
120 | 0.98997 | -0.19122 | 0.0090727 | 0.0022738
121 | 0.9894 | -0.2022 | 0.0076096 | 0.0019071
122 | 0.99998 | 149.9956 | 0 | 0

## res_line
| p_from_mw | q_from_mvar | p_to_mw | q_to_mvar | pl_mw | ql_mvar | i_from_ka | i_to_ka | i_ka | vm_from_pu | va_from_degree | vm_to_pu | va_to_degree | loading_percent
0 | -0.0096501 | -0.0024185 | 0.009654 | 0.0024204 | 3.9067e-06 | 1.9042e-06 | 0.014747 | 0.014747 | 0.014747 | 0.97372 | -0.50681 | 0.97415 | -0.49831 | 4.0514
1 | -0.019724 | -0.004945 | 0.019736 | 0.0049525 | 1.2447e-05 | 7.5105e-06 | 0.030128 | 0.030128 | 0.030128 | 0.97415 | -0.49831 | 0.97483 | -0.48508 | 8.277
2 | 0.010069 | 0.0025246 | -0.010066 | -0.0025228 | 3.5964e-06 | 1.7972e-06 | 0.015381 | 0.015382 | 0.015382 | 0.97415 | -0.49831 | 0.97377 | -0.50581 | 4.2257
3 | 0.0048474 | 0.0012148 | -0.0048468 | -0.0012147 | 5.9484e-07 | 1.9547e-08 | 0.0073993 | 0.0073994 | 0.0073994 | 0.97483 | -0.48508 | 0.9747 | -0.48766 | 2.0328
4 | -0.024583 | -0.0061673 | 0.024588 | 0.0061701 | 4.4942e-06 | 2.7702e-06 | 0.037527 | 0.037527 | 0.037527 | 0.97483 | -0.48508 | 0.97502 | -0.48125 | 10.3097
5 | 0.0082107 | 0.0020578 | -0.0082103 | -0.0020577 | 4.2413e-07 | 1.8207e-07 | 0.012547 | 0.012547 | 0.012547 | 0.97377 | -0.50581 | 0.97372 | -0.5069 | 3.4469
6 | -0.017347 | -0.0043479 | 0.017354 | 0.0043517 | 6.4911e-06 | 3.833e-06 | 0.026199 | 0.026199 | 0.026199 | 0.98527 | -0.28176 | 0.98568 | -0.27391 | 7.1976
7 | 0.0045843 | 0.0011486 | -0.0045837 | -0.0011486 | 5.4025e-07 | -3.6976e-08 | 0.0069233 | 0.0069234 | 0.0069234 | 0.98527 | -0.28176 | 0.98515 | -0.28423 | 1.902
8 | 0.012763 | 0.0031994 | -0.012761 | -0.0031983 | 2.0027e-06 | 1.0987e-06 | 0.019276 | 0.019276 | 0.019276 | 0.98527 | -0.28176 | 0.9851 | -0.28505 | 5.2956
9 | 0.074321 | 0.018733 | -0.074213 | -0.018664 | 0.00010807 | 6.8871e-05 | 0.11224 | 0.11224 | 0.11224 | 0.98568 | -0.27391 | 0.98411 | -0.30435 | 30.834
10 | -0.091675 | -0.023085 | 0.091969 | 0.023273 | 0.00029389 | 0.00018757 | 0.13843 | 0.13843 | 0.13843 | 0.98568 | -0.27391 | 0.98913 | -0.20709 | 38.0316
11 | 0.0045837 | 0.0011486 | -0.0045831 | -0.0011486 | 6.2832e-07 | -4.2861e-08 | 0.0069234 | 0.0069236 | 0.0069236 | 0.98515 | -0.28423 | 0.985 | -0.28711 | 1.9021
12 | -0.084944 | -0.021422 | 0.085037 | 0.021481 | 9.3199e-05 | 5.9459e-05 | 0.12909 | 0.12909 | 0.12909 | 0.97948 | -0.39388 | 0.98065 | -0.37098 | 35.4653
13 | 0.06207 | 0.015674 | -0.062024 | -0.015645 | 4.6492e-05 | 2.958e-05 | 0.094339 | 0.094339 | 0.094339 | 0.97948 | -0.39388 | 0.97868 | -0.40952 | 25.9174
14 | 0.022873 | 0.0057473 | -0.022864 | -0.0057415 | 9.5664e-06 | 5.8568e-06 | 0.034754 | 0.034754 | 0.034754 | 0.97948 | -0.39388 | 0.97903 | -0.40264 | 9.5479
15 | -0.086762 | -0.021913 | 0.086824 | 0.021953 | 6.2022e-05 | 3.9574e-05 | 0.13171 | 0.13171 | 0.13171 | 0.98065 | -0.37098 | 0.98142 | -0.35608 | 36.1844
16 | 0.060264 | 0.015204 | -0.060246 | -0.015192 | 1.8705e-05 | 1.1897e-05 | 0.091664 | 0.091664 | 0.091664 | 0.97868 | -0.40952 | 0.97834 | -0.41601 | 25.1825
17 | 0.022864 | 0.0057415 | -0.022833 | -0.0057224 | 3.1137e-05 | 1.9065e-05 | 0.034754 | 0.034755 | 0.034755 | 0.97903 | -0.40264 | 0.97757 | -0.43123 | 9.548
18 | 0.060246 | 0.015192 | -0.060058 | -0.015073 | 0.00018748 | 0.00011925 | 0.091664 | 0.091665 | 0.091665 | 0.97834 | -0.41601 | 0.97502 | -0.48125 | 25.1826
19 | 0.03547 | 0.0089025 | -0.035451 | -0.0088907 | 1.8888e-05 | 1.1874e-05 | 0.054137 | 0.054137 | 0.054137 | 0.97502 | -0.48125 | 0.97445 | -0.49242 | 14.8729
20 | 0.028475 | 0.0071422 | -0.028468 | -0.0071379 | 6.8871e-06 | 4.2868e-06 | 0.043484 | 0.043484 | 0.043484 | 0.97445 | -0.49242 | 0.9742 | -0.49749 | 11.9462
21 | 0.0069254 | 0.0017368 | -0.0069162 | -0.0017337 | 9.1973e-06 | 3.0433e-06 | 0.010467 | 0.010468 | 0.010468 | 0.9846 | -0.29484 | 0.98317 | -0.32273 | 2.8757
22 | 0.00078577 | 0.00019486 | -0.0007857 | -0.00019658 | 7.3555e-08 | -1.723e-06 | 0.0011868 | 0.0011874 | 0.0011874 | 0.9846 | -0.29484 | 0.98449 | -0.29682 | 0.32622
23 | -0.01065 | -0.002668 | 0.010652 | 0.0026693 | 2.7135e-06 | 1.3813e-06 | 0.016094 | 0.016094 | 0.016094 | 0.9846 | -0.29484 | 0.98487 | -0.28949 | 4.4216
24 | 0.0029386 | 0.00073632 | -0.0029384 | -0.00073644 | 1.1331e-07 | -1.2232e-07 | 0.004441 | 0.0044411 | 0.0044411 | 0.9846 | -0.29484 | 0.98455 | -0.29565 | 1.2201
25 | 0.0069162 | 0.0017337 | -0.0069114 | -0.0017322 | 4.7963e-06 | 1.5906e-06 | 0.010468 | 0.010468 | 0.010468 | 0.98317 | -0.32273 | 0.98242 | -0.33729 | 2.8759
26 | 0.0007857 | 0.00019658 | -0.00078568 | -0.00019691 | 1.4092e-08 | -3.2984e-07 | 0.0011874 | 0.0011875 | 0.0011875 | 0.98449 | -0.29682 | 0.98448 | -0.29719 | 0.32625
27 | -0.010652 | -0.0026693 | 0.010654 | 0.00267 | 1.3177e-06 | 6.7067e-07 | 0.016094 | 0.016094 | 0.016094 | 0.98487 | -0.28949 | 0.985 | -0.2869 | 4.4215
28 | 0.050947 | 0.012786 | -0.050901 | -0.012757 | 4.6069e-05 | 2.9225e-05 | 0.077294 | 0.077294 | 0.077294 | 0.98088 | -0.36696 | 0.97991 | -0.38594 | 21.2347
29 | -0.091183 | -0.022965 | 0.091293 | 0.023035 | 0.00010973 | 7.0037e-05 | 0.13837 | 0.13837 | 0.13837 | 0.98088 | -0.36696 | 0.98217 | -0.34183 | 38.013
30 | 0.040236 | 0.010179 | -0.040189 | -0.010149 | 4.7347e-05 | 2.9875e-05 | 0.061073 | 0.061073 | 0.061073 | 0.98088 | -0.36696 | 0.97962 | -0.39152 | 16.7784
31 | -0.10133 | -0.025553 | 0.10141 | 0.025599 | 7.4377e-05 | 4.5897e-05 | 0.15358 | 0.15358 | 0.15358 | 0.98217 | -0.34183 | 0.98296 | -0.32651 | 10.5481
32 | 0.010041 | 0.0025177 | -0.010036 | -0.0025152 | 4.9316e-06 | 2.4375e-06 | 0.015212 | 0.015213 | 0.015213 | 0.98217 | -0.34183 | 0.98164 | -0.35214 | 4.1793
33 | 0.040189 | 0.010149 | -0.040154 | -0.010127 | 3.517e-05 | 2.2192e-05 | 0.061073 | 0.061073 | 0.061073 | 0.97962 | -0.39152 | 0.97869 | -0.4098 | 16.7784
34 | 0.0087768 | 0.0021997 | -0.0087757 | -0.0021992 | 1.0757e-06 | 4.7936e-07 | 0.013236 | 0.013236 | 0.013236 | 0.98671 | -0.2538 | 0.98657 | -0.25637 | 3.6363
35 | -0.26147 | -0.066177 | 0.26165 | 0.066293 | 0.00018387 | 0.00011667 | 0.39454 | 0.39454 | 0.39454 | 0.98671 | -0.2538 | 0.98746 | -0.23916 | 21.6779
36 | 0.25269 | 0.063977 | -0.25246 | -0.063832 | 0.00022904 | 0.00014524 | 0.3813 | 0.3813 | 0.3813 | 0.98671 | -0.2538 | 0.98573 | -0.27269 | 20.9507
37 | 0.0037523 | 0.00094023 | -0.003752 | -0.00094035 | 2.9004e-07 | -1.227e-07 | 0.0056594 | 0.0056596 | 0.0056596 | 0.98657 | -0.25637 | 0.98649 | -0.25799 | 1.5548
38 | -0.26553 | -0.067267 | 0.26588 | 0.067484 | 0.00034175 | 0.0002169 | 0.40039 | 0.40039 | 0.40039 | 0.98746 | -0.23916 | 0.98885 | -0.2124 | 21.9995
39 | 0.13047 | 0.033001 | -0.13025 | -0.032865 | 0.00022037 | 0.00013623 | 0.19706 | 0.19706 | 0.19706 | 0.98573 | -0.27269 | 0.98391 | -0.30796 | 10.8273
40 | 0.023374 | 0.0058634 | -0.023359 | -0.0058545 | 1.4488e-05 | 8.8767e-06 | 0.035286 | 0.035286 | 0.035286 | 0.98573 | -0.27269 | 0.98506 | -0.2857 | 9.6939
41 | 0.09862 | 0.024967 | -0.098187 | -0.024691 | 0.00043246 | 0.00027611 | 0.14896 | 0.14896 | 0.14896 | 0.98573 | -0.27269 | 0.98101 | -0.36447 | 40.9235
42 | -0.003402 | -0.00085241 | 0.0034021 | 0.00085231 | 1.4317e-07 | -9.5243e-08 | 0.0051194 | 0.0051194 | 0.0051194 | 0.98881 | -0.21328 | 0.98885 | -0.2124 | 1.4064
43 | 0.003402 | 0.00085241 | -0.0034018 | -0.00085256 | 2.2777e-07 | -1.5147e-07 | 0.0051194 | 0.0051195 | 0.0051195 | 0.98881 | -0.21328 | 0.98873 | -0.21469 | 1.4065
44 | -0.26928 | -0.068336 | 0.2699 | 0.06873 | 0.0006204 | 0.00039382 | 0.40551 | 0.40551 | 0.40551 | 0.98885 | -0.2124 | 0.99134 | -0.16462 | 22.2808
45 | -0.30185 | -0.076752 | 0.30235 | 0.077069 | 0.00049788 | 0.00031656 | 0.45347 | 0.45347 | 0.45347 | 0.99134 | -0.16462 | 0.99313 | -0.13044 | 24.9159
46 | 0.031949 | 0.0080222 | -0.031923 | -0.0080061 | 2.5751e-05 | 1.6096e-05 | 0.047961 | 0.047961 | 0.047961 | 0.99134 | -0.16462 | 0.99047 | -0.18153 | 13.1761
47 | 0.098187 | 0.024691 | -0.097974 | -0.024555 | 0.00021347 | 0.0001363 | 0.14896 | 0.14896 | 0.14896 | 0.98101 | -0.36447 | 0.97868 | -0.4101 | 40.9236
48 | 0.031505 | 0.0079389 | -0.031392 | -0.0078683 | 0.00011295 | 7.0657e-05 | 0.048007 | 0.048008 | 0.048008 | 0.97684 | -0.44585 | 0.97302 | -0.52108 | 13.189
49 | -0.031505 | -0.0079389 | 0.03156 | 0.007973 | 5.4429e-05 | 3.4044e-05 | 0.048007 | 0.048007 | 0.048007 | 0.97684 | -0.44585 | 0.97869 | -0.4098 | 13.1888
50 | 0.031392 | 0.0078683 | -0.031391 | -0.0078673 | 1.5834e-06 | 9.906e-07 | 0.048008 | 0.048008 | 0.048008 | 0.97302 | -0.52108 | 0.97297 | -0.52214 | 13.189
51 | 0.1206 | 0.030447 | -0.12053 | -0.030404 | 7.148e-05 | 4.3931e-05 | 0.18247 | 0.18247 | 0.18247 | 0.98391 | -0.30796 | 0.98328 | -0.32034 | 10.0257
52 | 0.0096477 | 0.0024177 | -0.0096476 | -0.0024177 | 1.316e-07 | 6.329e-08 | 0.014591 | 0.014591 | 0.014591 | 0.98391 | -0.30796 | 0.9839 | -0.30825 | 4.0084
53 | 0.01265 | 0.0031706 | -0.01265 | -0.0031702 | 7.1928e-07 | 3.9347e-07 | 0.019109 | 0.019109 | 0.019109 | 0.98506 | -0.2857 | 0.985 | -0.2869 | 5.2498
54 | 0.010407 | 0.0026085 | -0.010406 | -0.002608 | 1.1202e-06 | 5.5798e-07 | 0.015594 | 0.015594 | 0.015594 | 0.99313 | -0.13044 | 0.99301 | -0.1327 | 4.2839
55 | -0.31275 | -0.079677 | 0.3131 | 0.079897 | 0.000345 | 0.00021944 | 0.46906 | 0.46906 | 0.46906 | 0.99313 | -0.13044 | 0.99432 | -0.1076 | 25.7727
56 | 0.02431 | 0.006098 | -0.024304 | -0.0060944 | 5.8494e-06 | 3.5932e-06 | 0.036523 | 0.036523 | 0.036523 | 0.99047 | -0.18153 | 0.99021 | -0.18658 | 10.0338
57 | -0.11413 | -0.028789 | 0.11417 | 0.028809 | 3.3705e-05 | 2.0617e-05 | 0.17284 | 0.17284 | 0.17284 | 0.98296 | -0.32651 | 0.98328 | -0.32034 | 9.4968
58 | 0.012724 | 0.0031899 | -0.012721 | -0.0031882 | 3.1811e-06 | 1.7462e-06 | 0.019262 | 0.019263 | 0.019263 | 0.98296 | -0.32651 | 0.98269 | -0.33176 | 5.2919
59 | 0.0032893 | 0.00082413 | -0.0032891 | -0.00082432 | 2.5977e-07 | -1.8922e-07 | 0.0049746 | 0.0049747 | 0.0049747 | 0.9839 | -0.30825 | 0.98381 | -0.30991 | 1.3667
60 | 0.0075393 | 0.0018894 | -0.0075391 | -0.0018894 | 1.7485e-07 | 6.4646e-08 | 0.011298 | 0.011298 | 0.011298 | 0.99301 | -0.1327 | 0.99299 | -0.13319 | 3.1037
61 | -0.58503 | -0.14923 | 0.58594 | 0.14981 | 0.0009138 | 0.0005838 | 0.87643 | 0.87643 | 0.87643 | 0.99432 | -0.1076 | 0.99602 | -0.075316 | 48.1554
62 | 0.27193 | 0.069332 | -0.27172 | -0.069198 | 0.00021038 | 0.00013355 | 0.40737 | 0.40737 | 0.40737 | 0.99432 | -0.1076 | 0.99348 | -0.12364 | 22.3828
63 | 0.00636 | 0.001594 | -0.0063595 | -0.0015938 | 4.9251e-07 | 1.3582e-07 | 0.0096305 | 0.0096306 | 0.0096306 | 0.98269 | -0.33176 | 0.98261 | -0.33338 | 2.6458
64 | 0.0063665 | 0.0015956 | -0.0063663 | -0.0015955 | 2.4196e-07 | 7.0069e-08 | 0.0097292 | 0.0097292 | 0.0097292 | 0.97372 | -0.5069 | 0.97368 | -0.50769 | 2.6729
65 | -0.0045127 | -0.001131 | 0.0045129 | 0.001131 | 1.715e-07 | -9.8213e-09 | 0.0068968 | 0.0068968 | 0.0068968 | 0.97364 | -0.50849 | 0.97368 | -0.50769 | 1.8947
66 | -0.0017302 | -0.00043364 | 0.0017302 | 0.0004336 | 7.377e-09 | -3.2422e-08 | 0.0026051 | 0.0026051 | 0.0026051 | 0.98829 | -0.22401 | 0.9883 | -0.22392 | 0.71569
67 | -0.0043899 | -0.0011002 | 0.0043901 | 0.0011002 | 1.806e-07 | -2.5681e-08 | 0.0066097 | 0.0066096 | 0.0066097 | 0.9883 | -0.22392 | 0.98834 | -0.22305 | 1.8158
68 | 0.062227 | 0.01566 | -0.062135 | -0.015602 | 9.1734e-05 | 5.836e-05 | 0.094113 | 0.094113 | 0.094113 | 0.98411 | -0.30435 | 0.98253 | -0.33524 | 25.8553
69 | 0.11661 | 0.029708 | -0.11648 | -0.029626 | 0.0001296 | 8.2802e-05 | 0.1756 | 0.1756 | 0.1756 | 0.98913 | -0.20709 | 0.98793 | -0.23016 | 48.2408
70 | -0.20858 | -0.052981 | 0.20922 | 0.05339 | 0.00063988 | 0.00040863 | 0.31403 | 0.31403 | 0.31403 | 0.98913 | -0.20709 | 0.99244 | -0.14357 | 43.1362
71 | -0.089201 | -0.022549 | 0.089228 | 0.022566 | 2.7441e-05 | 1.7512e-05 | 0.13532 | 0.13532 | 0.13532 | 0.98142 | -0.35608 | 0.98175 | -0.34966 | 37.1745
72 | 0.018462 | 0.0046302 | -0.018456 | -0.0046264 | 6.3353e-06 | 3.7902e-06 | 0.028201 | 0.028201 | 0.028201 | 0.9742 | -0.49749 | 0.97383 | -0.50469 | 7.7475
73 | 0.010006 | 0.0025077 | -0.010005 | -0.0025072 | 9.8328e-07 | 4.8955e-07 | 0.015284 | 0.015284 | 0.015284 | 0.9742 | -0.49749 | 0.97409 | -0.49956 | 4.1988
74 | -0.0063583 | -0.0015935 | 0.0063595 | 0.0015939 | 1.2023e-06 | 3.3534e-07 | 0.0096509 | 0.0096508 | 0.0096509 | 0.98035 | -0.37781 | 0.98055 | -0.37384 | 2.6514
75 | -0.020736 | -0.0051983 | 0.020751 | 0.0052073 | 1.4844e-05 | 8.9953e-06 | 0.031467 | 0.031467 | 0.031467 | 0.98055 | -0.37384 | 0.98132 | -0.35883 | 8.6449
76 | 0.014376 | 0.0036044 | -0.014372 | -0.0036019 | 4.426e-06 | 2.5199e-06 | 0.021817 | 0.021817 | 0.021817 | 0.98055 | -0.37384 | 0.98022 | -0.3803 | 5.9936
77 | 0.015229 | 0.0038197 | -0.015221 | -0.0038149 | 8.3649e-06 | 4.806e-06 | 0.022886 | 0.022886 | 0.022886 | 0.99021 | -0.18658 | 0.98961 | -0.19811 | 6.2875
78 | 0.0090747 | 0.0022747 | -0.0090727 | -0.0022738 | 2.0076e-06 | 9.1466e-07 | 0.013637 | 0.013637 | 0.013637 | 0.99021 | -0.18658 | 0.98997 | -0.19122 | 3.7465
79 | 0.0045646 | 0.0011439 | -0.0045643 | -0.0011439 | 3.0247e-07 | -2.9409e-08 | 0.0068401 | 0.0068402 | 0.0068402 | 0.99299 | -0.13319 | 0.99291 | -0.13458 | 1.8792
80 | -0.59067 | -0.151 | 0.59213 | 0.15193 | 0.0014597 | 0.00093259 | 0.88349 | 0.88349 | 0.88349 | 0.99602 | -0.075316 | 0.99871 | -0.024368 | 48.5434
81 | 0.2709 | 0.068993 | -0.27087 | -0.068976 | 2.6031e-05 | 1.6524e-05 | 0.40614 | 0.40614 | 0.40614 | 0.99348 | -0.12364 | 0.99338 | -0.12564 | 22.3154
82 | 0.01481 | 0.0037135 | -0.014805 | -0.0037105 | 5.2131e-06 | 2.9883e-06 | 0.022458 | 0.022458 | 0.022458 | 0.98132 | -0.35883 | 0.98094 | -0.36622 | 6.1699
83 | -0.035561 | -0.0089208 | 0.035577 | 0.0089309 | 1.6113e-05 | 1.0126e-05 | 0.053925 | 0.053925 | 0.053925 | 0.98132 | -0.35883 | 0.98181 | -0.34933 | 14.8147
84 | 0.015867 | 0.0039784 | -0.015862 | -0.0039753 | 5.2575e-06 | 3.0583e-06 | 0.024048 | 0.024049 | 0.024049 | 0.98181 | -0.34933 | 0.98145 | -0.35628 | 6.6067
85 | -0.051444 | -0.012909 | 0.051479 | 0.012931 | 3.4583e-05 | 2.1941e-05 | 0.077974 | 0.077974 | 0.077974 | 0.98181 | -0.34933 | 0.98253 | -0.33524 | 21.4214
86 | -0.012422 | -0.0031133 | 0.012425 | 0.003115 | 3.1129e-06 | 1.6833e-06 | 0.01863 | 0.01863 | 0.01863 | 0.99217 | -0.14883 | 0.99244 | -0.14357 | 5.1183
87 | -0.2619 | -0.06664 | 0.26213 | 0.066784 | 0.0002266 | 0.00014376 | 0.39304 | 0.39304 | 0.39304 | 0.99244 | -0.14357 | 0.99338 | -0.12564 | 21.5955
88 | 0.040258 | 0.010136 | -0.040246 | -0.010128 | 1.2327e-05 | 7.7731e-06 | 0.060377 | 0.060377 | 0.060377 | 0.99244 | -0.14357 | 0.99211 | -0.14998 | 16.5871
89 | 0.038579 | 0.0097102 | -0.038552 | -0.0096933 | 2.6818e-05 | 1.6888e-05 | 0.057877 | 0.057878 | 0.057878 | 0.99211 | -0.14998 | 0.99136 | -0.16453 | 15.9004
90 | 0.11489 | 0.029228 | -0.11484 | -0.029193 | 5.4156e-05 | 3.4598e-05 | 0.17321 | 0.17321 | 0.17321 | 0.98793 | -0.23016 | 0.98742 | -0.23994 | 47.5843
91 | 0.037448 | 0.0094165 | -0.037435 | -0.0094086 | 1.2583e-05 | 7.9166e-06 | 0.056219 | 0.056219 | 0.056219 | 0.99136 | -0.16453 | 0.99099 | -0.17157 | 15.4449
92 | 0.11264 | 0.028641 | -0.11254 | -0.028577 | 0.00010124 | 6.4673e-05 | 0.16989 | 0.16989 | 0.16989 | 0.98742 | -0.23994 | 0.98645 | -0.25862 | 46.6727
93 | 0.036379 | 0.009144 | -0.036359 | -0.0091311 | 2.065e-05 | 1.2979e-05 | 0.054635 | 0.054635 | 0.054635 | 0.99099 | -0.17157 | 0.99038 | -0.18347 | 15.0095
94 | -0.094257 | -0.023827 | 0.094334 | 0.023875 | 7.6397e-05 | 4.8768e-05 | 0.14294 | 0.14294 | 0.14294 | 0.98175 | -0.34966 | 0.98262 | -0.33278 | 39.2685
95 | 0.10706 | 0.027205 | -0.10703 | -0.027184 | 3.3422e-05 | 2.1347e-05 | 0.16163 | 0.16163 | 0.16163 | 0.98645 | -0.25862 | 0.98611 | -0.2651 | 44.4043
96 | -0.013914 | -0.0034875 | 0.013916 | 0.0034882 | 1.2416e-06 | 6.9794e-07 | 0.020949 | 0.020949 | 0.020949 | 0.98834 | -0.22305 | 0.98844 | -0.22118 | 5.7553
97 | 0.0095243 | 0.0023873 | -0.0095226 | -0.0023865 | 1.7441e-06 | 8.2641e-07 | 0.01434 | 0.01434 | 0.01434 | 0.98834 | -0.22305 | 0.98814 | -0.2269 | 3.9395
98 | -0.016574 | -0.0041544 | 0.016577 | 0.0041564 | 3.4549e-06 | 2.0214e-06 | 0.024951 | 0.024951 | 0.024951 | 0.98844 | -0.22118 | 0.98866 | -0.21681 | 6.8546
99 | 0.0079843 | 0.002001 | -0.0079843 | -0.002001 | 7.5118e-09 | 3.0334e-09 | 0.012023 | 0.012023 | 0.012023 | 0.98814 | -0.2269 | 0.98814 | -0.22692 | 3.3031
100 | -0.018342 | -0.0045987 | 0.018343 | 0.0045994 | 1.193e-06 | 7.1002e-07 | 0.027607 | 0.027607 | 0.027607 | 0.98866 | -0.21681 | 0.98873 | -0.21544 | 7.5842
101 | 0.0060788 | 0.0015234 | -0.0060781 | -0.0015233 | 7.1319e-07 | 1.6574e-07 | 0.0091539 | 0.009154 | 0.009154 | 0.98814 | -0.22692 | 0.98801 | -0.22938 | 2.5148
102 | -0.021001 | -0.0052655 | 0.021002 | 0.0052658 | 5.122e-07 | 3.1027e-07 | 0.031607 | 0.031607 | 0.031607 | 0.98873 | -0.21544 | 0.98876 | -0.21493 | 8.6832
103 | 0.0030393 | 0.00076165 | -0.0030392 | -0.0007617 | 4.7587e-08 | -4.7109e-08 | 0.0045773 | 0.0045773 | 0.0045773 | 0.98801 | -0.22938 | 0.988 | -0.22971 | 1.2575
104 | -0.022893 | -0.00574 | 0.022904 | 0.0057466 | 1.0873e-05 | 6.6452e-06 | 0.034454 | 0.034454 | 0.034454 | 0.98876 | -0.21493 | 0.98927 | -0.20497 | 9.4654
105 | 0.013466 | 0.0033759 | -0.013463 | -0.0033744 | 2.5837e-06 | 1.4511e-06 | 0.020577 | 0.020577 | 0.020577 | 0.97383 | -0.50469 | 0.97363 | -0.50872 | 5.6529
106 | 0.0065248 | 0.001635 | -0.0065243 | -0.0016348 | 5.7274e-07 | 1.752e-07 | 0.0099672 | 0.0099672 | 0.0099672 | 0.97409 | -0.49956 | 0.974 | -0.5014 | 2.7383
107 | 0.0091001 | 0.0022809 | -0.009099 | -0.0022803 | 1.1397e-06 | 5.3406e-07 | 0.013908 | 0.013908 | 0.013908 | 0.97363 | -0.50872 | 0.97349 | -0.51135 | 3.8209
108 | 0.0053294 | 0.0013354 | -0.0053294 | -0.0013354 | 2.954e-08 | 4.116e-09 | 0.0081419 | 0.0081419 | 0.0081419 | 0.974 | -0.5014 | 0.97399 | -0.50152 | 2.2368
109 | 0.0045403 | 0.0011378 | -0.00454 | -0.0011378 | 2.8549e-07 | -1.3796e-08 | 0.00694 | 0.0069401 | 0.0069401 | 0.97349 | -0.51135 | 0.97343 | -0.51267 | 1.9066
110 | 0.0034723 | 0.00086994 | -0.0034719 | -0.00087015 | 3.8056e-07 | -2.0521e-07 | 0.0053047 | 0.0053049 | 0.0053049 | 0.97399 | -0.50152 | 0.97388 | -0.50382 | 1.4574
111 | -0.031944 | -0.008016 | 0.031959 | 0.0080252 | 1.4839e-05 | 9.2767e-06 | 0.048034 | 0.048034 | 0.048034 | 0.98963 | -0.19792 | 0.99014 | -0.18819 | 13.1962
112 | 0.030805 | 0.0077305 | -0.030794 | -0.007724 | 1.0348e-05 | 6.4573e-06 | 0.046321 | 0.046321 | 0.046321 | 0.98963 | -0.19792 | 0.98927 | -0.20497 | 12.7257
113 | -0.035229 | -0.0088449 | 0.035237 | 0.0088499 | 7.9309e-06 | 4.9787e-06 | 0.052949 | 0.052949 | 0.052949 | 0.99014 | -0.18819 | 0.99038 | -0.18347 | 14.5465
114 | -0.096583 | -0.024439 | 0.096661 | 0.024489 | 7.8671e-05 | 5.0225e-05 | 0.14634 | 0.14634 | 0.14634 | 0.98262 | -0.33278 | 0.98349 | -0.31582 | 40.2041
115 | -0.09783 | -0.024782 | 0.097901 | 0.024827 | 7.0623e-05 | 4.509e-05 | 0.14811 | 0.14811 | 0.14811 | 0.98349 | -0.31582 | 0.98426 | -0.3008 | 40.69
116 | -0.099935 | -0.025337 | 0.099961 | 0.025354 | 2.5951e-05 | 1.657e-05 | 0.15119 | 0.15119 | 0.15119 | 0.98426 | -0.3008 | 0.98454 | -0.2954 | 41.5349
117 | -0.1023 | -0.02594 | 0.10236 | 0.025978 | 5.9626e-05 | 3.8076e-05 | 0.15472 | 0.15472 | 0.15472 | 0.98454 | -0.2954 | 0.98517 | -0.28328 | 42.5065
118 | -0.1047 | -0.026565 | 0.10479 | 0.026623 | 9.1627e-05 | 5.8517e-05 | 0.15826 | 0.15826 | 0.15826 | 0.98517 | -0.28328 | 0.98611 | -0.2651 | 43.4779
119 | -0.59676 | -0.15309 | 0.59746 | 0.15354 | 0.00070632 | 0.00045127 | 0.89039 | 0.89038 | 0.89039 | 0.99871 | -0.024368 | 1 | 0 | 48.9223
120 | 0.0076111 | 0.0019077 | -0.0076096 | -0.0019071 | 1.4844e-06 | 5.6179e-07 | 0.011444 | 0.011444 | 0.011444 | 0.98961 | -0.19811 | 0.9894 | -0.2022 | 3.1441

## res_trafo
| p_hv_mw | q_hv_mvar | p_lv_mw | q_lv_mvar | pl_mw | ql_mvar | i_hv_ka | i_lv_ka | vm_hv_pu | va_hv_degree | vm_lv_pu | va_lv_degree | loading_percent
0 | -1.2729e-15 | -1.3162e-15 | 0.00165 | 1.2699e-07 | 0.00165 | 1.2699e-07 | 5.2857e-17 | 0.0023815 | 0.99998 | 149.9956 | 1 | 0 | 0.2619

## res_ext_grid
| p_mw | q_mvar
0 | 0.60886 | 0.15598

## res_load
| p_mw | q_mvar
0 | 0.0096501 | 0.0024185
1 | 0.0018552 | 0.00046495
2 | 0.012761 | 0.0031983
3 | 0.0017253 | 0.00043239
4 | 0.0017594 | 0.00044094
5 | 0.022833 | 0.0057224
6 | 0.0045831 | 0.0011486
7 | 0.0069764 | 0.0017484
8 | 0.0029384 | 0.00073644
9 | 0.050901 | 0.012757
10 | 0.0050234 | 0.001259
11 | 0.0038846 | 0.00097358
12 | 0.0034018 | 0.00085256
13 | 0.0069114 | 0.0017322
14 | 0.097974 | 0.024555
15 | 0.00078568 | 0.00019691
16 | 0.008594 | 0.0021538
17 | 0.010709 | 0.0026839
18 | 0.0076134 | 0.0019081
19 | 0.0019958 | 0.0005002
20 | 0.010036 | 0.0025152
21 | 0.006361 | 0.0015942
22 | 0.0063583 | 0.0015935
23 | 0.0028669 | 0.00071852
24 | 0.031391 | 0.0078673
25 | 0.006361 | 0.0015942
26 | 0.0048468 | 0.0012147
27 | 0.0018438 | 0.00046209
28 | 0.0045127 | 0.001131
29 | 0.0018534 | 0.00046451
30 | 0.0017302 | 0.00043364
31 | 0.0026597 | 0.00066659
32 | 0.011986 | 0.0030039
33 | 0.002377 | 0.00059572
34 | 0.0063583 | 0.0015935
35 | 0.003752 | 0.00094035
36 | 0.0032891 | 0.00082432
37 | 0.0029745 | 0.00074549
38 | 0.0047264 | 0.0011845
39 | 0.00081961 | 0.00020541
40 | 0.0063595 | 0.0015938
41 | 0.014372 | 0.0036019
42 | 0.014805 | 0.0037105
43 | 0.015862 | 0.0039753
44 | 0.010657 | 0.0026708
45 | 0.012422 | 0.0031133
46 | 0.0087471 | 0.0021922
47 | 0.0016666 | 0.00041768
48 | 0.0015867 | 0.00039767
49 | 0.0011047 | 0.00027687
50 | 0.0022018 | 0.00055182
51 | 0.0010555 | 0.00026452
52 | 0.0050289 | 0.0012604
53 | 0.0054738 | 0.0013719
54 | 0.002658 | 0.00066616
55 | 0.0015383 | 0.00038554
56 | 0.0017647 | 0.00044228
57 | 0.0019055 | 0.00047755
58 | 0.002658 | 0.00066616
59 | 0.0030388 | 0.0007616
60 | 0.0030392 | 0.0007617
61 | 0.0018918 | 0.00047413
62 | 0.0049897 | 0.0012505
63 | 0.0034803 | 0.00087224
64 | 0.0043634 | 0.0010936
65 | 0.0011948 | 0.00029945
66 | 0.0045587 | 0.0011425
67 | 0.0018571 | 0.00046543
68 | 0.00454 | 0.0011378
69 | 0.0034719 | 0.00087015
70 | 0.0011391 | 0.00028549
71 | 0.0032706 | 0.00081969
72 | 0.00789 | 0.0019774
73 | 0.0011218 | 0.00028115
74 | 0.002249 | 0.00056366
75 | 0.0011689 | 0.00029297
76 | 0.0020343 | 0.00050984
77 | 0.00234 | 0.00058647
78 | 0.0023409 | 0.00058669
79 | 0.002235 | 0.00056013
80 | 0.0046286 | 0.00116
81 | 0.0097461 | 0.0024426
82 | 0.0045643 | 0.0011439
83 | 0.0076096 | 0.0019072
84 | 0.0090727 | 0.0022738
85 | 0.0076096 | 0.0019071

## dtypes
| element | column | dtype
0 | bus | name | object
1 | bus | vn_kv | float64
2 | bus | type | object
3 | bus | zone | object
4 | bus | in_service | bool
5 | load | name | object
6 | load | bus | uint32
7 | load | p_mw | float64
8 | load | q_mvar | float64
9 | load | const_z_percent | float64
10 | load | const_i_percent | float64
11 | load | sn_mva | float64
12 | load | scaling | float64
13 | load | in_service | bool
14 | load | type | object
15 | ext_grid | name | object
16 | ext_grid | bus | uint32
17 | ext_grid | vm_pu | float64
18 | ext_grid | va_degree | float64
19 | ext_grid | slack_weight | float64
20 | ext_grid | in_service | bool
21 | line | name | object
22 | line | std_type | object
23 | line | from_bus | uint32
24 | line | to_bus | uint32
25 | line | length_km | float64
26 | line | r_ohm_per_km | float64
27 | line | x_ohm_per_km | float64
28 | line | c_nf_per_km | float64
29 | line | g_us_per_km | float64
30 | line | max_i_ka | float64
31 | line | df | float64
32 | line | parallel | uint32
33 | line | type | object
34 | line | in_service | bool
35 | trafo | name | object
36 | trafo | std_type | object
37 | trafo | hv_bus | uint32
38 | trafo | lv_bus | uint32
39 | trafo | sn_mva | float64
40 | trafo | vn_hv_kv | float64
41 | trafo | vn_lv_kv | float64
42 | trafo | vk_percent | float64
43 | trafo | vkr_percent | float64
44 | trafo | pfe_kw | float64
45 | trafo | i0_percent | float64
46 | trafo | shift_degree | float64
47 | trafo | tap_side | object
48 | trafo | tap_neutral | int32
49 | trafo | tap_min | int32
50 | trafo | tap_max | int32
51 | trafo | tap_step_percent | float64
52 | trafo | tap_step_degree | float64
53 | trafo | tap_pos | int32
54 | trafo | tap_phase_shifter | bool
55 | trafo | parallel | uint32
56 | trafo | df | float64
57 | trafo | in_service | bool
58 | line_geodata | coords | object
59 | bus_geodata | x | float64
60 | bus_geodata | y | float64
61 | bus_geodata | coords | object
62 | res_bus | vm_pu | float64
63 | res_bus | va_degree | float64
64 | res_bus | p_mw | float64
65 | res_bus | q_mvar | float64
66 | res_line | p_from_mw | float64
67 | res_line | q_from_mvar | float64
68 | res_line | p_to_mw | float64
69 | res_line | q_to_mvar | float64
70 | res_line | pl_mw | float64
71 | res_line | ql_mvar | float64
72 | res_line | i_from_ka | float64
73 | res_line | i_to_ka | float64
74 | res_line | i_ka | float64
75 | res_line | vm_from_pu | float64
76 | res_line | va_from_degree | float64
77 | res_line | vm_to_pu | float64
78 | res_line | va_to_degree | float64
79 | res_line | loading_percent | float64
80 | res_trafo | p_hv_mw | float64
81 | res_trafo | q_hv_mvar | float64
82 | res_trafo | p_lv_mw | float64
83 | res_trafo | q_lv_mvar | float64
84 | res_trafo | pl_mw | float64
85 | res_trafo | ql_mvar | float64
86 | res_trafo | i_hv_ka | float64
87 | res_trafo | i_lv_ka | float64
88 | res_trafo | vm_hv_pu | float64
89 | res_trafo | va_hv_degree | float64
90 | res_trafo | vm_lv_pu | float64
91 | res_trafo | va_lv_degree | float64
92 | res_trafo | loading_percent | float64
93 | res_ext_grid | p_mw | float64
94 | res_ext_grid | q_mvar | float64
95 | res_load | p_mw | float64
96 | res_load | q_mvar | float64

## parameters
| version | format_version | converged | OPF_converged | name | f_hz | sn_mva
0 | 2.14.6 | 2.14.0 | TRUE | FALSE |  | 50 | 1