## bus
| name | vn_kv | type | zone | in_service
0 | bus_LV_154-9_0_3_node_0 | 0.4 | n |  | TRUE
1 | bus_LV_154-9_0_3_node_1 | 0.4 | n |  | TRUE
2 | bus_LV_154-9_0_3_node_3 | 0.4 | n |  | TRUE
3 | bus_LV_154-9_0_3_node_31 | 0.4 | n |  | TRUE
4 | bus_LV_154-9_0_3_node_25 | 0.4 | n |  | TRUE
5 | bus_LV_154-9_0_3_node_4 | 0.4 | n |  | TRUE
6 | bus_LV_154-9_0_3_node_7 | 0.4 | n |  | TRUE
7 | bus_LV_154-9_0_3_node_29 | 0.4 | n |  | TRUE
8 | bus_LV_154-9_0_3_node_70 | 0.4 | n |  | TRUE
9 | bus_LV_154-9_0_3_node_9 | 0.4 | n |  | TRUE
10 | bus_LV_154-9_0_3_node_5 | 0.4 | n |  | TRUE
11 | bus_LV_154-9_0_3_node_24 | 0.4 | n |  | TRUE
12 | bus_LV_154-9_0_3_node_8 | 0.4 | n |  | TRUE
13 | bus_LV_154-9_0_3_node_6 | 0.4 | n |  | TRUE
14 | bus_LV_154-9_0_3_node_11 | 0.4 | n |  | TRUE
15 | bus_LV_154-9_0_3_node_12 | 0.4 | n |  | TRUE
16 | bus_LV_154-9_0_3_node_13 | 0.4 | n |  | TRUE
17 | bus_LV_154-9_0_3_node_14 | 0.4 | n |  | TRUE
18 | bus_LV_154-9_0_3_node_15 | 0.4 | n |  | TRUE
19 | bus_LV_154-9_0_3_node_23 | 0.4 | n |  | TRUE
20 | bus_LV_154-9_0_3_node_20 | 0.4 | n |  | TRUE
21 | bus_LV_154-9_0_3_node_17 | 0.4 | n |  | TRUE
22 | bus_LV_154-9_0_3_node_16 | 0.4 | n |  | TRUE
23 | bus_LV_154-9_0_3_node_71 | 0.4 | n |  | TRUE
24 | bus_LV_154-9_0_3_node_21 | 0.4 | n |  | TRUE
25 | bus_LV_154-9_0_3_node_73 | 0.4 | n |  | TRUE
26 | bus_LV_154-9_0_3_node_18 | 0.4 | n |  | TRUE
27 | bus_LV_154-9_0_3_node_72 | 0.4 | n |  | TRUE
28 | bus_LV_154-9_0_3_node_19 | 0.4 | n |  | TRUE
29 | bus_LV_154-9_0_3_node_96 | 0.4 | n |  | TRUE
30 | bus_LV_154-9_0_3_node_98 | 0.4 | n |  | TRUE
31 | bus_LV_154-9_0_3_node_99 | 0.4 | n |  | TRUE
32 | bus_LV_154-9_0_3_node_94 | 0.4 | n |  | TRUE
33 | bus_LV_154-9_0_3_node_74 | 0.4 | n |  | TRUE
34 | bus_LV_154-9_0_3_node_41 | 0.4 | n |  | TRUE
35 | bus_LV_154-9_0_3_node_42 | 0.4 | n |  | TRUE
36 | bus_LV_154-9_0_3_node_27 | 0.4 | n |  | TRUE
37 | bus_LV_154-9_0_3_node_28 | 0.4 | n |  | TRUE
38 | bus_LV_154-9_0_3_node_30 | 0.4 | n |  | TRUE
39 | bus_LV_154-9_0_3_node_45 | 0.4 | n |  | TRUE
40 | bus_LV_154-9_0_3_node_32 | 0.4 | n |  | TRUE
41 | bus_LV_154-9_0_3_node_76 | 0.4 | n |  | TRUE
42 | bus_LV_154-9_0_3_node_69 | 0.4 | n |  | TRUE
43 | bus_LV_154-9_0_3_node_46 | 0.4 | n |  | TRUE
44 | bus_LV_154-9_0_3_node_79 | 0.4 | n |  | TRUE
45 | bus_LV_154-9_0_3_node_67 | 0.4 | n |  | TRUE
46 | bus_LV_154-9_0_3_node_33 | 0.4 | n |  | TRUE
47 | bus_LV_154-9_0_3_node_34 | 0.4 | n |  | TRUE
48 | bus_LV_154-9_0_3_node_35 | 0.4 | n |  | TRUE
49 | bus_LV_154-9_0_3_node_36 | 0.4 | n |  | TRUE
50 | bus_LV_154-9_0_3_node_37 | 0.4 | n |  | TRUE
51 | bus_LV_154-9_0_3_node_38 | 0.4 | n |  | TRUE
52 | bus_LV_154-9_0_3_node_130 | 0.4 | n |  | TRUE
53 | bus_LV_154-9_0_3_node_39 | 0.4 | n |  | TRUE
54 | bus_LV_154-9_0_3_node_55 | 0.4 | n |  | TRUE
55 | bus_LV_154-9_0_3_node_40 | 0.4 | n |  | TRUE
56 | bus_LV_154-9_0_3_node_54 | 0.4 | n |  | TRUE
57 | bus_LV_154-9_0_3_node_64 | 0.4 | n |  | TRUE
58 | bus_LV_154-9_0_3_node_63 | 0.4 | n |  | TRUE
59 | bus_LV_154-9_0_3_node_43 | 0.4 | n |  | TRUE
60 | bus_LV_154-9_0_3_node_44 | 0.4 | n |  | TRUE
61 | bus_LV_154-9_0_3_node_48 | 0.4 | n |  | TRUE
62 | bus_LV_154-9_0_3_node_49 | 0.4 | n |  | TRUE
63 | bus_LV_154-9_0_3_node_47 | 0.4 | n |  | TRUE
64 | bus_LV_154-9_0_3_node_62 | 0.4 | n |  | TRUE
65 | bus_LV_154-9_0_3_node_60 | 0.4 | n |  | TRUE
66 | bus_LV_154-9_0_3_node_61 | 0.4 | n |  | TRUE
67 | bus_LV_154-9_0_3_node_50 | 0.4 | n |  | TRUE
68 | bus_LV_154-9_0_3_node_51 | 0.4 | n |  | TRUE
69 | bus_LV_154-9_0_3_node_52 | 0.4 | n |  | TRUE
70 | bus_LV_154-9_0_3_node_53 | 0.4 | n |  | TRUE
71 | bus_LV_154-9_0_3_node_59 | 0.4 | n |  | TRUE
72 | bus_LV_154-9_0_3_node_57 | 0.4 | n |  | TRUE
73 | bus_LV_154-9_0_3_node_56 | 0.4 | n |  | TRUE
74 | bus_LV_154-9_0_3_node_58 | 0.4 | n |  | TRUE
75 | bus_LV_154-9_0_3_node_65 | 0.4 | n |  | TRUE
76 | bus_LV_154-9_0_3_node_66 | 0.4 | n |  | TRUE
77 | bus_LV_154-9_0_3_node_68 | 0.4 | n |  | TRUE
78 | bus_LV_154-9_0_3_node_75 | 0.4 | n |  | TRUE
79 | bus_LV_154-9_0_3_node_89 | 0.4 | n |  | TRUE
80 | bus_LV_154-9_0_3_node_88 | 0.4 | n |  | TRUE
81 | bus_LV_154-9_0_3_node_81 | 0.4 | n |  | TRUE
82 | bus_LV_154-9_0_3_node_77 | 0.4 | n |  | TRUE
83 | bus_LV_154-9_0_3_node_78 | 0.4 | n |  | TRUE
84 | bus_LV_154-9_0_3_node_80 | 0.4 | n |  | TRUE
85 | bus_LV_154-9_0_3_node_82 | 0.4 | n |  | TRUE
86 | bus_LV_154-9_0_3_node_85 | 0.4 | n |  | TRUE
87 | bus_LV_154-9_0_3_node_86 | 0.4 | n |  | TRUE
88 | bus_LV_154-9_0_3_node_83 | 0.4 | n |  | TRUE
89 | bus_LV_154-9_0_3_node_84 | 0.4 | n |  | TRUE
90 | bus_LV_154-9_0_3_node_87 | 0.4 | n |  | TRUE
91 | bus_LV_154-9_0_3_node_93 | 0.4 | n |  | TRUE
92 | bus_LV_154-9_0_3_node_90 | 0.4 | n |  | TRUE
93 | bus_LV_154-9_0_3_node_127 | 0.4 | n |  | TRUE
94 | bus_LV_154-9_0_3_node_91 | 0.4 | n |  | TRUE
95 | bus_LV_154-9_0_3_node_92 | 0.4 | n |  | TRUE
96 | bus_LV_154-9_0_3_node_117 | 0.4 | n |  | TRUE
97 | bus_LV_154-9_0_3_node_109 | 0.4 | n |  | TRUE
98 | bus_LV_154-9_0_3_node_125 | 0.4 | n |  | TRUE
99 | bus_LV_154-9_0_3_node_95 | 0.4 | n |  | TRUE
100 | bus_LV_154-9_0_3_node_97 | 0.4 | n |  | TRUE
101 | bus_LV_154-9_0_3_node_100 | 0.4 | n |  | TRUE
102 | bus_LV_154-9_0_3_node_142 | 0.4 | n |  | TRUE
103 | bus_LV_154-9_0_3_node_116 | 0.4 | n |  | TRUE
104 | bus_LV_154-9_0_3_node_101 | 0.4 | n |  | TRUE
105 | bus_LV_154-9_0_3_node_113 | 0.4 | n |  | TRUE
106 | bus_LV_154-9_0_3_node_102 | 0.4 | n |  | TRUE
107 | bus_LV_154-9_0_3_node_110 | 0.4 | n |  | TRUE
108 | bus_LV_154-9_0_3_node_118 | 0.4 | n |  | TRUE
109 | bus_LV_154-9_0_3_node_103 | 0.4 | n |  | TRUE
110 | bus_LV_154-9_0_3_node_104 | 0.4 | n |  | TRUE
111 | bus_LV_154-9_0_3_node_105 | 0.4 | n |  | TRUE
112 | bus_LV_154-9_0_3_node_106 | 0.4 | n |  | TRUE
113 | bus_LV_154-9_0_3_node_107 | 0.4 | n |  | TRUE
114 | bus_LV_154-9_0_3_node_108 | 0.4 | n |  | TRUE
115 | bus_LV_154-9_0_3_node_133 | 0.4 | n |  | TRUE
116 | bus_LV_154-9_0_3_node_120 | 0.4 | n |  | TRUE
117 | bus_LV_154-9_0_3_node_134 | 0.4 | n |  | TRUE
118 | bus_LV_154-9_0_3_node_135 | 0.4 | n |  | TRUE
119 | bus_LV_154-9_0_3_node_132 | 0.4 | n |  | TRUE
120 | bus_LV_154-9_0_3_node_122 | 0.4 | n |  | TRUE
121 | bus_LV_154-9_0_3_node_119 | 0.4 | n |  | TRUE
122 | bus_LV_154-9_0_3_node_111 | 0.4 | n |  | TRUE
123 | bus_LV_154-9_0_3_node_112 | 0.4 | n |  | TRUE
124 | bus_LV_154-9_0_3_node_114 | 0.4 | n |  | TRUE
125 | bus_LV_154-9_0_3_node_115 | 0.4 | n |  | TRUE
126 | bus_LV_154-9_0_3_node_121 | 0.4 | n |  | TRUE
127 | bus_LV_154-9_0_3_node_141 | 0.4 | n |  | TRUE
128 | bus_LV_154-9_0_3_node_139 | 0.4 | n |  | TRUE
129 | bus_LV_154-9_0_3_node_138 | 0.4 | n |  | TRUE
130 | bus_LV_154-9_0_3_node_123 | 0.4 | n |  | TRUE
131 | bus_LV_154-9_0_3_node_124 | 0.4 | n |  | TRUE
132 | bus_LV_154-9_0_3_node_126 | 0.4 | n |  | TRUE
133 | bus_LV_154-9_0_3_node_128 | 0.4 | n |  | TRUE
134 | bus_LV_154-9_0_3_node_129 | 0.4 | n |  | TRUE
135 | bus_LV_154-9_0_3_node_131 | 0.4 | n |  | TRUE
136 | bus_LV_154-9_0_3_node_137 | 0.4 | n |  | TRUE
137 | bus_LV_154-9_0_3_node_140 | 0.4 | n |  | TRUE
138 | bus_MV_492_0_node_137 | 20 | n |  | TRUE

## load
| name | bus | p_mw | q_mvar | const_z_percent | const_i_percent | sn_mva | scaling | in_service | type
0 | LV_154-9_0_3_load_0 | 0 | 0.0020638 | 0.00051723 | 0 | 0 |  | 1 | TRUE | wye
1 | LV_154-9_0_3_load_1 | 1 | 0.0011399 | 0.00028569 | 0 | 0 |  | 1 | TRUE | wye
2 | LV_154-9_0_3_load_31 | 3 | 0.00099303 | 0.00024888 | 0 | 0 |  | 1 | TRUE | wye
3 | LV_154-9_0_3_load_70 | 8 | 0.0010561 | 0.00026469 | 0 | 0 |  | 1 | TRUE | wye
4 | LV_154-9_0_3_load_9 | 9 | 0.0020762 | 0.00052034 | 0 | 0 |  | 1 | TRUE | wye
5 | LV_154-9_0_3_load_5 | 10 | 0.003341 | 0.00083733 | 0 | 0 |  | 1 | TRUE | wye
6 | LV_154-9_0_3_load_24 | 11 | 0.012593 | 0.0031562 | 0 | 0 |  | 1 | TRUE | wye
7 | LV_154-9_0_3_load_11 | 14 | 0.0021323 | 0.00053441 | 0 | 0 |  | 1 | TRUE | wye
8 | LV_154-9_0_3_load_12 | 15 | 0.0023252 | 0.00058276 | 0 | 0 |  | 1 | TRUE | wye
9 | LV_154-9_0_3_load_20 | 20 | 0.0018033 | 0.00045194 | 0 | 0 |  | 1 | TRUE | wye
10 | LV_154-9_0_3_load_17 | 21 | 0.0028133 | 0.00070508 | 0 | 0 |  | 1 | TRUE | wye
11 | LV_154-9_0_3_load_71 | 23 | 0.0017207 | 0.00043125 | 0 | 0 |  | 1 | TRUE | wye
12 | LV_154-9_0_3_load_21 | 24 | 0.002651 | 0.0006644 | 0 | 0 |  | 1 | TRUE | wye
13 | LV_154-9_0_3_load_18 | 26 | 0.0015434 | 0.00038682 | 0 | 0 |  | 1 | TRUE | wye
14 | LV_154-9_0_3_load_72 | 27 | 0.0017666 | 0.00044274 | 0 | 0 |  | 1 | TRUE | wye
15 | LV_154-9_0_3_load_19 | 28 | 0.0017282 | 0.00043314 | 0 | 0 |  | 1 | TRUE | wye
16 | LV_154-9_0_3_load_98 | 30 | 0.0067101 | 0.0016817 | 0 | 0 |  | 1 | TRUE | wye
17 | LV_154-9_0_3_load_94 | 32 | 0.0063881 | 0.001601 | 0 | 0 |  | 1 | TRUE | wye
18 | LV_154-9_0_3_load_74 | 33 | 0.0017311 | 0.00043386 | 0 | 0 |  | 1 | TRUE | wye
19 | LV_154-9_0_3_load_41 | 34 | 0.0047827 | 0.0011987 | 0 | 0 |  | 1 | TRUE | wye
20 | LV_154-9_0_3_load_42 | 35 | 0.0044861 | 0.0011243 | 0 | 0 |  | 1 | TRUE | wye
21 | LV_154-9_0_3_load_27 | 36 | 0.0014106 | 0.00035353 | 0 | 0 |  | 1 | TRUE | wye
22 | LV_154-9_0_3_load_28 | 37 | 0.0018395 | 0.00046102 | 0 | 0 |  | 1 | TRUE | wye
23 | LV_154-9_0_3_load_30 | 38 | 0.0016729 | 0.00041927 | 0 | 0 |  | 1 | TRUE | wye
24 | LV_154-9_0_3_load_45 | 39 | 0.0014784 | 0.00037052 | 0 | 0 |  | 1 | TRUE | wye
25 | LV_154-9_0_3_load_76 | 41 | 0.0053719 | 0.0013463 | 0 | 0 |  | 1 | TRUE | wye
26 | LV_154-9_0_3_load_69 | 42 | 0.0020691 | 0.00051858 | 0 | 0 |  | 1 | TRUE | wye
27 | LV_154-9_0_3_load_46 | 43 | 0.0021937 | 0.00054978 | 0 | 0 |  | 1 | TRUE | wye
28 | LV_154-9_0_3_load_67 | 45 | 0.0019865 | 0.00049787 | 0 | 0 |  | 1 | TRUE | wye
29 | LV_154-9_0_3_load_33 | 46 | 0.00050401 | 0.00012632 | 0 | 0 |  | 1 | TRUE | wye
30 | LV_154-9_0_3_load_34 | 47 | 0.00051473 | 0.000129 | 0 | 0 |  | 1 | TRUE | wye
31 | LV_154-9_0_3_load_37 | 50 | 0.0003282 | 8.2255e-05 | 0 | 0 |  | 1 | TRUE | wye
32 | LV_154-9_0_3_load_38 | 51 | 0.00066364 | 0.00016632 | 0 | 0 |  | 1 | TRUE | wye
33 | LV_154-9_0_3_load_130 | 52 | 0.0030644 | 0.00076801 | 0 | 0 |  | 1 | TRUE | wye
34 | LV_154-9_0_3_load_55 | 54 | 0.0002423 | 6.0725e-05 | 0 | 0 |  | 1 | TRUE | wye
35 | LV_154-9_0_3_load_40 | 55 | 0.00024425 | 6.1214e-05 | 0 | 0 |  | 1 | TRUE | wye
36 | LV_154-9_0_3_load_54 | 56 | 0.00022965 | 5.7557e-05 | 0 | 0 |  | 1 | TRUE | wye
37 | LV_154-9_0_3_load_64 | 57 | 0.00024059 | 6.0298e-05 | 0 | 0 |  | 1 | TRUE | wye
38 | LV_154-9_0_3_load_63 | 58 | 0.0041851 | 0.0010489 | 0 | 0 |  | 1 | TRUE | wye
39 | LV_154-9_0_3_load_43 | 59 | 0.001164 | 0.00029173 | 0 | 0 |  | 1 | TRUE | wye
40 | LV_154-9_0_3_load_44 | 60 | 0.0014191 | 0.00035565 | 0 | 0 |  | 1 | TRUE | wye
41 | LV_154-9_0_3_load_48 | 61 | 0.0019008 | 0.00047637 | 0 | 0 |  | 1 | TRUE | wye
42 | LV_154-9_0_3_load_49 | 62 | 0.0039166 | 0.00098159 | 0 | 0 |  | 1 | TRUE | wye
43 | LV_154-9_0_3_load_47 | 63 | 0.0018079 | 0.0004531 | 0 | 0 |  | 1 | TRUE | wye
44 | LV_154-9_0_3_load_62 | 64 | 0.0017832 | 0.00044691 | 0 | 0 |  | 1 | TRUE | wye
45 | LV_154-9_0_3_load_60 | 65 | 0.0018265 | 0.00045775 | 0 | 0 |  | 1 | TRUE | wye
46 | LV_154-9_0_3_load_50 | 67 | 0.0017804 | 0.00044621 | 0 | 0 |  | 1 | TRUE | wye
47 | LV_154-9_0_3_load_51 | 68 | 0.00032801 | 8.2208e-05 | 0 | 0 |  | 1 | TRUE | wye
48 | LV_154-9_0_3_load_52 | 69 | 0.0061177 | 0.0015332 | 0 | 0 |  | 1 | TRUE | wye
49 | LV_154-9_0_3_load_53 | 70 | 0.0012553 | 0.00031461 | 0 | 0 |  | 1 | TRUE | wye
50 | LV_154-9_0_3_load_59 | 71 | 0.0065712 | 0.0016469 | 0 | 0 |  | 1 | TRUE | wye
51 | LV_154-9_0_3_load_57 | 72 | 0.0013284 | 0.00033293 | 0 | 0 |  | 1 | TRUE | wye
52 | LV_154-9_0_3_load_56 | 73 | 0.0013379 | 0.0003353 | 0 | 0 |  | 1 | TRUE | wye
53 | LV_154-9_0_3_load_58 | 74 | 0.0019354 | 0.00048505 | 0 | 0 |  | 1 | TRUE | wye
54 | LV_154-9_0_3_load_65 | 75 | 0.00090856 | 0.00022771 | 0 | 0 |  | 1 | TRUE | wye
55 | LV_154-9_0_3_load_66 | 76 | 0.00093823 | 0.00023514 | 0 | 0 |  | 1 | TRUE | wye
56 | LV_154-9_0_3_load_75 | 78 | 0.00057928 | 0.00014518 | 0 | 0 |  | 1 | TRUE | wye
57 | LV_154-9_0_3_load_89 | 79 | 0.00058477 | 0.00014656 | 0 | 0 |  | 1 | TRUE | wye
58 | LV_154-9_0_3_load_88 | 80 | 0.00064824 | 0.00016246 | 0 | 0 |  | 1 | TRUE | wye
59 | LV_154-9_0_3_load_81 | 81 | 0.0061325 | 0.0015369 | 0 | 0 |  | 1 | TRUE | wye
60 | LV_154-9_0_3_load_77 | 82 | 0.0021558 | 0.00054029 | 0 | 0 |  | 1 | TRUE | wye
61 | LV_154-9_0_3_load_78 | 83 | 0.002158 | 0.00054083 | 0 | 0 |  | 1 | TRUE | wye
62 | LV_154-9_0_3_load_80 | 84 | 0.0049677 | 0.001245 | 0 | 0 |  | 1 | TRUE | wye
63 | LV_154-9_0_3_load_82 | 85 | 0.0021357 | 0.00053525 | 0 | 0 |  | 1 | TRUE | wye
64 | LV_154-9_0_3_load_85 | 86 | 0.0024948 | 0.00062527 | 0 | 0 |  | 1 | TRUE | wye
65 | LV_154-9_0_3_load_86 | 87 | 0.0026673 | 0.00066848 | 0 | 0 |  | 1 | TRUE | wye
66 | LV_154-9_0_3_load_83 | 88 | 0.0021805 | 0.00054647 | 0 | 0 |  | 1 | TRUE | wye
67 | LV_154-9_0_3_load_84 | 89 | 0.0022343 | 0.00055996 | 0 | 0 |  | 1 | TRUE | wye
68 | LV_154-9_0_3_load_93 | 91 | 0.0022868 | 0.00057313 | 0 | 0 |  | 1 | TRUE | wye
69 | LV_154-9_0_3_load_90 | 92 | 0.0048593 | 0.0012179 | 0 | 0 |  | 1 | TRUE | wye
70 | LV_154-9_0_3_load_127 | 93 | 0.0057961 | 0.0014526 | 0 | 0 |  | 1 | TRUE | wye
71 | LV_154-9_0_3_load_91 | 94 | 0.0046784 | 0.0011725 | 0 | 0 |  | 1 | TRUE | wye
72 | LV_154-9_0_3_load_92 | 95 | 0.0031321 | 0.00078497 | 0 | 0 |  | 1 | TRUE | wye
73 | LV_154-9_0_3_load_117 | 96 | 0.0022834 | 0.00057229 | 0 | 0 |  | 1 | TRUE | wye
74 | LV_154-9_0_3_load_109 | 97 | 0.0021975 | 0.00055073 | 0 | 0 |  | 1 | TRUE | wye
75 | LV_154-9_0_3_load_125 | 98 | 0.0037289 | 0.00093454 | 0 | 0 |  | 1 | TRUE | wye
76 | LV_154-9_0_3_load_95 | 99 | 0.0028526 | 0.00071493 | 0 | 0 |  | 1 | TRUE | wye
77 | LV_154-9_0_3_load_97 | 100 | 0.00536 | 0.0013433 | 0 | 0 |  | 1 | TRUE | wye
78 | LV_154-9_0_3_load_100 | 101 | 0.0066258 | 0.0016606 | 0 | 0 |  | 1 | TRUE | wye
79 | LV_154-9_0_3_load_142 | 102 | 0.0067395 | 0.0016891 | 0 | 0 |  | 1 | TRUE | wye
80 | LV_154-9_0_3_load_116 | 103 | 0.0025628 | 0.0006423 | 0 | 0 |  | 1 | TRUE | wye
81 | LV_154-9_0_3_load_101 | 104 | 0.0050924 | 0.0012763 | 0 | 0 |  | 1 | TRUE | wye
82 | LV_154-9_0_3_load_110 | 107 | 0.003491 | 0.00087493 | 0 | 0 |  | 1 | TRUE | wye
83 | LV_154-9_0_3_load_103 | 109 | 0.0022991 | 0.00057621 | 0 | 0 |  | 1 | TRUE | wye
84 | LV_154-9_0_3_load_104 | 110 | 0.0031332 | 0.00078525 | 0 | 0 |  | 1 | TRUE | wye
85 | LV_154-9_0_3_load_106 | 112 | 0.0012813 | 0.00032113 | 0 | 0 |  | 1 | TRUE | wye
86 | LV_154-9_0_3_load_107 | 113 | 0.0037157 | 0.00093123 | 0 | 0 |  | 1 | TRUE | wye
87 | LV_154-9_0_3_load_108 | 114 | 0.002379 | 0.00059624 | 0 | 0 |  | 1 | TRUE | wye
88 | LV_154-9_0_3_load_134 | 117 | 0.0027416 | 0.00068712 | 0 | 0 |  | 1 | TRUE | wye
89 | LV_154-9_0_3_load_135 | 118 | 0.0032584 | 0.00081663 | 0 | 0 |  | 1 | TRUE | wye
90 | LV_154-9_0_3_load_132 | 119 | 0.0069585 | 0.001744 | 0 | 0 |  | 1 | TRUE | wye
91 | LV_154-9_0_3_load_111 | 122 | 0.014 | 0.0035087 | 0 | 0 |  | 1 | TRUE | wye
92 | LV_154-9_0_3_load_112 | 123 | 0.0036025 | 0.00090287 | 0 | 0 |  | 1 | TRUE | wye
93 | LV_154-9_0_3_load_115 | 125 | 0.0025516 | 0.00063948 | 0 | 0 |  | 1 | TRUE | wye
94 | LV_154-9_0_3_load_121 | 126 | 0.0012699 | 0.00031828 | 0 | 0 |  | 1 | TRUE | wye
95 | LV_154-9_0_3_load_141 | 127 | 0.0068004 | 0.0017043 | 0 | 0 |  | 1 | TRUE | wye
96 | LV_154-9_0_3_load_139 | 128 | 0.0024149 | 0.00060524 | 0 | 0 |  | 1 | TRUE | wye
97 | LV_154-9_0_3_load_138 | 129 | 0.0032432 | 0.00081283 | 0 | 0 |  | 1 | TRUE | wye
98 | LV_154-9_0_3_load_123 | 130 | 0.0053845 | 0.0013495 | 0 | 0 |  | 1 | TRUE | wye
99 | LV_154-9_0_3_load_124 | 131 | 0.0028523 | 0.00071485 | 0 | 0 |  | 1 | TRUE | wye
100 | LV_154-9_0_3_load_126 | 132 | 0.0033072 | 0.00082885 | 0 | 0 |  | 1 | TRUE | wye
101 | LV_154-9_0_3_load_128 | 133 | 0.0040295 | 0.0010099 | 0 | 0 |  | 1 | TRUE | wye
102 | LV_154-9_0_3_load_131 | 135 | 0.0069827 | 0.00175 | 0 | 0 |  | 1 | TRUE | wye
103 | LV_154-9_0_3_load_140 | 137 | 0.0040958 | 0.0010265 | 0 | 0 |  | 1 | TRUE | wye

## ext_grid
| name | bus | vm_pu | va_degree | slack_weight | in_service
0 |  | 92 | 1 | 0 | 1 | TRUE

## line
| name | std_type | from_bus | to_bus | length_km | r_ohm_per_km | x_ohm_per_km | c_nf_per_km | g_us_per_km | max_i_ka | df | parallel | type | in_service
0 | LV_154-9_0_3_line_0 |  | 0 | 1 | 0.05465 | 0.125 | 0.08 | 261 | 0 | 0.364 | 1 | 1 | cs | TRUE
1 | LV_154-9_0_3_line_1 |  | 1 | 2 | 0.0070049 | 0.125 | 0.08 | 261 | 0 | 0.364 | 1 | 1 | cs | TRUE
2 | LV_154-9_0_3_line_2 |  | 2 | 3 | 0.019285 | 0.125 | 0.08 | 261 | 0 | 0.364 | 1 | 2 | cs | TRUE
3 | LV_154-9_0_3_line_3 |  | 2 | 4 | 0.03218 | 0.125 | 0.08 | 261 | 0 | 0.364 | 1 | 2 | cs | TRUE
4 | LV_154-9_0_3_line_4 |  | 3 | 7 | 0.0062954 | 0.125 | 0.08 | 261 | 0 | 0.364 | 1 | 2 | cs | TRUE
5 | LV_154-9_0_3_line_5 |  | 4 | 8 | 0.028722 | 0.125 | 0.08 | 261 | 0 | 0.364 | 1 | 2 | cs | TRUE
6 | LV_154-9_0_3_line_6 |  | 4 | 5 | 0.01191 | 0.125 | 0.08 | 261 | 0 | 0.364 | 1 | 1 | cs | TRUE
7 | LV_154-9_0_3_line_7 |  | 5 | 6 | 0.049504 | 0.125 | 0.08 | 261 | 0 | 0.364 | 1 | 1 | cs | TRUE
8 | LV_154-9_0_3_line_8 |  | 6 | 9 | 0.014158 | 0.125 | 0.08 | 261 | 0 | 0.364 | 1 | 1 | cs | TRUE
9 | LV_154-9_0_3_line_9 |  | 6 | 10 | 0.027203 | 0.125 | 0.08 | 261 | 0 | 0.364 | 1 | 1 | cs | TRUE
10 | LV_154-9_0_3_line_10 |  | 7 | 36 | 0.017223 | 0.125 | 0.08 | 261 | 0 | 0.364 | 1 | 2 | cs | TRUE
11 | LV_154-9_0_3_line_11 |  | 8 | 22 | 0.041714 | 0.125 | 0.08 | 261 | 0 | 0.364 | 1 | 2 | cs | TRUE
12 | LV_154-9_0_3_line_12 |  | 10 | 13 | 0.0057696 | 0.125 | 0.08 | 261 | 0 | 0.364 | 1 | 1 | cs | TRUE
13 | LV_154-9_0_3_line_13 |  | 11 | 12 | 0.02889 | 0.125 | 0.08 | 261 | 0 | 0.364 | 1 | 1 | cs | TRUE
14 | LV_154-9_0_3_line_14 |  | 12 | 13 | 0.00694 | 0.125 | 0.08 | 261 | 0 | 0.364 | 1 | 1 | cs | TRUE
15 | LV_154-9_0_3_line_15 |  | 14 | 15 | 0.020128 | 0.125 | 0.08 | 261 | 0 | 0.364 | 1 | 1 | cs | TRUE
16 | LV_154-9_0_3_line_16 |  | 14 | 16 | 0.052314 | 0.125 | 0.08 | 261 | 0 | 0.364 | 1 | 1 | cs | TRUE
17 | LV_154-9_0_3_line_17 |  | 15 | 17 | 0.028579 | 0.125 | 0.08 | 261 | 0 | 0.364 | 1 | 1 | cs | TRUE
18 | LV_154-9_0_3_line_18 |  | 16 | 18 | 0.003572 | 0.125 | 0.08 | 261 | 0 | 0.364 | 1 | 1 | cs | TRUE
19 | LV_154-9_0_3_line_19 |  | 17 | 19 | 0.005374 | 0.125 | 0.08 | 261 | 0 | 0.364 | 1 | 1 | cs | TRUE
20 | LV_154-9_0_3_line_20 |  | 18 | 20 | 0.018567 | 0.125 | 0.08 | 261 | 0 | 0.364 | 1 | 1 | cs | TRUE
21 | LV_154-9_0_3_line_21 |  | 18 | 21 | 0.01742 | 0.125 | 0.08 | 261 | 0 | 0.364 | 1 | 1 | cs | TRUE
22 | LV_154-9_0_3_line_22 |  | 19 | 24 | 0.026794 | 0.125 | 0.08 | 261 | 0 | 0.364 | 1 | 1 | cs | TRUE
23 | LV_154-9_0_3_line_23 |  | 20 | 25 | 0.0077356 | 0.125 | 0.08 | 261 | 0 | 0.364 | 1 | 1 | cs | TRUE
24 | LV_154-9_0_3_line_24 |  | 21 | 26 | 0.041473 | 0.125 | 0.08 | 261 | 0 | 0.364 | 1 | 1 | cs | TRUE
25 | LV_154-9_0_3_line_25 |  | 22 | 23 | 0.016704 | 0.125 | 0.08 | 261 | 0 | 0.364 | 1 | 2 | cs | TRUE
26 | LV_154-9_0_3_line_26 |  | 23 | 27 | 0.0023109 | 0.125 | 0.08 | 261 | 0 | 0.364 | 1 | 2 | cs | TRUE
27 | LV_154-9_0_3_line_27 |  | 25 | 33 | 0.010068 | 0.125 | 0.08 | 261 | 0 | 0.364 | 1 | 2 | cs | TRUE
28 | LV_154-9_0_3_line_28 |  | 25 | 27 | 0.016743 | 0.125 | 0.08 | 261 | 0 | 0.364 | 1 | 2 | cs | TRUE
29 | LV_154-9_0_3_line_29 |  | 26 | 28 | 0.033218 | 0.125 | 0.08 | 261 | 0 | 0.364 | 1 | 1 | cs | TRUE
30 | LV_154-9_0_3_line_30 |  | 29 | 30 | 0.048713 | 0.125 | 0.08 | 261 | 0 | 0.364 | 1 | 1 | cs | TRUE
31 | LV_154-9_0_3_line_31 |  | 29 | 31 | 0.040128 | 0.125 | 0.08 | 261 | 0 | 0.364 | 1 | 1 | cs | TRUE
32 | LV_154-9_0_3_line_32 |  | 29 | 32 | 0.02108 | 0.125 | 0.08 | 261 | 0 | 0.364 | 1 | 1 | cs | TRUE
33 | LV_154-9_0_3_line_33 |  | 31 | 102 | 0.066576 | 0.125 | 0.08 | 261 | 0 | 0.364 | 1 | 1 | cs | TRUE
34 | LV_154-9_0_3_line_34 |  | 31 | 103 | 0.020105 | 0.125 | 0.08 | 261 | 0 | 0.364 | 1 | 1 | cs | TRUE
35 | LV_154-9_0_3_line_35 |  | 32 | 99 | 0.014279 | 0.125 | 0.08 | 261 | 0 | 0.364 | 1 | 1 | cs | TRUE
36 | LV_154-9_0_3_line_36 |  | 33 | 77 | 0.0087697 | 0.125 | 0.08 | 261 | 0 | 0.364 | 1 | 2 | cs | TRUE
37 | LV_154-9_0_3_line_37 |  | 34 | 35 | 0.033441 | 0.125 | 0.08 | 261 | 0 | 0.364 | 1 | 1 | cs | TRUE
38 | LV_154-9_0_3_line_38 |  | 35 | 59 | 0.024104 | 0.125 | 0.08 | 261 | 0 | 0.364 | 1 | 1 | cs | TRUE
39 | LV_154-9_0_3_line_39 |  | 36 | 37 | 0.012371 | 0.125 | 0.08 | 261 | 0 | 0.364 | 1 | 2 | cs | TRUE
40 | LV_154-9_0_3_line_40 |  | 37 | 38 | 0.028673 | 0.125 | 0.08 | 261 | 0 | 0.364 | 1 | 2 | cs | TRUE
41 | LV_154-9_0_3_line_41 |  | 38 | 39 | 0.0098296 | 0.125 | 0.08 | 261 | 0 | 0.364 | 1 | 2 | cs | TRUE
42 | LV_154-9_0_3_line_42 |  | 39 | 43 | 0.0021023 | 0.125 | 0.08 | 261 | 0 | 0.364 | 1 | 1 | cs | TRUE
43 | LV_154-9_0_3_line_43 |  | 40 | 41 | 0.0051807 | 0.125 | 0.08 | 261 | 0 | 0.364 | 1 | 2 | cs | TRUE
44 | LV_154-9_0_3_line_44 |  | 40 | 42 | 0.023912 | 0.125 | 0.08 | 261 | 0 | 0.364 | 1 | 2 | cs | TRUE
45 | LV_154-9_0_3_line_45 |  | 41 | 44 | 0.024553 | 0.125 | 0.08 | 261 | 0 | 0.364 | 1 | 2 | cs | TRUE
46 | LV_154-9_0_3_line_46 |  | 42 | 45 | 0.010073 | 0.125 | 0.08 | 261 | 0 | 0.364 | 1 | 2 | cs | TRUE
47 | LV_154-9_0_3_line_47 |  | 43 | 63 | 0.022894 | 0.125 | 0.08 | 261 | 0 | 0.364 | 1 | 1 | cs | TRUE
48 | LV_154-9_0_3_line_48 |  | 44 | 81 | 0.018206 | 0.125 | 0.08 | 261 | 0 | 0.364 | 1 | 2 | cs | TRUE
49 | LV_154-9_0_3_line_49 |  | 44 | 82 | 0.020177 | 0.125 | 0.08 | 261 | 0 | 0.364 | 1 | 1 | cs | TRUE
50 | LV_154-9_0_3_line_50 |  | 45 | 75 | 0.024742 | 0.125 | 0.08 | 261 | 0 | 0.364 | 1 | 2 | cs | TRUE
51 | LV_154-9_0_3_line_51 |  | 46 | 47 | 0.014158 | 0.125 | 0.08 | 261 | 0 | 0.364 | 1 | 1 | cs | TRUE
52 | LV_154-9_0_3_line_52 |  | 46 | 48 | 0.011859 | 0.125 | 0.08 | 261 | 0 | 0.364 | 1 | 1 | cs | TRUE
53 | LV_154-9_0_3_line_53 |  | 47 | 49 | 0.020014 | 0.125 | 0.08 | 261 | 0 | 0.364 | 1 | 1 | cs | TRUE
54 | LV_154-9_0_3_line_54 |  | 48 | 50 | 0.020442 | 0.125 | 0.08 | 261 | 0 | 0.364 | 1 | 1 | cs | TRUE
55 | LV_154-9_0_3_line_55 |  | 48 | 51 | 0.0055492 | 0.125 | 0.08 | 261 | 0 | 0.364 | 1 | 1 | cs | TRUE
56 | LV_154-9_0_3_line_56 |  | 49 | 52 | 0.031579 | 0.125 | 0.08 | 261 | 0 | 0.364 | 1 | 1 | cs | TRUE
57 | LV_154-9_0_3_line_57 |  | 50 | 53 | 0.019026 | 0.125 | 0.08 | 261 | 0 | 0.364 | 1 | 1 | cs | TRUE
58 | LV_154-9_0_3_line_58 |  | 51 | 54 | 0.017588 | 0.125 | 0.08 | 261 | 0 | 0.364 | 1 | 1 | cs | TRUE
59 | LV_154-9_0_3_line_59 |  | 53 | 55 | 0.004596 | 0.125 | 0.08 | 261 | 0 | 0.364 | 1 | 1 | cs | TRUE
60 | LV_154-9_0_3_line_60 |  | 54 | 56 | 0.0081882 | 0.125 | 0.08 | 261 | 0 | 0.364 | 1 | 1 | cs | TRUE
61 | LV_154-9_0_3_line_61 |  | 55 | 57 | 0.0083026 | 0.125 | 0.08 | 261 | 0 | 0.364 | 1 | 1 | cs | TRUE
62 | LV_154-9_0_3_line_62 |  | 56 | 69 | 0.017877 | 0.125 | 0.08 | 261 | 0 | 0.364 | 1 | 1 | cs | TRUE
63 | LV_154-9_0_3_line_63 |  | 57 | 58 | 0.021677 | 0.125 | 0.08 | 261 | 0 | 0.364 | 1 | 1 | cs | TRUE
64 | LV_154-9_0_3_line_64 |  | 58 | 66 | 0.020068 | 0.125 | 0.08 | 261 | 0 | 0.364 | 1 | 1 | cs | TRUE
65 | LV_154-9_0_3_line_65 |  | 59 | 60 | 0.0010626 | 0.125 | 0.08 | 261 | 0 | 0.364 | 1 | 1 | cs | TRUE
66 | LV_154-9_0_3_line_66 |  | 60 | 61 | 0.02191 | 0.125 | 0.08 | 261 | 0 | 0.364 | 1 | 1 | cs | TRUE
67 | LV_154-9_0_3_line_67 |  | 61 | 62 | 0.023285 | 0.125 | 0.08 | 261 | 0 | 0.364 | 1 | 1 | cs | TRUE
68 | LV_154-9_0_3_line_68 |  | 62 | 66 | 0.03796 | 0.125 | 0.08 | 261 | 0 | 0.364 | 1 | 1 | cs | TRUE
69 | LV_154-9_0_3_line_69 |  | 63 | 64 | 0.0037631 | 0.125 | 0.08 | 261 | 0 | 0.364 | 1 | 1 | cs | TRUE
70 | LV_154-9_0_3_line_70 |  | 64 | 65 | 0.0090872 | 0.125 | 0.08 | 261 | 0 | 0.364 | 1 | 1 | cs | TRUE
71 | LV_154-9_0_3_line_71 |  | 65 | 74 | 0.012152 | 0.125 | 0.08 | 261 | 0 | 0.364 | 1 | 1 | cs | TRUE
72 | LV_154-9_0_3_line_72 |  | 67 | 68 | 0.0044241 | 0.125 | 0.08 | 261 | 0 | 0.364 | 1 | 1 | cs | TRUE
73 | LV_154-9_0_3_line_73 |  | 67 | 69 | 0.0072814 | 0.125 | 0.08 | 261 | 0 | 0.364 | 1 | 1 | cs | TRUE
74 | LV_154-9_0_3_line_74 |  | 68 | 70 | 0.0058582 | 0.125 | 0.08 | 261 | 0 | 0.364 | 1 | 1 | cs | TRUE
75 | LV_154-9_0_3_line_75 |  | 70 | 71 | 0.015954 | 0.125 | 0.08 | 261 | 0 | 0.364 | 1 | 1 | cs | TRUE
76 | LV_154-9_0_3_line_76 |  | 71 | 72 | 0.0098114 | 0.125 | 0.08 | 261 | 0 | 0.364 | 1 | 1 | cs | TRUE
77 | LV_154-9_0_3_line_77 |  | 72 | 73 | 0.0080627 | 0.125 | 0.08 | 261 | 0 | 0.364 | 1 | 1 | cs | TRUE
78 | LV_154-9_0_3_line_78 |  | 73 | 74 | 0.021768 | 0.125 | 0.08 | 261 | 0 | 0.364 | 1 | 1 | cs | TRUE
79 | LV_154-9_0_3_line_79 |  | 75 | 76 | 0.0065768 | 0.125 | 0.08 | 261 | 0 | 0.364 | 1 | 2 | cs | TRUE
80 | LV_154-9_0_3_line_80 |  | 76 | 77 | 0.019892 | 0.125 | 0.08 | 261 | 0 | 0.364 | 1 | 2 | cs | TRUE
81 | LV_154-9_0_3_line_81 |  | 77 | 78 | 0.0080962 | 0.125 | 0.08 | 261 | 0 | 0.364 | 1 | 1 | cs | TRUE
82 | LV_154-9_0_3_line_82 |  | 78 | 79 | 0.0076953 | 0.125 | 0.08 | 261 | 0 | 0.364 | 1 | 1 | cs | TRUE
83 | LV_154-9_0_3_line_83 |  | 79 | 80 | 0.018029 | 0.125 | 0.08 | 261 | 0 | 0.364 | 1 | 1 | cs | TRUE
84 | LV_154-9_0_3_line_84 |  | 80 | 89 | 0.0079304 | 0.125 | 0.08 | 261 | 0 | 0.364 | 1 | 1 | cs | TRUE
85 | LV_154-9_0_3_line_85 |  | 81 | 86 | 0.0031863 | 0.125 | 0.08 | 261 | 0 | 0.364 | 1 | 2 | cs | TRUE
86 | LV_154-9_0_3_line_86 |  | 82 | 83 | 0.0077231 | 0.125 | 0.08 | 261 | 0 | 0.364 | 1 | 1 | cs | TRUE
87 | LV_154-9_0_3_line_87 |  | 83 | 84 | 0.01157 | 0.125 | 0.08 | 261 | 0 | 0.364 | 1 | 1 | cs | TRUE
88 | LV_154-9_0_3_line_88 |  | 84 | 85 | 0.0033042 | 0.125 | 0.08 | 261 | 0 | 0.364 | 1 | 1 | cs | TRUE
89 | LV_154-9_0_3_line_89 |  | 86 | 87 | 0.0060764 | 0.125 | 0.08 | 261 | 0 | 0.364 | 1 | 2 | cs | TRUE
90 | LV_154-9_0_3_line_90 |  | 87 | 90 | 0.032163 | 0.125 | 0.08 | 261 | 0 | 0.364 | 1 | 2 | cs | TRUE
91 | LV_154-9_0_3_line_91 |  | 88 | 89 | 0.0058319 | 0.125 | 0.08 | 261 | 0 | 0.364 | 1 | 1 | cs | TRUE
92 | LV_154-9_0_3_line_92 |  | 90 | 91 | 0.011639 | 0.125 | 0.08 | 261 | 0 | 0.364 | 1 | 1 | cs | TRUE
93 | LV_154-9_0_3_line_93 |  | 90 | 92 | 0.011127 | 0.125 | 0.08 | 261 | 0 | 0.364 | 1 | 2 | cs | TRUE
94 | LV_154-9_0_3_line_94 |  | 91 | 93 | 0.034358 | 0.125 | 0.08 | 261 | 0 | 0.364 | 1 | 1 | cs | TRUE
95 | LV_154-9_0_3_line_95 |  | 92 | 94 | 0.036336 | 0.125 | 0.08 | 261 | 0 | 0.364 | 1 | 1 | cs | TRUE
96 | LV_154-9_0_3_line_96 |  | 93 | 98 | 0.030334 | 0.125 | 0.08 | 261 | 0 | 0.364 | 1 | 1 | cs | TRUE
97 | LV_154-9_0_3_line_97 |  | 94 | 95 | 0.027663 | 0.125 | 0.08 | 261 | 0 | 0.364 | 1 | 1 | cs | TRUE
98 | LV_154-9_0_3_line_98 |  | 95 | 96 | 0.0030434 | 0.125 | 0.08 | 261 | 0 | 0.364 | 1 | 1 | cs | TRUE
99 | LV_154-9_0_3_line_99 |  | 96 | 97 | 0.018955 | 0.125 | 0.08 | 261 | 0 | 0.364 | 1 | 1 | cs | TRUE
100 | LV_154-9_0_3_line_100 |  | 97 | 106 | 0.015069 | 0.125 | 0.08 | 261 | 0 | 0.364 | 1 | 1 | cs | TRUE
101 | LV_154-9_0_3_line_101 |  | 98 | 130 | 0.010609 | 0.125 | 0.08 | 261 | 0 | 0.364 | 1 | 1 | cs | TRUE
102 | LV_154-9_0_3_line_102 |  | 99 | 100 | 0.0038732 | 0.125 | 0.08 | 261 | 0 | 0.364 | 1 | 1 | cs | TRUE
103 | LV_154-9_0_3_line_103 |  | 100 | 101 | 0.030014 | 0.125 | 0.08 | 261 | 0 | 0.364 | 1 | 1 | cs | TRUE
104 | LV_154-9_0_3_line_104 |  | 101 | 104 | 0.038877 | 0.125 | 0.08 | 261 | 0 | 0.364 | 1 | 1 | cs | TRUE
105 | LV_154-9_0_3_line_105 |  | 103 | 105 | 0.016072 | 0.125 | 0.08 | 261 | 0 | 0.364 | 1 | 1 | cs | TRUE
106 | LV_154-9_0_3_line_106 |  | 104 | 106 | 0.0089335 | 0.125 | 0.08 | 261 | 0 | 0.364 | 1 | 1 | cs | TRUE
107 | LV_154-9_0_3_line_107 |  | 105 | 125 | 0.04193 | 0.125 | 0.08 | 261 | 0 | 0.364 | 1 | 1 | cs | TRUE
108 | LV_154-9_0_3_line_108 |  | 105 | 122 | 0.039428 | 0.125 | 0.08 | 261 | 0 | 0.364 | 1 | 1 | cs | TRUE
109 | LV_154-9_0_3_line_109 |  | 106 | 107 | 0.016473 | 0.125 | 0.08 | 261 | 0 | 0.364 | 1 | 1 | cs | TRUE
110 | LV_154-9_0_3_line_110 |  | 107 | 108 | 0.028952 | 0.125 | 0.08 | 261 | 0 | 0.364 | 1 | 1 | cs | TRUE
111 | LV_154-9_0_3_line_111 |  | 108 | 121 | 0.006643 | 0.125 | 0.08 | 261 | 0 | 0.364 | 1 | 1 | cs | TRUE
112 | LV_154-9_0_3_line_112 |  | 109 | 110 | 0.017952 | 0.125 | 0.08 | 261 | 0 | 0.364 | 1 | 1 | cs | TRUE
113 | LV_154-9_0_3_line_113 |  | 109 | 111 | 0.019297 | 0.125 | 0.08 | 261 | 0 | 0.364 | 1 | 1 | cs | TRUE
114 | LV_154-9_0_3_line_114 |  | 110 | 112 | 0.025539 | 0.125 | 0.08 | 261 | 0 | 0.364 | 1 | 1 | cs | TRUE
115 | LV_154-9_0_3_line_115 |  | 111 | 113 | 0.028586 | 0.125 | 0.08 | 261 | 0 | 0.364 | 1 | 1 | cs | TRUE
116 | LV_154-9_0_3_line_116 |  | 111 | 114 | 0.022655 | 0.125 | 0.08 | 261 | 0 | 0.364 | 1 | 1 | cs | TRUE
117 | LV_154-9_0_3_line_117 |  | 112 | 115 | 0.04341 | 0.125 | 0.08 | 261 | 0 | 0.364 | 1 | 1 | cs | TRUE
118 | LV_154-9_0_3_line_118 |  | 113 | 116 | 0.020259 | 0.125 | 0.08 | 261 | 0 | 0.364 | 1 | 1 | cs | TRUE
119 | LV_154-9_0_3_line_119 |  | 114 | 117 | 0.021742 | 0.125 | 0.08 | 261 | 0 | 0.364 | 1 | 1 | cs | TRUE
120 | LV_154-9_0_3_line_120 |  | 115 | 118 | 0.020093 | 0.125 | 0.08 | 261 | 0 | 0.364 | 1 | 1 | cs | TRUE
121 | LV_154-9_0_3_line_121 |  | 115 | 119 | 0.025761 | 0.125 | 0.08 | 261 | 0 | 0.364 | 1 | 1 | cs | TRUE
122 | LV_154-9_0_3_line_122 |  | 116 | 120 | 0.006387 | 0.125 | 0.08 | 261 | 0 | 0.364 | 1 | 1 | cs | TRUE
123 | LV_154-9_0_3_line_123 |  | 116 | 121 | 0.020922 | 0.125 | 0.08 | 261 | 0 | 0.364 | 1 | 1 | cs | TRUE
124 | LV_154-9_0_3_line_124 |  | 120 | 128 | 0.014777 | 0.125 | 0.08 | 261 | 0 | 0.364 | 1 | 1 | cs | TRUE
125 | LV_154-9_0_3_line_125 |  | 122 | 123 | 0.04386 | 0.125 | 0.08 | 261 | 0 | 0.364 | 1 | 1 | cs | TRUE
126 | LV_154-9_0_3_line_126 |  | 123 | 124 | 0.051429 | 0.125 | 0.08 | 261 | 0 | 0.364 | 1 | 1 | cs | TRUE
127 | LV_154-9_0_3_line_127 |  | 124 | 126 | 0.032719 | 0.125 | 0.08 | 261 | 0 | 0.364 | 1 | 1 | cs | TRUE
128 | LV_154-9_0_3_line_128 |  | 125 | 127 | 0.039715 | 0.125 | 0.08 | 261 | 0 | 0.364 | 1 | 1 | cs | TRUE
129 | LV_154-9_0_3_line_129 |  | 128 | 129 | 0.047163 | 0.125 | 0.08 | 261 | 0 | 0.364 | 1 | 1 | cs | TRUE
130 | LV_154-9_0_3_line_130 |  | 129 | 136 | 0.0098201 | 0.125 | 0.08 | 261 | 0 | 0.364 | 1 | 1 | cs | TRUE
131 | LV_154-9_0_3_line_131 |  | 130 | 131 | 0.01698 | 0.125 | 0.08 | 261 | 0 | 0.364 | 1 | 1 | cs | TRUE
132 | LV_154-9_0_3_line_132 |  | 131 | 132 | 0.032166 | 0.125 | 0.08 | 261 | 0 | 0.364 | 1 | 1 | cs | TRUE
133 | LV_154-9_0_3_line_133 |  | 132 | 133 | 0.039134 | 0.125 | 0.08 | 261 | 0 | 0.364 | 1 | 1 | cs | TRUE
134 | LV_154-9_0_3_line_134 |  | 133 | 134 | 0.029721 | 0.125 | 0.08 | 261 | 0 | 0.364 | 1 | 1 | cs | TRUE
135 | LV_154-9_0_3_line_135 |  | 134 | 135 | 0.036126 | 0.125 | 0.08 | 261 | 0 | 0.364 | 1 | 1 | cs | TRUE
136 | LV_154-9_0_3_line_136 |  | 136 | 137 | 0.026717 | 0.125 | 0.08 | 261 | 0 | 0.364 | 1 | 1 | cs | TRUE

## trafo
| name | std_type | hv_bus | lv_bus | sn_mva | vn_hv_kv | vn_lv_kv | vk_percent | vkr_percent | pfe_kw | i0_percent | shift_degree | tap_side | tap_neutral | tap_min | tap_max | tap_step_percent | tap_step_degree | tap_pos | tap_phase_shifter | parallel | df | in_service
0 | LV_154-9_0_3_trafo_90 | 0.63 MVA 20/0.4 kV | 138 | 92 | 0.63 | 20 | 0.4 | 6 | 1.206 | 1.65 | 0.2619 | 150 | hv | 0 | -2 | 2 | 2.5 | 0 | 0 | FALSE | 1 | 1 | TRUE

## line_geodata
| x0 | y0 | x1 | y1 | x2 | y2 | x3 | y3 | x4 | y4 | x5 | y5 | x6 | y6
0 | 2687319.0922 | 1242378.9443 | 2687322.8997 | 1242375.553 | 2687334.5966 | 1242368.7868 | 2687344.6339 | 1242361.7849 | 2687355.0294 | 1242354.0656 | 2687364.5194 | 1242348.8014 | 2687364.5194 | 1242348.8014
1 | 2687367.6435 | 1242342.5317 | 2687364.5194 | 1242348.8014
2 | 2687367.6435 | 1242342.5317 | 2687381.9783 | 1242337.8726 | 2687385.9478 | 1242336.4647
3 | 2687336.8667 | 1242352.2192 | 2687367.6435 | 1242342.5317
4 | 2687391.881 | 1242334.3603 | 2687385.9478 | 1242336.4647
5 | 2687336.8667 | 1242352.2192 | 2687341.537 | 1242379.5635 | 2687341.8011 | 1242380.5089
6 | 2687336.8667 | 1242352.2192 | 2687336.2934 | 1242340.3242
7 | 2687336.2934 | 1242340.3242 | 2687335.7241 | 1242318.3998 | 2687334.9353 | 1242290.8458
8 | 2687334.9353 | 1242290.8458 | 2687322.2436 | 1242297.1194
9 | 2687334.9353 | 1242290.8458 | 2687334.7226 | 1242288.8634 | 2687331.2574 | 1242263.8932
10 | 2687391.881 | 1242334.3603 | 2687399.2923 | 1242318.8136
11 | 2687356.7756 | 1242419.2724 | 2687353.0938 | 1242412.6022 | 2687346.363 | 1242396.836 | 2687341.8011 | 1242380.5089
12 | 2687330.4643 | 1242258.1783 | 2687331.2574 | 1242263.8932
13 | 2687337.4048 | 1242257.6578 | 2687338.901 | 1242263.3618 | 2687338.3288 | 1242266.2777 | 2687340.6209 | 1242274.9178 | 2687342.2709 | 1242285.8766
14 | 2687330.4643 | 1242258.1783 | 2687337.4048 | 1242257.6578
15 | 2687360.3639 | 1242488.7527 | 2687356.4257 | 1242497.9471 | 2687349.9159 | 1242505.7026
16 | 2687381.5713 | 1242440.931 | 2687362.9475 | 1242482.7208 | 2687360.3639 | 1242488.7527
17 | 2687325.1208 | 1242517.8899 | 2687336.4872 | 1242515.0773 | 2687344.9293 | 1242511.6435 | 2687349.9159 | 1242505.7026
18 | 2687381.5713 | 1242440.931 | 2687384.7837 | 1242442.5128
19 | 2687325.1208 | 1242517.8899 | 2687326.2531 | 1242523.1437
20 | 2687384.7837 | 1242442.5128 | 2687388.6854 | 1242424.3604
21 | 2687384.7837 | 1242442.5128 | 2687388.5179 | 1242443.5685 | 2687392.5788 | 1242444.0064 | 2687397.2087 | 1242444.3081 | 2687402.023 | 1242444.1938
22 | 2687326.2531 | 1242523.1437 | 2687327.8561 | 1242534.42 | 2687327.6293 | 1242549.8225
23 | 2687390.311 | 1242416.7975 | 2687388.6854 | 1242424.3604
24 | 2687402.023 | 1242444.1938 | 2687412.2284 | 1242443.9513 | 2687434.36 | 1242443.2212 | 2687443.4671 | 1242442.7122
25 | 2687356.7756 | 1242419.2724 | 2687371.8506 | 1242412.0779
26 | 2687371.8506 | 1242412.0779 | 2687371.8506 | 1242412.0779 | 2687374.0895 | 1242412.6503
27 | 2687390.311 | 1242416.7975 | 2687392.5347 | 1242406.9786
28 | 2687390.311 | 1242416.7975 | 2687374.0895 | 1242412.6503
29 | 2687476.6339 | 1242440.8587 | 2687443.4671 | 1242442.7122
30 | 2687544.5263 | 1242437.0516 | 2687556.0621 | 1242436.0878 | 2687562.4848 | 1242435.293 | 2687572.0124 | 1242433.6324 | 2687578.8371 | 1242431.7317 | 2687591.9772 | 1242427.1698
31 | 2687551.1165 | 1242476.6334 | 2687544.5263 | 1242437.0516
32 | 2687544.5263 | 1242437.0516 | 2687542.6795 | 1242418.7554 | 2687543.2998 | 1242416.1371
33 | 2687551.1165 | 1242476.6334 | 2687484.755 | 1242481.9678
34 | 2687551.1165 | 1242476.6334 | 2687555.3639 | 1242496.2847
35 | 2687543.2998 | 1242416.1371 | 2687544.945 | 1242409.193 | 2687550.4523 | 1242404.6448
36 | 2687401.095 | 1242408.8839 | 2687392.5347 | 1242406.9786
37 | 2687395.6862 | 1242240.3515 | 2687397.3842 | 1242239.4829 | 2687411.1473 | 1242231.0572 | 2687423.3198 | 1242221.6301
38 | 2687423.3198 | 1242221.6301 | 2687426.0679 | 1242219.5018 | 2687437.5815 | 1242208.7969 | 2687440.7835 | 1242205.0794
39 | 2687399.2923 | 1242318.8136 | 2687399.2923 | 1242318.8136 | 2687407.5423 | 1242309.595
40 | 2687427.6153 | 1242289.1637 | 2687417.1182 | 1242298.8948 | 2687407.5423 | 1242309.595
41 | 2687427.6153 | 1242289.1637 | 2687434.824 | 1242282.4812
42 | 2687434.824 | 1242282.4812 | 2687436.3657 | 1242281.052
43 | 2687437.3627 | 1242333.3849 | 2687442.4941 | 1242334.0982
44 | 2687437.3627 | 1242333.3849 | 2687436.7503 | 1242339.0245 | 2687434.3239 | 1242347.2059 | 2687430.058 | 1242355.9236
45 | 2687466.8351 | 1242337.3109 | 2687454.8138 | 1242335.8105 | 2687442.4941 | 1242334.0982
46 | 2687424.695 | 1242364.4072 | 2687428.3762 | 1242359.3605 | 2687430.058 | 1242355.9236
47 | 2687454.2463 | 1242266.823 | 2687443.0107 | 1242274.892 | 2687436.3657 | 1242281.052
48 | 2687466.8351 | 1242337.3109 | 2687476.6625 | 1242338.401 | 2687484.9792 | 1242338.2423
49 | 2687466.8351 | 1242337.3109 | 2687463.2558 | 1242357.168
50 | 2687410.0665 | 1242384.3614 | 2687414.5258 | 1242378.3482 | 2687424.695 | 1242364.4072
51 | 2687589.1558 | 1242158.4213 | 2687586.002 | 1242162.062 | 2687578.9818 | 1242168.2248
52 | 2687570.0697 | 1242176.0483 | 2687578.9818 | 1242168.2248
53 | 2687602.881 | 1242143.8756 | 2687595.1319 | 1242151.5224 | 2687589.1558 | 1242158.4213
54 | 2687570.0697 | 1242176.0483 | 2687551.7842 | 1242166.9093
55 | 2687570.0697 | 1242176.0483 | 2687565.9551 | 1242179.7718
56 | 2687602.881 | 1242143.8756 | 2687608.8086 | 1242146.932 | 2687620.2838 | 1242152.6722 | 2687630.6851 | 1242158.8143
57 | 2687534.7658 | 1242158.4035 | 2687551.7842 | 1242166.9093
58 | 2687552.9143 | 1242191.5729 | 2687565.9551 | 1242179.7718
59 | 2687534.7658 | 1242158.4035 | 2687530.6439 | 1242156.3703
60 | 2687546.8429 | 1242197.067 | 2687552.9143 | 1242191.5729
61 | 2687530.6439 | 1242156.3703 | 2687523.1979 | 1242152.6974
62 | 2687546.8429 | 1242197.067 | 2687533.5878 | 1242209.062
63 | 2687503.7576 | 1242143.1079 | 2687523.1979 | 1242152.6974
64 | 2687485.76 | 1242134.23 | 2687503.7576 | 1242143.1079
65 | 2687441.477 | 1242204.2743 | 2687440.7835 | 1242205.0794
66 | 2687441.477 | 1242204.2743 | 2687449.1196 | 1242195.4015 | 2687455.0725 | 1242187.1197
67 | 2687455.0725 | 1242187.1197 | 2687458.4438 | 1242182.4294 | 2687467.7737 | 1242167.6132
68 | 2687485.76 | 1242134.23 | 2687474.1364 | 1242157.5091 | 2687467.7737 | 1242167.6132
69 | 2687454.2463 | 1242266.823 | 2687457.3029 | 1242264.6279
70 | 2687464.6839 | 1242259.3271 | 2687457.3029 | 1242264.6279
71 | 2687464.6839 | 1242259.3271 | 2687474.554 | 1242252.2388
72 | 2687527.9396 | 1242213.6404 | 2687524.3575 | 1242216.2367
73 | 2687527.9396 | 1242213.6404 | 2687530.8976 | 1242211.4965 | 2687533.5878 | 1242209.062
74 | 2687524.3575 | 1242216.2367 | 2687519.6142 | 1242219.6747
75 | 2687519.6142 | 1242219.6747 | 2687506.6966 | 1242229.0372
76 | 2687498.7525 | 1242234.7951 | 2687506.6966 | 1242229.0372
77 | 2687492.2243 | 1242239.5268 | 2687498.7525 | 1242234.7951
78 | 2687492.2243 | 1242239.5268 | 2687488.9194 | 1242241.9221 | 2687474.554 | 1242252.2388
79 | 2687410.0665 | 1242384.3614 | 2687406.149 | 1242389.6442
80 | 2687401.095 | 1242408.8839 | 2687406.149 | 1242389.6442
81 | 2687401.095 | 1242408.8839 | 2687406.2427 | 1242409.9605 | 2687409.0205 | 1242410.5377
82 | 2687416.5447 | 1242412.1511 | 2687409.2952 | 1242410.5948 | 2687409.0205 | 1242410.5377
83 | 2687416.5447 | 1242412.1511 | 2687424.2548 | 1242413.8063 | 2687427.4385 | 1242413.7421 | 2687430.7189 | 1242409.6874 | 2687431.5942 | 1242408.1798
84 | 2687435.5758 | 1242401.3213 | 2687431.5942 | 1242408.1798
85 | 2687488.1649 | 1242338.1815 | 2687484.9792 | 1242338.2423
86 | 2687463.2558 | 1242357.168 | 2687461.8857 | 1242364.7687
87 | 2687461.8857 | 1242364.7687 | 2687460.8821 | 1242370.3363 | 2687457.068 | 1242374.8541
88 | 2687454.9366 | 1242377.3788 | 2687457.068 | 1242374.8541
89 | 2687488.1649 | 1242338.1815 | 2687488.1649 | 1242338.1815 | 2687494.1503 | 1242337.1336
90 | 2687524.0725 | 1242326.1243 | 2687517.9715 | 1242329.7036 | 2687510.4343 | 1242333.2617 | 2687499.997 | 1242336.1099 | 2687494.1503 | 1242337.1336
91 | 2687435.5758 | 1242401.3213 | 2687437.4521 | 1242398.0892 | 2687438.8033 | 1242396.4887
92 | 2687524.0725 | 1242326.1243 | 2687531.7252 | 1242320.3773 | 2687533.3361 | 1242319.0788
93 | 2687524.0725 | 1242326.1243 | 2687533.9072 | 1242331.3287
94 | 2687533.3361 | 1242319.0788 | 2687560.086 | 1242297.5165
95 | 2687533.9072 | 1242331.3287 | 2687533.9072 | 1242331.3287 | 2687560.2755 | 1242337.0885 | 2687569.3915 | 1242339.1486
96 | 2687583.1113 | 1242277.7803 | 2687568.3138 | 1242290.8843 | 2687560.086 | 1242297.5165
97 | 2687596.3656 | 1242345.2833 | 2687594.7561 | 1242344.8807 | 2687569.3915 | 1242339.1486
98 | 2687599.318 | 1242346.0217 | 2687596.3656 | 1242345.2833
99 | 2687599.318 | 1242346.0217 | 2687615.7339 | 1242350.1275 | 2687617.4766 | 1242351.1757
100 | 2687620.4923 | 1242364.2526 | 2687621.7951 | 1242359.4794 | 2687621.5718 | 1242355.6622 | 2687619.9603 | 1242352.6696 | 2687617.4766 | 1242351.1757
101 | 2687591.054 | 1242270.7466 | 2687583.1113 | 1242277.7803
102 | 2687550.4523 | 1242404.6448 | 2687553.4387 | 1242402.1785
103 | 2687577.4131 | 1242384.1292 | 2687556.387 | 1242399.7437 | 2687553.4387 | 1242402.1785
104 | 2687577.4131 | 1242384.1292 | 2687584.6774 | 1242378.7346 | 2687602.0943 | 1242370.152 | 2687612.1019 | 1242367.2785
105 | 2687558.7594 | 1242511.9943 | 2687555.3639 | 1242496.2847
106 | 2687620.4923 | 1242364.2526 | 2687615.6848 | 1242366.2497 | 2687612.1019 | 1242367.2785
107 | 2687558.7594 | 1242511.9943 | 2687536.4937 | 1242547.5242
108 | 2687558.7594 | 1242511.9943 | 2687584.309 | 1242497.3717 | 2687592.174 | 1242491.2124
109 | 2687620.4923 | 1242364.2526 | 2687628.4342 | 1242360.4226 | 2687633.1875 | 1242354.4217
110 | 2687655.5761 | 1242372.6545 | 2687647.5799 | 1242364.8085 | 2687635.1171 | 1242355.8401 | 2687633.1875 | 1242354.4217
111 | 2687660.3 | 1242377.3388 | 2687655.5761 | 1242372.6545
112 | 2687710.1754 | 1242313.4231 | 2687710.5954 | 1242311.0555 | 2687719.4432 | 1242298.2706
113 | 2687712.6612 | 1242331.8902 | 2687708.7561 | 1242321.4248 | 2687710.1754 | 1242313.4231
114 | 2687733.0043 | 1242276.7134 | 2687728.8712 | 1242282.7715 | 2687726.3629 | 1242288.2718 | 2687719.4432 | 1242298.2706
115 | 2687712.6612 | 1242331.8902 | 2687706.6071 | 1242334.8473 | 2687699.1498 | 1242339.6406 | 2687692.0605 | 1242345.6292 | 2687689.4731 | 1242348.2786
116 | 2687712.6612 | 1242331.8902 | 2687723.1564 | 1242328.2092 | 2687734.6475 | 1242327.2228
117 | 2687759.0205 | 1242242.4877 | 2687752.9481 | 1242251.271 | 2687748.6082 | 1242253.842 | 2687733.0043 | 1242276.7134
118 | 2687675.3182 | 1242362.7722 | 2687689.4731 | 1242348.2786
119 | 2687734.6475 | 1242327.2228 | 2687734.6475 | 1242327.2228 | 2687746.9616 | 1242328.3501 | 2687754.9988 | 1242331.3711 | 2687755.6729 | 1242331.783
120 | 2687759.0205 | 1242242.4877 | 2687776.5363 | 1242252.3331
121 | 2687759.0205 | 1242242.4877 | 2687737.5051 | 1242228.3208
122 | 2687680.1476 | 1242366.9688 | 2687675.3182 | 1242362.7722
123 | 2687660.3 | 1242377.3388 | 2687665.3848 | 1242372.4437 | 2687675.3182 | 1242362.7722
124 | 2687680.1476 | 1242366.9688 | 2687693.4951 | 1242373.3107
125 | 2687592.174 | 1242491.2124 | 2687595.82 | 1242488.3572 | 2687617.5816 | 1242465.0724 | 2687621.6831 | 1242458.9634
126 | 2687650.3501 | 1242416.2649 | 2687621.6831 | 1242458.9634
127 | 2687650.3501 | 1242416.2649 | 2687678.3866 | 1242433.1322
128 | 2687514.3124 | 1242580.4668 | 2687535.7336 | 1242548.7372 | 2687536.4937 | 1242547.5242
129 | 2687693.4951 | 1242373.3107 | 2687720.0498 | 1242385.9279 | 2687735.9003 | 1242393.9459
130 | 2687744.663 | 1242398.3786 | 2687735.9003 | 1242393.9459
131 | 2687591.054 | 1242270.7466 | 2687595.8303 | 1242266.5169 | 2687603.4699 | 1242259.1684
132 | 2687626.1817 | 1242236.4011 | 2687615.2413 | 1242247.8453 | 2687603.4699 | 1242259.1684
133 | 2687626.1817 | 1242236.4011 | 2687634.3391 | 1242227.8681 | 2687651.9452 | 1242206.9662
134 | 2687671.0925 | 1242184.2345 | 2687651.9452 | 1242206.9662
135 | 2687671.0925 | 1242184.2345 | 2687677.7587 | 1242188.9809 | 2687701.0965 | 1242204.3476
136 | 2687744.663 | 1242398.3786 | 2687731.4641 | 1242421.6076

## bus_geodata
| x | y | coords
0 | 2687319.0922 | 1242378.9443
1 | 2687364.5194 | 1242348.8014
2 | 2687367.6435 | 1242342.5317
3 | 2687385.9478 | 1242336.4647
4 | 2687336.8667 | 1242352.2192
5 | 2687336.2934 | 1242340.3242
6 | 2687334.9353 | 1242290.8458
7 | 2687391.881 | 1242334.3603
8 | 2687341.8011 | 1242380.5089
9 | 2687322.2436 | 1242297.1194
10 | 2687331.2574 | 1242263.8932
11 | 2687342.2709 | 1242285.8766
12 | 2687337.4048 | 1242257.6578
13 | 2687330.4643 | 1242258.1783
14 | 2687360.3639 | 1242488.7527
15 | 2687349.9159 | 1242505.7026
16 | 2687381.5713 | 1242440.931
17 | 2687325.1208 | 1242517.8899
18 | 2687384.7837 | 1242442.5128
19 | 2687326.2531 | 1242523.1437
20 | 2687388.6854 | 1242424.3604
21 | 2687402.023 | 1242444.1938
22 | 2687356.7756 | 1242419.2724
23 | 2687371.8506 | 1242412.0779
24 | 2687327.6293 | 1242549.8225
25 | 2687390.311 | 1242416.7975
26 | 2687443.4671 | 1242442.7122
27 | 2687374.0895 | 1242412.6503
28 | 2687476.6339 | 1242440.8587
29 | 2687544.5263 | 1242437.0516
30 | 2687591.9772 | 1242427.1698
31 | 2687551.1165 | 1242476.6334
32 | 2687543.2998 | 1242416.1371
33 | 2687392.5347 | 1242406.9786
34 | 2687395.6862 | 1242240.3515
35 | 2687423.3198 | 1242221.6301
36 | 2687399.2923 | 1242318.8136
37 | 2687407.5423 | 1242309.595
38 | 2687427.6153 | 1242289.1637
39 | 2687434.824 | 1242282.4812
40 | 2687437.3627 | 1242333.3849
41 | 2687442.4941 | 1242334.0982
42 | 2687430.058 | 1242355.9236
43 | 2687436.3657 | 1242281.052
44 | 2687466.8351 | 1242337.3109
45 | 2687424.695 | 1242364.4072
46 | 2687578.9818 | 1242168.2248
47 | 2687589.1558 | 1242158.4213
48 | 2687570.0697 | 1242176.0483
49 | 2687602.881 | 1242143.8756
50 | 2687551.7842 | 1242166.9093
51 | 2687565.9551 | 1242179.7718
52 | 2687630.6851 | 1242158.8143
53 | 2687534.7658 | 1242158.4035
54 | 2687552.9143 | 1242191.5729
55 | 2687530.6439 | 1242156.3703
56 | 2687546.8429 | 1242197.067
57 | 2687523.1979 | 1242152.6974
58 | 2687503.7576 | 1242143.1079
59 | 2687440.7835 | 1242205.0794
60 | 2687441.477 | 1242204.2743
61 | 2687455.0725 | 1242187.1197
62 | 2687467.7737 | 1242167.6132
63 | 2687454.2463 | 1242266.823
64 | 2687457.3029 | 1242264.6279
65 | 2687464.6839 | 1242259.3271
66 | 2687485.76 | 1242134.23
67 | 2687527.9396 | 1242213.6404
68 | 2687524.3575 | 1242216.2367
69 | 2687533.5878 | 1242209.062
70 | 2687519.6142 | 1242219.6747
71 | 2687506.6966 | 1242229.0372
72 | 2687498.7525 | 1242234.7951
73 | 2687492.2243 | 1242239.5268
74 | 2687474.554 | 1242252.2388
75 | 2687410.0665 | 1242384.3614
76 | 2687406.149 | 1242389.6442
77 | 2687401.095 | 1242408.8839
78 | 2687409.0205 | 1242410.5377
79 | 2687416.5447 | 1242412.1511
80 | 2687431.5942 | 1242408.1798
81 | 2687484.9792 | 1242338.2423
82 | 2687463.2558 | 1242357.168
83 | 2687461.8857 | 1242364.7687
84 | 2687457.068 | 1242374.8541
85 | 2687454.9366 | 1242377.3788
86 | 2687488.1649 | 1242338.1815
87 | 2687494.1503 | 1242337.1336
88 | 2687438.8033 | 1242396.4887
89 | 2687435.5758 | 1242401.3213
90 | 2687524.0725 | 1242326.1243
91 | 2687533.3361 | 1242319.0788
92 | 2687533.9072 | 1242331.3287
93 | 2687560.086 | 1242297.5165
94 | 2687569.3915 | 1242339.1486
95 | 2687596.3656 | 1242345.2833
96 | 2687599.318 | 1242346.0217
97 | 2687617.4766 | 1242351.1757
98 | 2687583.1113 | 1242277.7803
99 | 2687550.4523 | 1242404.6448
100 | 2687553.4387 | 1242402.1785
101 | 2687577.4131 | 1242384.1292
102 | 2687484.755 | 1242481.9678
103 | 2687555.3639 | 1242496.2847
104 | 2687612.1019 | 1242367.2785
105 | 2687558.7594 | 1242511.9943
106 | 2687620.4923 | 1242364.2526
107 | 2687633.1875 | 1242354.4217
108 | 2687655.5761 | 1242372.6545
109 | 2687710.1754 | 1242313.4231
110 | 2687719.4432 | 1242298.2706
111 | 2687712.6612 | 1242331.8902
112 | 2687733.0043 | 1242276.7134
113 | 2687689.4731 | 1242348.2786
114 | 2687734.6475 | 1242327.2228
115 | 2687759.0205 | 1242242.4877
116 | 2687675.3182 | 1242362.7722
117 | 2687755.6729 | 1242331.783
118 | 2687776.5363 | 1242252.3331
119 | 2687737.5051 | 1242228.3208
120 | 2687680.1476 | 1242366.9688
121 | 2687660.3 | 1242377.3388
122 | 2687592.174 | 1242491.2124
123 | 2687621.6831 | 1242458.9634
124 | 2687650.3501 | 1242416.2649
125 | 2687536.4937 | 1242547.5242
126 | 2687678.3866 | 1242433.1322
127 | 2687514.3124 | 1242580.4668
128 | 2687693.4951 | 1242373.3107
129 | 2687735.9003 | 1242393.9459
130 | 2687591.054 | 1242270.7466
131 | 2687603.4699 | 1242259.1684
132 | 2687626.1817 | 1242236.4011
133 | 2687651.9452 | 1242206.9662
134 | 2687671.0925 | 1242184.2345
135 | 2687701.0965 | 1242204.3476
136 | 2687744.663 | 1242398.3786
137 | 2687731.4641 | 1242421.6076
138 | 2687524.0725 | 1242326.1243

## line_std_types
| c_nf_per_km | r_ohm_per_km | x_ohm_per_km | max_i_ka | type | q_mm2 | alpha | voltage_rating
NAYY 4x50 SE | 210 | 0.642 | 0.083 | 0.142 | cs | 50 | 0.00403 | LV
NAYY 4x120 SE | 264 | 0.225 | 0.08 | 0.242 | cs | 120 | 0.00403 | LV
NAYY 4x150 SE | 261 | 0.208 | 0.08 | 0.27 | cs | 150 | 0.00403 | LV
NA2XS2Y 1x95 RM/25 12/20 kV | 216 | 0.313 | 0.132 | 0.252 | cs | 95 | 0.00403 | MV
NA2XS2Y 1x185 RM/25 12/20 kV | 273 | 0.161 | 0.117 | 0.362 | cs | 185 | 0.00403 | MV
NA2XS2Y 1x240 RM/25 12/20 kV | 304 | 0.122 | 0.112 | 0.421 | cs | 240 | 0.00403 | MV
NA2XS2Y 1x95 RM/25 6/10 kV | 315 | 0.313 | 0.123 | 0.249 | cs | 95 | 0.00403 | MV
NA2XS2Y 1x185 RM/25 6/10 kV | 406 | 0.161 | 0.11 | 0.358 | cs | 185 | 0.00403 | MV
NA2XS2Y 1x240 RM/25 6/10 kV | 456 | 0.122 | 0.105 | 0.416 | cs | 240 | 0.00403 | MV
NA2XS2Y 1x150 RM/25 12/20 kV | 250 | 0.206 | 0.116 | 0.319 | cs | 150 | 0.00403 | MV
NA2XS2Y 1x120 RM/25 12/20 kV | 230 | 0.253 | 0.119 | 0.283 | cs | 120 | 0.00403 | MV
NA2XS2Y 1x70 RM/25 12/20 kV | 190 | 0.443 | 0.132 | 0.22 | cs | 70 | 0.00403 | MV
NA2XS2Y 1x150 RM/25 6/10 kV | 360 | 0.206 | 0.11 | 0.315 | cs | 150 | 0.00403 | MV
NA2XS2Y 1x120 RM/25 6/10 kV | 340 | 0.253 | 0.113 | 0.28 | cs | 120 | 0.00403 | MV
NA2XS2Y 1x70 RM/25 6/10 kV | 280 | 0.443 | 0.123 | 0.217 | cs | 70 | 0.00403 | MV
N2XS(FL)2Y 1x120 RM/35 64/110 kV | 112 | 0.153 | 0.166 | 0.366 | cs | 120 | 0.00393 | HV
N2XS(FL)2Y 1x185 RM/35 64/110 kV | 125 | 0.099 | 0.156 | 0.457 | cs | 185 | 0.00393 | HV
N2XS(FL)2Y 1x240 RM/35 64/110 kV | 135 | 0.075 | 0.149 | 0.526 | cs | 240 | 0.00393 | HV
N2XS(FL)2Y 1x300 RM/35 64/110 kV | 144 | 0.06 | 0.144 | 0.588 | cs | 300 | 0.00393 | HV
15-AL1/3-ST1A 0.4 | 11 | 1.8769 | 0.35 | 0.105 | ol | 16 | 0.00403 | LV
24-AL1/4-ST1A 0.4 | 11.25 | 1.2012 | 0.335 | 0.14 | ol | 24 | 0.00403 | LV
48-AL1/8-ST1A 0.4 | 12.2 | 0.5939 | 0.3 | 0.21 | ol | 48 | 0.00403 | LV
94-AL1/15-ST1A 0.4 | 13.2 | 0.306 | 0.29 | 0.35 | ol | 94 | 0.00403 | LV
34-AL1/6-ST1A 10.0 | 9.7 | 0.8342 | 0.36 | 0.17 | ol | 34 | 0.00403 | MV
48-AL1/8-ST1A 10.0 | 10.1 | 0.5939 | 0.35 | 0.21 | ol | 48 | 0.00403 | MV
70-AL1/11-ST1A 10.0 | 10.4 | 0.4132 | 0.339 | 0.29 | ol | 70 | 0.00403 | MV
94-AL1/15-ST1A 10.0 | 10.75 | 0.306 | 0.33 | 0.35 | ol | 94 | 0.00403 | MV
122-AL1/20-ST1A 10.0 | 11.1 | 0.2376 | 0.323 | 0.41 | ol | 122 | 0.00403 | MV
149-AL1/24-ST1A 10.0 | 11.25 | 0.194 | 0.315 | 0.47 | ol | 149 | 0.00403 | MV
34-AL1/6-ST1A 20.0 | 9.15 | 0.8342 | 0.382 | 0.17 | ol | 34 | 0.00403 | MV
48-AL1/8-ST1A 20.0 | 9.5 | 0.5939 | 0.372 | 0.21 | ol | 48 | 0.00403 | MV
70-AL1/11-ST1A 20.0 | 9.7 | 0.4132 | 0.36 | 0.29 | ol | 70 | 0.00403 | MV
94-AL1/15-ST1A 20.0 | 10 | 0.306 | 0.35 | 0.35 | ol | 94 | 0.00403 | MV
122-AL1/20-ST1A 20.0 | 10.3 | 0.2376 | 0.344 | 0.41 | ol | 122 | 0.00403 | MV
149-AL1/24-ST1A 20.0 | 10.5 | 0.194 | 0.337 | 0.47 | ol | 149 | 0.00403 | MV
184-AL1/30-ST1A 20.0 | 10.75 | 0.1571 | 0.33 | 0.535 | ol | 184 | 0.00403 | MV
243-AL1/39-ST1A 20.0 | 11 | 0.1188 | 0.32 | 0.645 | ol | 243 | 0.00403 | MV
48-AL1/8-ST1A 110.0 | 8 | 0.5939 | 0.46 | 0.21 | ol | 48 | 0.00403 | HV
70-AL1/11-ST1A 110.0 | 8.4 | 0.4132 | 0.45 | 0.29 | ol | 70 | 0.00403 | HV
94-AL1/15-ST1A 110.0 | 8.65 | 0.306 | 0.44 | 0.35 | ol | 94 | 0.00403 | HV
122-AL1/20-ST1A 110.0 | 8.5 | 0.2376 | 0.43 | 0.41 | ol | 122 | 0.00403 | HV
149-AL1/24-ST1A 110.0 | 8.75 | 0.194 | 0.41 | 0.47 | ol | 149 | 0.00403 | HV
184-AL1/30-ST1A 110.0 | 8.8 | 0.1571 | 0.4 | 0.535 | ol | 184 | 0.00403 | HV
243-AL1/39-ST1A 110.0 | 9 | 0.1188 | 0.39 | 0.645 | ol | 243 | 0.00403 | HV
305-AL1/39-ST1A 110.0 | 9.2 | 0.0949 | 0.38 | 0.74 | ol | 305 | 0.00403 | HV
490-AL1/64-ST1A 110.0 | 9.75 | 0.059 | 0.37 | 0.96 | ol | 490 | 0.00403 | HV
679-AL1/86-ST1A 110.0 | 9.95 | 0.042 | 0.36 | 1.15 | ol | 679 | 0.00403 | HV
490-AL1/64-ST1A 220.0 | 10 | 0.059 | 0.285 | 0.96 | ol | 490 | 0.00403 | HV
679-AL1/86-ST1A 220.0 | 11.7 | 0.042 | 0.275 | 1.15 | ol | 679 | 0.00403 | HV
490-AL1/64-ST1A 380.0 | 11 | 0.059 | 0.253 | 0.96 | ol | 490 | 0.00403 | HV
679-AL1/86-ST1A 380.0 | 14.6 | 0.042 | 0.25 | 1.15 | ol | 679 | 0.00403 | HV

## trafo_std_types
| i0_percent | pfe_kw | vkr_percent | sn_mva | vn_lv_kv | vn_hv_kv | vk_percent | shift_degree | vector_group | tap_side | tap_neutral | tap_min | tap_max | tap_step_degree | tap_step_percent | tap_phase_shifter
160 MVA 380/110 kV | 0.06 | 60 | 0.25 | 160 | 110 | 380 | 12.2 | 0 | Yy0 | hv | 0 | -9 | 9 | 0 | 1.5 | FALSE
100 MVA 220/110 kV | 0.06 | 55 | 0.26 | 100 | 110 | 220 | 12 | 0 | Yy0 | hv | 0 | -9 | 9 | 0 | 1.5 | FALSE
63 MVA 110/20 kV | 0.04 | 22 | 0.32 | 63 | 20 | 110 | 18 | 150 | YNd5 | hv | 0 | -9 | 9 | 0 | 1.5 | FALSE
40 MVA 110/20 kV | 0.05 | 18 | 0.34 | 40 | 20 | 110 | 16.2 | 150 | YNd5 | hv | 0 | -9 | 9 | 0 | 1.5 | FALSE
25 MVA 110/20 kV | 0.07 | 14 | 0.41 | 25 | 20 | 110 | 12 | 150 | YNd5 | hv | 0 | -9 | 9 | 0 | 1.5 | FALSE
63 MVA 110/10 kV | 0.04 | 22 | 0.32 | 63 | 10 | 110 | 18 | 150 | YNd5 | hv | 0 | -9 | 9 | 0 | 1.5 | FALSE
40 MVA 110/10 kV | 0.05 | 18 | 0.34 | 40 | 10 | 110 | 16.2 | 150 | YNd5 | hv | 0 | -9 | 9 | 0 | 1.5 | FALSE
25 MVA 110/10 kV | 0.07 | 14 | 0.41 | 25 | 10 | 110 | 12 | 150 | YNd5 | hv | 0 | -9 | 9 | 0 | 1.5 | FALSE
0.25 MVA 20/0.4 kV | 0.32 | 0.8 | 1.44 | 0.25 | 0.4 | 20 | 6 | 150 | Yzn5 | hv | 0 | -2 | 2 | 0 | 2.5 | FALSE
0.4 MVA 20/0.4 kV | 0.3375 | 1.35 | 1.425 | 0.4 | 0.4 | 20 | 6 | 150 | Dyn5 | hv | 0 | -2 | 2 | 0 | 2.5 | FALSE
0.63 MVA 20/0.4 kV | 0.2619 | 1.65 | 1.206 | 0.63 | 0.4 | 20 | 6 | 150 | Dyn5 | hv | 0 | -2 | 2 | 0 | 2.5 | FALSE
0.25 MVA 10/0.4 kV | 0.24 | 0.6 | 1.2 | 0.25 | 0.4 | 10 | 4 | 150 | Dyn5 | hv | 0 | -2 | 2 | 0 | 2.5 | FALSE
0.4 MVA 10/0.4 kV | 0.2375 | 0.95 | 1.325 | 0.4 | 0.4 | 10 | 4 | 150 | Dyn5 | hv | 0 | -2 | 2 | 0 | 2.5 | FALSE
0.63 MVA 10/0.4 kV | 0.1873 | 1.18 | 1.0794 | 0.63 | 0.4 | 10 | 4 | 150 | Dyn5 | hv | 0 | -2 | 2 | 0 | 2.5 | FALSE

## trafo3w_std_types
| sn_hv_mva | sn_mv_mva | sn_lv_mva | vn_hv_kv | vn_mv_kv | vn_lv_kv | vk_hv_percent | vk_mv_percent | vk_lv_percent | vkr_hv_percent | vkr_mv_percent | vkr_lv_percent | pfe_kw | i0_percent | shift_mv_degree | shift_lv_degree | vector_group | tap_side | tap_neutral | tap_min | tap_max | tap_step_percent
63/25/38 MVA 110/20/10 kV | 63 | 25 | 38 | 110 | 20 | 10 | 10.4 | 10.4 | 10.4 | 0.28 | 0.32 | 0.35 | 35 | 0.89 | 0 | 0 | YN0yn0yn0 | hv | 0 | -10 | 10 | 1.2
63/25/38 MVA 110/10/10 kV | 63 | 25 | 38 | 110 | 10 | 10 | 10.4 | 10.4 | 10.4 | 0.28 | 0.32 | 0.35 | 35 | 0.89 | 0 | 0 | YN0yn0yn0 | hv | 0 | -10 | 10 | 1.2

## fuse_std_types
| fuse_type | i_rated_a | t_avg | t_min | t_total | x_avg | x_min | x_total
HV 100A | HV 100A | 100 | 0 | [10.0, 3.64, 0.854, 0.281, 0.1, 0.0531, 0.022, 0.01] | [10.0, 4.267, 1.21, 0.403, 0.1, 0.058, 0.022, 0.01] | 0 | [300.0, 350.0, 450.0, 550.0, 700.0, 850.0, 1200.0, 1752.0] | [600.0, 700.0, 900.0, 1150.0, 1665.0, 2000.0, 3000.0, 4313.0]
HV 10A | HV 10A | 10 | 0 | [10.0, 1675.0, 0.344, 0.156, 0.1, 0.0417, 0.0171, 0.01] | [10.0, 1.3, 0.3, 0.155, 0.1, 0.0555, 0.023, 0.01] | 0 | [30.0, 32.0, 35.0, 37.0, 39.0, 50.0, 70.0, 88.0] | [60.0, 70.0, 80.0, 87.0, 94.0, 110.0, 150.0, 216.0]
HV 125A | HV 125A | 125 | 0 | [10.0, 1.82, 0.344, 0.1, 0.0467, 0.0269, 0.01] | [10.0, 2.478, 0.426, 0.1, 0.0427, 0.0211, 0.01] | 0 | [375.0, 500.0, 700.0, 925.0, 1200.0, 1500.0, 2341.0] | [750.0, 1000.0, 1500.0, 2200.0, 3000.0, 4000.0, 5765.0]
HV 160A | HV 160A | 160 | 0 | [10.0, 4.15, 1.03, 0.198, 0.1, 0.051, 0.0172, 0.01] | [10.0, 2.3, 0.734, 0.274, 0.1, 0.046, 0.0177, 0.01] | 0 | [480.0, 550.0, 700.0, 1000.0, 1260.0, 1600.0, 2500.0, 3227.0] | [960.0, 1300.0, 1700.0, 2200.0, 2996.0, 4000.0, 6000.0, 7946.0]
HV 16A | HV 16A | 16 | 0 | [10.0, 0.352, 0.164, 0.1, 0.0649, 0.0342, 0.01] | [10.0, 2.34, 0.722, 0.181, 0.1, 0.055, 0.0296, 0.01] | 0 | [48.0, 60.0, 65.0, 71.0, 80.0, 100.0, 162.0] | [96.0, 110.0, 125.0, 150.0, 168.0, 200.0, 250.0, 398.0]
HV 200A | HV 200A | 200 | 0 | [10.0, 4.267, 1.21, 0.403, 0.1, 0.058, 0.022, 0.01] | [10.0, 3.73, 1.654, 0.328, 0.1, 0.0531, 0.019, 0.01] | 0 | [600.0, 700.0, 900.0, 1150.0, 1665.0, 2000.0, 3000.0, 4313.0] | [1200.0, 1500.0, 1800.0, 2700.0, 3960.0, 5000.0, 7500.0, 10620.0]
HV 20A | HV 20A | 20 | 0 | [10.0, 1.3, 0.3, 0.155, 0.1, 0.0555, 0.023, 0.01] | [10.0, 1.3, 0.161, 0.1, 0.0611, 0.0399, 0.0141, 0.01] | 0 | [60.0, 70.0, 80.0, 87.0, 94.0, 110.0, 150.0, 216.0] | [120.0, 150.0, 200.0, 223.0, 260.0, 300.0, 450.0, 532.0]
HV 25A | HV 25A | 25 | 0 | [10.0, 2.512, 0.833, 0.299, 0.1, 0.0372, 0.0223, 0.01] | [10.0, 3.125, 0.597, 0.198, 0.1, 0.0378, 0.022, 0.01] | 0 | [75.0, 82.0, 90.0, 100.0, 124.0, 170.0, 200.0, 289.0] | [150.0, 170.0, 210.0, 250.0, 294.0, 400.0, 500.0, 711.0]
HV 31.5A | HV 31.5A | 31.5 | 0 | [10.0, 2.34, 0.722, 0.181, 0.1, 0.055, 0.0296, 0.01] | [10.0, 2.84, 0.368, 0.164, 0.1, 0.0621, 0.0378, 0.0195, 0.01] | 0 | [95.0, 110.0, 125.0, 150.0, 165.0, 200.0, 250.0, 390.0] | [189.0, 220.0, 300.0, 350.0, 393.0, 450.0, 530.0, 700.0, 960.0]
HV 40A | HV 40A | 40 | 0 | [10.0, 1.3, 0.161, 0.1, 0.0611, 0.0399, 0.0141, 0.01] | [10.0, 2.05, 0.369, 0.198, 0.1, 0.051, 0.0298, 0.01] | 0 | [120.0, 150.0, 200.0, 223.0, 260.0, 300.0, 450.0, 532.0] | [240.0, 300.0, 400.0, 450.0, 530.0, 650.0, 800.0, 1311.0]
HV 50A | HV 50A | 50 | 0 | [10.0, 3.215, 0.597, 0.198, 0.1, 0.0378, 0.022, 0.01] | [10.0, 3.64, 0.854, 0.281, 0.1, 0.0531, 0.022, 0.01] | 0 | [150.0, 170.0, 210.0, 250.0, 294.0, 400.0, 500.0, 711.0] | [300.0, 350.0, 450.0, 550.0, 700.0, 850.0, 1200.0, 1752.0]
HV 6.3A | HV 6.3A | 6.3 | 0 | [10.0, 1.39, 0.344, 0.168, 0.1, 0.056, 0.0263, 0.01] | [10.0, 1.711, 0.516, 0.198, 0.1, 0.0634, 0.0303, 0.01] | 0 | [19.0, 19.5, 20.4, 20.8, 22.0, 25.0, 32.0, 48.0] | [38.0, 40.0, 43.0, 48.0, 53.0, 60.0, 75.0, 118.0]
HV 63A | HV 63A | 63 | 0 | [10.0, 2.84, 0.368, 0.164, 0.1, 0.0621, 0.0378, 0.0195, 0.01] | [10.0, 1.82, 0.344, 0.1, 0.0467, 0.0269, 0.01] | 0 | [189.0, 220.0, 300.0, 350.0, 393.0, 450.0, 530.0, 700.0, 961.0] | [378.0, 500.0, 700.0, 934.0, 1200.0, 1500.0, 2366.0]
HV 80A | HV 80A | 80 | 0 | [10.0, 2.05, 0.369, 0.198, 0.1, 0.051, 0.0298, 0.01] | [10.0, 4.15, 1.03, 0.198, 0.1, 0.051, 0.0172, 0.01] | 0 | [240.0, 300.0, 400.0, 450.0, 530.0, 650.0, 800.0, 1311.0] | [480.0, 550.0, 700.0, 1000.0, 1260.0, 1600.0, 2500.0, 3227.0]
Siemens NH-1-100 | Siemens NH-1-100 | 100 | [5400.0, 2000.0, 400.0, 20.0, 1.0, 0.2, 0.012, 0.004] | 0 | 0 | [150.0, 190.0, 250.0, 430.0, 900.0, 1250.0, 2700.0, 3600.0] | 0 | 0
Siemens NH-1-125 | Siemens NH-1-125 | 125 | [4800.0, 120.0, 7.0, 0.1, 0.004] | 0 | 0 | [180.0, 400.0, 740.0, 2000.0, 4250.0] | 0 | 0
Siemens NH-1-16 | Siemens NH-1-16 | 16 | [4000.0, 400.0, 2.0, 0.1, 0.04, 0.01] | 0 | 0 | [26.0, 35.0, 75.0, 150.0, 200.0, 300.0] | 0 | 0
Siemens NH-1-160 | Siemens NH-1-160 | 160 | [4800.0, 120.0, 7.0, 0.1, 0.004] | 0 | 0 | [210.0, 500.0, 900.0, 2300.0, 5000.0] | 0 | 0
Siemens NH-1-25 | Siemens NH-1-25 | 25 | [4000.0, 1000.0, 10.0, 0.2, 0.02, 0.01] | 0 | 0 | [40.0, 50.0, 100.0, 210.0, 400.0, 500.0] | 0 | 0
Siemens NH-1-50 | Siemens NH-1-50 | 50 | [4000.0, 40.0, 4.0, 1.0, 0.02, 0.01] | 0 | 0 | [86.0, 200.0, 300.0, 400.0, 1000.0, 1280.0] | 0 | 0
Siemens NH-1-63 | Siemens NH-1-63 | 63 | [4000.0, 100.0, 10.0, 2.0, 0.04, 0.01] | 0 | 0 | [100.0, 200.0, 300.0, 400.0, 1000.0, 1500.0] | 0 | 0
Siemens NH-1-80 | Siemens NH-1-80 | 80 | [4800.0, 120.0, 7.0, 0.1, 0.01] | 0 | 0 | [150.58, 250.0, 450.0, 1150.0, 2470.0] | 0 | 0
Siemens NH-2-1000 | Siemens NH-2-1000 | 1000 | [4800.0, 120.0, 7.0, 0.1, 0.004] | 0 | 0 | [1900.0, 3500.0, 8400.0, 24000.0, 52000.0] | 0 | 0
Siemens NH-2-200 | Siemens NH-2-200 | 200 | [4800.0, 120.0, 7.0, 0.1, 0.004] | 0 | 0 | [280.0, 650.0, 1200.0, 3000.0, 7000.0] | 0 | 0
Siemens NH-2-224 | Siemens NH-2-224 | 224 | [4800.0, 120.0, 7.0, 0.2, 0.04, 0.004] | 0 | 0 | [400.0, 750.0, 1453.0, 3025.0, 4315.0, 7600.0] | 0 | 0
Siemens NH-2-250 | Siemens NH-2-250 | 250 | [4800.0, 120.0, 7.0, 0.1, 0.004] | 0 | 0 | [450.0, 800.0, 1650.0, 4000.0, 8500.0] | 0 | 0
Siemens NH-2-315 | Siemens NH-2-315 | 315 | [4800.0, 120.0, 7.0, 0.1, 0.004] | 0 | 0 | [550.0, 920.0, 1900.0, 5000.0, 11000.0] | 0 | 0
Siemens NH-2-355 | Siemens NH-2-355 | 355 | [4800.0, 120.0, 6.0, 0.1, 0.004] | 0 | 0 | [650.0, 1116.27, 2350.0, 5840.0, 12790.0] | 0 | 0
Siemens NH-2-400 | Siemens NH-2-400 | 400 | [4800.0, 120.0, 7.0, 0.1, 0.004] | 0 | 0 | [720.0, 1350.0, 2800.0, 6500.0, 15000.0] | 0 | 0
Siemens NH-2-425 | Siemens NH-2-425 | 425 | [4800.0, 120.0, 7.0, 0.1, 0.004] | 0 | 0 | [850.0, 1500.0, 3050.0, 7500.0, 16500.0] | 0 | 0
Siemens NH-2-630 | Siemens NH-2-630 | 630 | [4800.0, 120.0, 7.0, 0.1, 0.004] | 0 | 0 | [1200.0, 2000.0, 4800.0, 12000.0, 26000.0] | 0 | 0

## res_bus
| vm_pu | va_degree | p_mw | q_mvar
0 | 0.98264 | -0.3325 | 0.0020638 | 0.00051723
1 | 0.98274 | -0.33046 | 0.0011399 | 0.00028569
2 | 0.98276 | -0.33006 | 0 | 0
3 | 0.98219 | -0.34112 | 0.00099303 | 0.00024888
4 | 0.98376 | -0.31069 | 0 | 0
5 | 0.98356 | -0.31455 | 0 | 0
6 | 0.98274 | -0.33063 | 0 | 0
7 | 0.98201 | -0.34468 | 0 | 0
8 | 0.98489 | -0.28878 | 0.0010561 | 0.00026469
9 | 0.98271 | -0.33116 | 0.0020762 | 0.00052034
10 | 0.98234 | -0.33846 | 0.003341 | 0.00083733
11 | 0.98186 | -0.34793 | 0.012593 | 0.0031562
12 | 0.98219 | -0.34135 | 0 | 0
13 | 0.98227 | -0.33977 | 0 | 0
14 | 0.98731 | -0.24221 | 0.0021323 | 0.00053441
15 | 0.98722 | -0.24401 | 0.0023252 | 0.00058276
16 | 0.98766 | -0.23556 | 0 | 0
17 | 0.98715 | -0.24536 | 0 | 0
18 | 0.98768 | -0.23511 | 0 | 0
19 | 0.98714 | -0.24562 | 0 | 0
20 | 0.9879 | -0.23073 | 0.0018033 | 0.00045194
21 | 0.98758 | -0.23701 | 0.0028133 | 0.00070508
22 | 0.98656 | -0.25666 | 0 | 0
23 | 0.98722 | -0.24383 | 0.0017207 | 0.00043125
24 | 0.98707 | -0.24689 | 0.002651 | 0.0006644
25 | 0.98801 | -0.22866 | 0 | 0
26 | 0.98746 | -0.23943 | 0.0015434 | 0.00038682
27 | 0.98732 | -0.24202 | 0.0017666 | 0.00044274
28 | 0.9874 | -0.24046 | 0.0017282 | 0.00043314
29 | 0.98284 | -0.32976 | 0 | 0
30 | 0.98254 | -0.33566 | 0.0067101 | 0.0016817
31 | 0.98145 | -0.35698 | 0 | 0
32 | 0.98371 | -0.31294 | 0.0063881 | 0.001601
33 | 0.9885 | -0.21929 | 0.0017311 | 0.00043386
34 | 0.97019 | -0.57663 | 0.0047827 | 0.0011987
35 | 0.97034 | -0.57367 | 0.0044861 | 0.0011243
36 | 0.98151 | -0.35443 | 0.0014106 | 0.00035353
37 | 0.98116 | -0.36127 | 0.0018395 | 0.00046102
38 | 0.98036 | -0.37668 | 0.0016729 | 0.00041927
39 | 0.9801 | -0.38182 | 0.0014784 | 0.00037052
40 | 0.99347 | -0.12406 | 0 | 0
41 | 0.99375 | -0.11866 | 0.0053719 | 0.0013463
42 | 0.99216 | -0.14906 | 0.0020691 | 0.00051858
43 | 0.97999 | -0.38397 | 0.0021937 | 0.00054978
44 | 0.99515 | -0.091919 | 0 | 0
45 | 0.99162 | -0.15942 | 0.0019865 | 0.00049787
46 | 0.97355 | -0.51019 | 0.00050401 | 0.00012632
47 | 0.9735 | -0.51112 | 0.00051473 | 0.000129
48 | 0.9736 | -0.5093 | 0 | 0
49 | 0.97345 | -0.51225 | 0 | 0
50 | 0.97316 | -0.51783 | 0.0003282 | 8.2255e-05
51 | 0.97374 | -0.50657 | 0.00066364 | 0.00016632
52 | 0.97336 | -0.51403 | 0.0030644 | 0.00076801
53 | 0.97277 | -0.52565 | 0 | 0
54 | 0.97419 | -0.49771 | 0.0002423 | 6.0725e-05
55 | 0.97267 | -0.52755 | 0.00024425 | 6.1214e-05
56 | 0.9744 | -0.49355 | 0.00022965 | 5.7557e-05
57 | 0.9725 | -0.53093 | 0.00024059 | 6.0298e-05
58 | 0.97206 | -0.53966 | 0.0041851 | 0.0010489
59 | 0.97055 | -0.56953 | 0.001164 | 0.00029173
60 | 0.97056 | -0.56933 | 0.0014191 | 0.00035565
61 | 0.9708 | -0.56452 | 0.0019008 | 0.00047637
62 | 0.9711 | -0.5586 | 0.0039166 | 0.00098159
63 | 0.97884 | -0.40642 | 0.0018079 | 0.0004531
64 | 0.97866 | -0.40999 | 0.0017832 | 0.00044691
65 | 0.97823 | -0.41832 | 0.0018265 | 0.00045775
66 | 0.97173 | -0.54621 | 0 | 0
67 | 0.97509 | -0.47986 | 0.0017804 | 0.00044621
68 | 0.97524 | -0.47695 | 0.00032801 | 8.2208e-05
69 | 0.97486 | -0.4844 | 0.0061177 | 0.0015332
70 | 0.97544 | -0.47308 | 0.0012553 | 0.00031461
71 | 0.97599 | -0.46216 | 0.0065712 | 0.0016469
72 | 0.9764 | -0.45427 | 0.0013284 | 0.00033293
73 | 0.97674 | -0.4476 | 0.0013379 | 0.0003353
74 | 0.97768 | -0.42908 | 0.0019354 | 0.00048505
75 | 0.99031 | -0.18449 | 0.00090856 | 0.00022771
76 | 0.98996 | -0.19111 | 0.00093823 | 0.00023514
77 | 0.98893 | -0.21099 | 0 | 0
78 | 0.98888 | -0.21189 | 0.00057928 | 0.00014518
79 | 0.98884 | -0.21267 | 0.00058477 | 0.00014656
80 | 0.98876 | -0.21429 | 0.00064824 | 0.00016246
81 | 0.99629 | -0.070314 | 0.0061325 | 0.0015369
82 | 0.99494 | -0.095974 | 0.0021558 | 0.00054029
83 | 0.99488 | -0.097234 | 0.002158 | 0.00054083
84 | 0.9948 | -0.098681 | 0.0049677 | 0.001245
85 | 0.9948 | -0.098805 | 0.0021357 | 0.00053525
86 | 0.9965 | -0.066367 | 0.0024948 | 0.00062527
87 | 0.9969 | -0.05871 | 0.0026673 | 0.00066848
88 | 0.98872 | -0.21514 | 0.0021805 | 0.00054647
89 | 0.98873 | -0.21492 | 0.0022343 | 0.00055996
90 | 0.99907 | -0.017537 | 0 | 0
91 | 0.99871 | -0.024526 | 0.0022868 | 0.00057313
92 | 1 | 0 | -0.30832 | -0.078453
93 | 0.99771 | -0.043811 | 0.0057961 | 0.0014526
94 | 0.99592 | -0.077513 | 0.0046784 | 0.0011725
95 | 0.99293 | -0.13466 | 0.0031321 | 0.00078497
96 | 0.99261 | -0.1408 | 0.0022834 | 0.00057229
97 | 0.99065 | -0.17837 | 0.0021975 | 0.00055073
98 | 0.99698 | -0.057785 | 0.0037289 | 0.00093454
99 | 0.98437 | -0.29993 | 0.0028526 | 0.00071493
100 | 0.98456 | -0.2962 | 0.00536 | 0.0013433
101 | 0.9862 | -0.26449 | 0.0066258 | 0.0016606
102 | 0.98103 | -0.3651 | 0.0067395 | 0.0016891
103 | 0.98088 | -0.36819 | 0.0025628 | 0.0006423
104 | 0.98855 | -0.21898 | 0.0050924 | 0.0012763
105 | 0.98046 | -0.37641 | 0 | 0
106 | 0.98913 | -0.20774 | 0 | 0
107 | 0.98854 | -0.2192 | 0.003491 | 0.00087493
108 | 0.98759 | -0.23757 | 0 | 0
109 | 0.98533 | -0.28161 | 0.0022991 | 0.00057621
110 | 0.98509 | -0.28633 | 0.0031332 | 0.00078525
111 | 0.98563 | -0.27575 | 0 | 0
112 | 0.98482 | -0.29161 | 0.0012813 | 0.00032113
113 | 0.98621 | -0.26444 | 0.0037157 | 0.00093123
114 | 0.98552 | -0.27783 | 0.002379 | 0.00059624
115 | 0.98441 | -0.29958 | 0 | 0
116 | 0.98669 | -0.25509 | 0 | 0
117 | 0.98547 | -0.2789 | 0.0027416 | 0.00068712
118 | 0.98435 | -0.30076 | 0.0032584 | 0.00081663
119 | 0.98424 | -0.30281 | 0.0069585 | 0.001744
120 | 0.98663 | -0.2562 | 0 | 0
121 | 0.98738 | -0.24179 | 0 | 0
122 | 0.97977 | -0.38991 | 0.014 | 0.0035087
123 | 0.97957 | -0.3938 | 0.0036025 | 0.00090287
124 | 0.97951 | -0.39499 | 0 | 0
125 | 0.98009 | -0.38352 | 0.0025516 | 0.00063948
126 | 0.97947 | -0.39574 | 0.0012699 | 0.00031828
127 | 0.97984 | -0.38843 | 0.0068004 | 0.0017043
128 | 0.9865 | -0.25878 | 0.0024149 | 0.00060524
129 | 0.98618 | -0.26499 | 0.0032432 | 0.00081283
130 | 0.99676 | -0.061983 | 0.0053845 | 0.0013495
131 | 0.9965 | -0.067101 | 0.0028523 | 0.00071485
132 | 0.99608 | -0.075191 | 0.0033072 | 0.00082885
133 | 0.99569 | -0.082766 | 0.0040295 | 0.0010099
134 | 0.9955 | -0.086416 | 0 | 0
135 | 0.99527 | -0.090854 | 0.0069827 | 0.00175
136 | 0.98615 | -0.26571 | 0 | 0
137 | 0.98605 | -0.26767 | 0.0040958 | 0.0010265
138 | 0.99998 | 149.9956 | 0 | 0

## res_line
| p_from_mw | q_from_mvar | p_to_mw | q_to_mvar | pl_mw | ql_mvar | i_from_ka | i_to_ka | i_ka | vm_from_pu | va_from_degree | vm_to_pu | va_to_degree | loading_percent
0 | -0.0020638 | -0.00051723 | 0.002064 | 0.00051666 | 2.0014e-07 | -5.6428e-07 | 0.0031252 | 0.0031249 | 0.0031252 | 0.98264 | -0.3325 | 0.98274 | -0.33046 | 0.85856
1 | -0.0032039 | -0.00080235 | 0.0032039 | 0.0008023 | 6.1813e-08 | -4.9197e-08 | 0.0048509 | 0.0048509 | 0.0048509 | 0.98274 | -0.33046 | 0.98276 | -0.33006 | 1.3327
2 | 0.06402 | 0.016221 | -0.063986 | -0.0162 | 3.4019e-05 | 2.1284e-05 | 0.096996 | 0.096996 | 0.096996 | 0.98276 | -0.33006 | 0.98219 | -0.34112 | 13.3237
3 | -0.067223 | -0.017023 | 0.067286 | 0.017062 | 6.2587e-05 | 3.9239e-05 | 0.10185 | 0.10185 | 0.10185 | 0.98276 | -0.33006 | 0.98376 | -0.31069 | 13.99
4 | 0.062992 | 0.015951 | -0.062982 | -0.015944 | 1.0763e-05 | 6.7293e-06 | 0.095492 | 0.095492 | 0.095492 | 0.98219 | -0.34112 | 0.98201 | -0.34468 | 13.117
5 | -0.085325 | -0.021593 | 0.085415 | 0.02165 | 8.9806e-05 | 5.6746e-05 | 0.12914 | 0.12914 | 0.12914 | 0.98376 | -0.31069 | 0.98489 | -0.28878 | 17.7384
6 | 0.018039 | 0.0045305 | -0.018036 | -0.0045285 | 3.326e-06 | 1.9774e-06 | 0.027289 | 0.027289 | 0.027289 | 0.98376 | -0.31069 | 0.98356 | -0.31455 | 7.497
7 | 0.018036 | 0.0045285 | -0.018022 | -0.0045203 | 1.3825e-05 | 8.22e-06 | 0.027289 | 0.027289 | 0.027289 | 0.98356 | -0.31455 | 0.98274 | -0.33063 | 7.4971
8 | 0.0020762 | 0.0005202 | -0.0020762 | -0.00052034 | 5.247e-08 | -1.458e-07 | 0.0031437 | 0.0031438 | 0.0031438 | 0.98274 | -0.33063 | 0.98271 | -0.33116 | 0.86367
9 | 0.015946 | 0.0040001 | -0.01594 | -0.0039966 | 5.9475e-06 | 3.4619e-06 | 0.024146 | 0.024146 | 0.024146 | 0.98274 | -0.33063 | 0.98234 | -0.33846 | 6.6335
10 | 0.062982 | 0.015944 | -0.062952 | -0.015925 | 2.9447e-05 | 1.841e-05 | 0.095492 | 0.095492 | 0.095492 | 0.98201 | -0.34468 | 0.98151 | -0.35443 | 13.117
11 | -0.086471 | -0.021914 | 0.086605 | 0.021999 | 0.00013367 | 8.4486e-05 | 0.13073 | 0.13073 | 0.13073 | 0.98489 | -0.28878 | 0.98656 | -0.25666 | 17.9575
12 | 0.012599 | 0.0031593 | -0.012598 | -0.0031588 | 7.8806e-07 | 4.3132e-07 | 0.019085 | 0.019085 | 0.019085 | 0.98234 | -0.33846 | 0.98227 | -0.33977 | 5.2431
13 | -0.012593 | -0.0031562 | 0.012597 | 0.0031583 | 3.946e-06 | 2.16e-06 | 0.019085 | 0.019085 | 0.019085 | 0.98186 | -0.34793 | 0.98219 | -0.34135 | 5.2432
14 | -0.012597 | -0.0031583 | 0.012598 | 0.0031588 | 9.4793e-07 | 5.1883e-07 | 0.019085 | 0.019085 | 0.019085 | 0.98219 | -0.34135 | 0.98227 | -0.33977 | 5.2431
15 | 0.004977 | 0.0012466 | -0.0049766 | -0.0012466 | 4.2467e-07 | 1.4405e-08 | 0.0075008 | 0.0075009 | 0.0075009 | 0.98731 | -0.24221 | 0.98722 | -0.24401 | 2.0607
16 | -0.0071094 | -0.001781 | 0.0071116 | 0.0017818 | 2.2521e-06 | 7.7207e-07 | 0.010714 | 0.010714 | 0.010714 | 0.98731 | -0.24221 | 0.98766 | -0.23556 | 2.9435
17 | 0.0026514 | 0.00066386 | -0.0026512 | -0.00066411 | 1.7115e-07 | -2.5586e-07 | 0.0039961 | 0.0039962 | 0.0039962 | 0.98722 | -0.24401 | 0.98715 | -0.24536 | 1.0979
18 | -0.0071116 | -0.0017818 | 0.0071118 | 0.0017819 | 1.5377e-07 | 5.2698e-08 | 0.010714 | 0.010714 | 0.010714 | 0.98766 | -0.23556 | 0.98768 | -0.23511 | 2.9435
19 | 0.0026512 | 0.00066411 | -0.0026512 | -0.00066416 | 3.2184e-08 | -4.8105e-08 | 0.0039962 | 0.0039963 | 0.0039963 | 0.98715 | -0.24536 | 0.98714 | -0.24562 | 1.0979
20 | -0.013198 | -0.0033064 | 0.0132 | 0.0033079 | 2.7525e-06 | 1.524e-06 | 0.019883 | 0.019883 | 0.019883 | 0.98768 | -0.23511 | 0.9879 | -0.23073 | 5.4624
21 | 0.006086 | 0.0015245 | -0.0060854 | -0.0015244 | 5.4918e-07 | 1.2855e-07 | 0.0091687 | 0.0091688 | 0.0091688 | 0.98768 | -0.23511 | 0.98758 | -0.23701 | 2.5189
22 | 0.0026512 | 0.00066416 | -0.002651 | -0.0006644 | 1.6047e-07 | -2.3981e-07 | 0.0039963 | 0.0039964 | 0.0039964 | 0.98714 | -0.24562 | 0.98707 | -0.24689 | 1.0979
23 | -0.015004 | -0.0037598 | 0.015005 | 0.0037607 | 1.4815e-06 | 8.491e-07 | 0.022599 | 0.022599 | 0.022599 | 0.9879 | -0.23073 | 0.98801 | -0.22866 | 6.2085
24 | 0.0032721 | 0.0008193 | -0.0032717 | -0.00081958 | 3.78e-07 | -2.8868e-07 | 0.0049299 | 0.0049301 | 0.0049301 | 0.98758 | -0.23701 | 0.98746 | -0.23943 | 1.3544
25 | -0.086605 | -0.021999 | 0.086658 | 0.022033 | 5.3527e-05 | 3.383e-05 | 0.13073 | 0.13073 | 0.13073 | 0.98656 | -0.25666 | 0.98722 | -0.24383 | 17.9575
26 | -0.088379 | -0.022464 | 0.088387 | 0.022469 | 7.702e-06 | 4.8702e-06 | 0.13332 | 0.13332 | 0.13332 | 0.98722 | -0.24383 | 0.98732 | -0.24202 | 18.3137
27 | -0.10522 | -0.026709 | 0.10526 | 0.026739 | 4.7473e-05 | 3.0125e-05 | 0.15859 | 0.15859 | 0.15859 | 0.98801 | -0.22866 | 0.9885 | -0.21929 | 21.7837
28 | 0.090211 | 0.022948 | -0.090153 | -0.022911 | 5.8054e-05 | 3.6726e-05 | 0.13599 | 0.13599 | 0.13599 | 0.98801 | -0.22866 | 0.98732 | -0.24202 | 18.6795
29 | 0.0017283 | 0.00043277 | -0.0017282 | -0.00043314 | 8.4493e-08 | -3.7084e-07 | 0.0026043 | 0.0026045 | 0.0026045 | 0.98746 | -0.23943 | 0.9874 | -0.24046 | 0.71551
30 | 0.006712 | 0.0016823 | -0.0067101 | -0.0016817 | 1.8864e-06 | 5.9016e-07 | 0.010162 | 0.010162 | 0.010162 | 0.98284 | -0.32976 | 0.98254 | -0.33566 | 2.7918
31 | 0.037624 | 0.0094622 | -0.037575 | -0.0094314 | 4.8846e-05 | 3.0754e-05 | 0.056974 | 0.056974 | 0.056974 | 0.98284 | -0.32976 | 0.98145 | -0.35698 | 15.6522
32 | -0.044336 | -0.011144 | 0.044371 | 0.011167 | 3.5629e-05 | 2.2535e-05 | 0.067136 | 0.067136 | 0.067136 | 0.98284 | -0.32976 | 0.98371 | -0.31294 | 18.4439
33 | 0.0067421 | 0.0016899 | -0.0067395 | -0.0016891 | 2.6088e-06 | 8.2865e-07 | 0.010222 | 0.010222 | 0.010222 | 0.98145 | -0.35698 | 0.98103 | -0.3651 | 2.8083
34 | 0.030833 | 0.0077415 | -0.030816 | -0.0077312 | 1.6479e-05 | 1.0293e-05 | 0.046752 | 0.046752 | 0.046752 | 0.98145 | -0.35698 | 0.98088 | -0.36819 | 12.8439
35 | -0.050759 | -0.012768 | 0.050791 | 0.012788 | 3.1581e-05 | 2.0031e-05 | 0.076799 | 0.076798 | 0.076799 | 0.98371 | -0.31294 | 0.98437 | -0.29993 | 21.0985
36 | -0.107 | -0.027173 | 0.10704 | 0.0272 | 4.2724e-05 | 2.7118e-05 | 0.16119 | 0.16119 | 0.16119 | 0.9885 | -0.21929 | 0.98893 | -0.21099 | 22.1416
37 | -0.0047827 | -0.0011987 | 0.0047834 | 0.0011987 | 6.7476e-07 | 1.8833e-08 | 0.0073354 | 0.0073353 | 0.0073354 | 0.97019 | -0.57663 | 0.97034 | -0.57367 | 2.0152
38 | -0.0092695 | -0.002323 | 0.0092713 | 0.0023239 | 1.8264e-06 | 8.7106e-07 | 0.014215 | 0.014215 | 0.014215 | 0.97034 | -0.57367 | 0.97055 | -0.56953 | 3.9051
39 | 0.061542 | 0.015572 | -0.061521 | -0.015559 | 2.0215e-05 | 1.2625e-05 | 0.093353 | 0.093354 | 0.093354 | 0.98151 | -0.35443 | 0.98116 | -0.36127 | 12.8233
40 | 0.059682 | 0.015098 | -0.059638 | -0.015071 | 4.4095e-05 | 2.7497e-05 | 0.090564 | 0.090564 | 0.090564 | 0.98116 | -0.36127 | 0.98036 | -0.37668 | 12.4401
41 | 0.057965 | 0.014652 | -0.057951 | -0.014643 | 1.4281e-05 | 8.8918e-06 | 0.088025 | 0.088025 | 0.088025 | 0.98036 | -0.37668 | 0.9801 | -0.38182 | 12.0914
42 | 0.056472 | 0.014272 | -0.056466 | -0.014268 | 5.8009e-06 | 3.6861e-06 | 0.08578 | 0.08578 | 0.08578 | 0.9801 | -0.38182 | 0.97999 | -0.38397 | 23.5661
43 | -0.11966 | -0.03055 | 0.11969 | 0.03057 | 3.127e-05 | 1.9879e-05 | 0.17942 | 0.17942 | 0.17942 | 0.99347 | -0.12406 | 0.99375 | -0.11866 | 24.6457
44 | 0.11966 | 0.03055 | -0.11951 | -0.030458 | 0.00014433 | 9.1753e-05 | 0.17942 | 0.17942 | 0.17942 | 0.99347 | -0.12406 | 0.99216 | -0.14906 | 24.6457
45 | -0.12506 | -0.031916 | 0.12522 | 0.032019 | 0.00016179 | 0.00010291 | 0.18746 | 0.18746 | 0.18746 | 0.99375 | -0.11866 | 0.99515 | -0.091919 | 25.7506
46 | 0.11744 | 0.029939 | -0.11738 | -0.029902 | 5.8715e-05 | 3.7318e-05 | 0.17632 | 0.17632 | 0.17632 | 0.99216 | -0.14906 | 0.99162 | -0.15942 | 24.2195
47 | 0.054273 | 0.013719 | -0.054214 | -0.013682 | 5.8362e-05 | 3.7063e-05 | 0.08245 | 0.08245 | 0.08245 | 0.97999 | -0.38397 | 0.97884 | -0.40642 | 22.651
48 | -0.13664 | -0.034882 | 0.13678 | 0.034973 | 0.00014281 | 9.0927e-05 | 0.20454 | 0.20454 | 0.20454 | 0.99515 | -0.091919 | 0.99629 | -0.070314 | 28.0963
49 | 0.01142 | 0.0028629 | -0.011418 | -0.0028618 | 2.2065e-06 | 1.1501e-06 | 0.017077 | 0.017077 | 0.017077 | 0.99515 | -0.091919 | 0.99494 | -0.095974 | 4.6914
50 | 0.1154 | 0.029404 | -0.11526 | -0.029316 | 0.00013939 | 8.857e-05 | 0.17334 | 0.17334 | 0.17334 | 0.99162 | -0.15942 | 0.99031 | -0.18449 | 23.81
51 | 0.0035797 | 0.00089657 | -0.0035795 | -0.00089664 | 1.5893e-07 | -7.4327e-08 | 0.0054712 | 0.0054712 | 0.0054712 | 0.97355 | -0.51019 | 0.9735 | -0.51112 | 1.5031
52 | -0.0040837 | -0.0010229 | 0.0040839 | 0.0010228 | 1.7324e-07 | -3.6592e-08 | 0.0062415 | 0.0062415 | 0.0062415 | 0.97355 | -0.51019 | 0.9736 | -0.5093 | 1.7147
53 | 0.0030648 | 0.00076764 | -0.0030647 | -0.00076778 | 1.647e-07 | -1.4342e-07 | 0.0046845 | 0.0046845 | 0.0046845 | 0.9735 | -0.51112 | 0.97345 | -0.51225 | 1.287
54 | 0.022725 | 0.0057149 | -0.022716 | -0.0057092 | 9.2511e-06 | 5.6666e-06 | 0.034739 | 0.034739 | 0.034739 | 0.9736 | -0.5093 | 0.97316 | -0.51783 | 9.5437
55 | -0.026809 | -0.0067377 | 0.026812 | 0.0067399 | 3.4948e-06 | 2.1676e-06 | 0.040981 | 0.04098 | 0.040981 | 0.9736 | -0.5093 | 0.97374 | -0.50657 | 11.2584
56 | 0.0030647 | 0.00076778 | -0.0030644 | -0.00076801 | 2.5989e-07 | -2.2623e-07 | 0.0046845 | 0.0046847 | 0.0046847 | 0.97345 | -0.51225 | 0.97336 | -0.51403 | 1.287
57 | 0.022387 | 0.0056269 | -0.022379 | -0.0056218 | 8.3632e-06 | 5.1162e-06 | 0.034237 | 0.034237 | 0.034237 | 0.97316 | -0.51783 | 0.97277 | -0.52565 | 9.4059
58 | -0.027476 | -0.0069062 | 0.027488 | 0.0069134 | 1.1631e-05 | 7.2252e-06 | 0.041995 | 0.041995 | 0.041995 | 0.97374 | -0.50657 | 0.97419 | -0.49771 | 11.537
59 | 0.022379 | 0.0056218 | -0.022377 | -0.0056206 | 2.0203e-06 | 1.2359e-06 | 0.034237 | 0.034237 | 0.034237 | 0.97277 | -0.52565 | 0.97267 | -0.52755 | 9.4059
60 | -0.02773 | -0.0069741 | 0.027735 | 0.0069776 | 5.511e-06 | 3.425e-06 | 0.042365 | 0.042365 | 0.042365 | 0.97419 | -0.49771 | 0.9744 | -0.49355 | 11.6386
61 | 0.022133 | 0.0055594 | -0.022129 | -0.0055572 | 3.5704e-06 | 2.182e-06 | 0.033864 | 0.033864 | 0.033864 | 0.97267 | -0.52755 | 0.9725 | -0.53093 | 9.3032
62 | -0.027965 | -0.0070351 | 0.027977 | 0.0070427 | 1.2232e-05 | 7.6055e-06 | 0.042715 | 0.042715 | 0.042715 | 0.9744 | -0.49355 | 0.97486 | -0.4844 | 11.735
63 | 0.021889 | 0.0054969 | -0.02188 | -0.0054913 | 9.1202e-06 | 5.5681e-06 | 0.033496 | 0.033496 | 0.033496 | 0.9725 | -0.53093 | 0.97206 | -0.53966 | 9.2021
64 | 0.017694 | 0.0044424 | -0.017689 | -0.0044391 | 5.5225e-06 | 3.2857e-06 | 0.027089 | 0.027089 | 0.027089 | 0.97206 | -0.53966 | 0.97173 | -0.54621 | 7.4421
65 | -0.010435 | -0.0026156 | 0.010435 | 0.0026156 | 1.02e-07 | 5.215e-08 | 0.015999 | 0.015999 | 0.015999 | 0.97055 | -0.56953 | 0.97056 | -0.56933 | 4.3954
66 | -0.011854 | -0.0029713 | 0.011857 | 0.0029728 | 2.714e-06 | 1.4661e-06 | 0.018175 | 0.018175 | 0.018175 | 0.97056 | -0.56933 | 0.9708 | -0.56452 | 4.9931
67 | -0.013758 | -0.0034491 | 0.013762 | 0.0034513 | 3.8832e-06 | 2.1972e-06 | 0.021088 | 0.021088 | 0.021088 | 0.9708 | -0.56452 | 0.9711 | -0.5586 | 5.7935
68 | -0.017678 | -0.0044329 | 0.017689 | 0.0044391 | 1.0446e-05 | 6.2156e-06 | 0.027089 | 0.027089 | 0.027089 | 0.9711 | -0.5586 | 0.97173 | -0.54621 | 7.4422
69 | 0.052407 | 0.013229 | -0.052398 | -0.013223 | 8.9642e-06 | 5.6898e-06 | 0.079701 | 0.079701 | 0.079701 | 0.97884 | -0.40642 | 0.97866 | -0.40999 | 21.896
70 | 0.050614 | 0.012776 | -0.050594 | -0.012763 | 2.0199e-05 | 1.2813e-05 | 0.07699 | 0.07699 | 0.07699 | 0.97866 | -0.40999 | 0.97823 | -0.41832 | 21.1512
71 | 0.048768 | 0.012305 | -0.048743 | -0.012289 | 2.5097e-05 | 1.5909e-05 | 0.074212 | 0.074212 | 0.074212 | 0.97823 | -0.41832 | 0.97768 | -0.42908 | 20.3879
72 | -0.035883 | -0.0090268 | 0.035888 | 0.00903 | 4.9767e-06 | 3.1299e-06 | 0.05477 | 0.05477 | 0.05477 | 0.97509 | -0.47986 | 0.97524 | -0.47695 | 15.0467
73 | 0.034102 | 0.0085806 | -0.034095 | -0.008576 | 7.3984e-06 | 4.6442e-06 | 0.052053 | 0.052053 | 0.052053 | 0.97509 | -0.47986 | 0.97486 | -0.4844 | 14.3003
74 | -0.036216 | -0.0091122 | 0.036222 | 0.0091164 | 6.711e-06 | 4.2219e-06 | 0.055271 | 0.055271 | 0.055271 | 0.97524 | -0.47695 | 0.97544 | -0.47308 | 15.1842
75 | -0.037478 | -0.009431 | 0.037497 | 0.0094433 | 1.9564e-05 | 1.2322e-05 | 0.057185 | 0.057185 | 0.057185 | 0.97544 | -0.47308 | 0.97599 | -0.46216 | 15.7103
76 | -0.044068 | -0.01109 | 0.044085 | 0.011101 | 1.6617e-05 | 1.0512e-05 | 0.067204 | 0.067204 | 0.067204 | 0.97599 | -0.46216 | 0.9764 | -0.45427 | 18.4626
77 | -0.045414 | -0.011434 | 0.045428 | 0.011443 | 1.449e-05 | 9.1729e-06 | 0.069228 | 0.069228 | 0.069228 | 0.9764 | -0.45427 | 0.97674 | -0.4476 | 19.0188
78 | -0.046766 | -0.011778 | 0.046807 | 0.011804 | 4.1459e-05 | 2.6261e-05 | 0.071267 | 0.071266 | 0.071267 | 0.97674 | -0.4476 | 0.97768 | -0.42908 | 19.5787
79 | 0.11435 | 0.029088 | -0.11431 | -0.029065 | 3.647e-05 | 2.3172e-05 | 0.17197 | 0.17197 | 0.17197 | 0.99031 | -0.18449 | 0.98996 | -0.19111 | 23.6225
80 | 0.11337 | 0.02883 | -0.11327 | -0.028761 | 0.00010851 | 6.8933e-05 | 0.17056 | 0.17056 | 0.17056 | 0.98996 | -0.19111 | 0.98893 | -0.21099 | 23.4288
81 | 0.006228 | 0.0015607 | -0.0062278 | -0.0015606 | 2.6662e-07 | 6.6764e-08 | 0.0093711 | 0.0093711 | 0.0093711 | 0.98893 | -0.21099 | 0.98888 | -0.21189 | 2.5745
82 | 0.0056485 | 0.0014154 | -0.0056483 | -0.0014154 | 2.0847e-07 | 3.4699e-08 | 0.0084995 | 0.0084995 | 0.0084995 | 0.98888 | -0.21189 | 0.98884 | -0.21267 | 2.335
83 | 0.0050635 | 0.0012688 | -0.0050631 | -0.0012688 | 3.9252e-07 | 1.9954e-08 | 0.0076195 | 0.0076196 | 0.0076196 | 0.98884 | -0.21267 | 0.98876 | -0.21429 | 2.0933
84 | 0.0044149 | 0.0011064 | -0.0044147 | -0.0011064 | 1.3128e-07 | -1.7694e-08 | 0.006644 | 0.0066441 | 0.0066441 | 0.98876 | -0.21429 | 0.98873 | -0.21492 | 1.8253
85 | -0.14292 | -0.03651 | 0.14294 | 0.036527 | 2.7283e-05 | 1.7378e-05 | 0.2137 | 0.2137 | 0.2137 | 0.99629 | -0.070314 | 0.9965 | -0.066367 | 29.3543
86 | 0.0092624 | 0.0023215 | -0.0092619 | -0.0023212 | 5.5577e-07 | 2.554e-07 | 0.013853 | 0.013853 | 0.013853 | 0.99494 | -0.095974 | 0.99488 | -0.097234 | 3.8057
87 | 0.0071039 | 0.0017804 | -0.0071034 | -0.0017802 | 4.8981e-07 | 1.6325e-07 | 0.010625 | 0.010625 | 0.010625 | 0.99488 | -0.097234 | 0.9948 | -0.098681 | 2.919
88 | 0.0021357 | 0.00053522 | -0.0021357 | -0.00053525 | 1.2645e-08 | -3.4806e-08 | 0.0031945 | 0.0031945 | 0.0031945 | 0.9948 | -0.098681 | 0.9948 | -0.098805 | 0.87762
89 | -0.14544 | -0.037152 | 0.14549 | 0.037187 | 5.386e-05 | 3.4312e-05 | 0.21742 | 0.21742 | 0.21742 | 0.9965 | -0.066367 | 0.9969 | -0.05871 | 29.8661
90 | -0.14816 | -0.037855 | 0.14846 | 0.038043 | 0.00029562 | 0.00018836 | 0.22141 | 0.22141 | 0.22141 | 0.9969 | -0.05871 | 0.99907 | -0.017537 | 30.4129
91 | -0.0021805 | -0.00054647 | 0.0021805 | 0.00054642 | 2.3551e-08 | -5.9721e-08 | 0.0032816 | 0.0032816 | 0.0032816 | 0.98872 | -0.21514 | 0.98873 | -0.21492 | 0.90154
92 | 0.034447 | 0.0086612 | -0.034436 | -0.008654 | 1.1494e-05 | 7.2037e-06 | 0.051316 | 0.051316 | 0.051316 | 0.99907 | -0.017537 | 0.99871 | -0.024526 | 14.0977
93 | -0.1829 | -0.046705 | 0.18306 | 0.046804 | 0.00015517 | 9.9018e-05 | 0.27272 | 0.27272 | 0.27272 | 0.99907 | -0.017537 | 1 | 0 | 37.4617
94 | 0.032149 | 0.0080808 | -0.03212 | -0.0080624 | 2.9572e-05 | 1.8477e-05 | 0.047909 | 0.047909 | 0.047909 | 0.99871 | -0.024526 | 0.99771 | -0.043811 | 13.1617
95 | 0.12361 | 0.03165 | -0.12315 | -0.031354 | 0.0004622 | 0.00029533 | 0.18418 | 0.18418 | 0.18418 | 1 | 0 | 0.99592 | -0.077513 | 50.5977
96 | 0.026323 | 0.0066097 | -0.026306 | -0.0065989 | 1.7537e-05 | 1.0828e-05 | 0.039264 | 0.039264 | 0.039264 | 0.99771 | -0.043811 | 0.99698 | -0.057785 | 10.7869
97 | 0.11847 | 0.030182 | -0.11815 | -0.029974 | 0.00032568 | 0.00020808 | 0.17719 | 0.17719 | 0.17719 | 0.99592 | -0.077513 | 0.99293 | -0.13466 | 48.6774
98 | 0.11501 | 0.029189 | -0.11498 | -0.029167 | 3.3956e-05 | 2.1693e-05 | 0.17249 | 0.17249 | 0.17249 | 0.99293 | -0.13466 | 0.99261 | -0.1408 | 47.3879
99 | 0.1127 | 0.028595 | -0.11249 | -0.028465 | 0.00020318 | 0.00012979 | 0.16907 | 0.16907 | 0.16907 | 0.99261 | -0.1408 | 0.99065 | -0.17837 | 46.4475
100 | 0.1103 | 0.027914 | -0.11014 | -0.027815 | 0.00015528 | 9.9185e-05 | 0.16577 | 0.16577 | 0.16577 | 0.99065 | -0.17837 | 0.98913 | -0.20774 | 45.5408
101 | 0.022577 | 0.0056643 | -0.022573 | -0.0056616 | 4.5181e-06 | 2.7533e-06 | 0.033699 | 0.033699 | 0.033699 | 0.99698 | -0.057785 | 0.99676 | -0.061983 | 9.2579
102 | -0.053644 | -0.013503 | 0.053653 | 0.013509 | 9.5556e-06 | 6.0663e-06 | 0.081111 | 0.081111 | 0.081111 | 0.98437 | -0.29993 | 0.98456 | -0.2962 | 22.2831
103 | -0.059013 | -0.014852 | 0.059103 | 0.014909 | 8.9575e-05 | 5.6946e-05 | 0.089211 | 0.089211 | 0.089211 | 0.98456 | -0.2962 | 0.9862 | -0.26449 | 24.5086
104 | -0.065729 | -0.01657 | 0.065872 | 0.016661 | 0.00014349 | 9.1336e-05 | 0.099209 | 0.099208 | 0.099209 | 0.9862 | -0.26449 | 0.98855 | -0.21898 | 27.2551
105 | 0.028253 | 0.0070889 | -0.028242 | -0.0070821 | 1.1074e-05 | 6.8845e-06 | 0.042864 | 0.042864 | 0.042864 | 0.98088 | -0.36819 | 0.98046 | -0.37641 | 11.7759
106 | -0.070964 | -0.017938 | 0.071003 | 0.017962 | 3.8264e-05 | 2.4375e-05 | 0.10687 | 0.10687 | 0.10687 | 0.98855 | -0.21898 | 0.98913 | -0.20774 | 29.3609
107 | 0.0093567 | 0.0023458 | -0.0093536 | -0.0023443 | 3.1709e-06 | 1.5008e-06 | 0.014201 | 0.014201 | 0.014201 | 0.98046 | -0.37641 | 0.98009 | -0.38352 | 3.9014
108 | 0.018886 | 0.0047362 | -0.018874 | -0.0047289 | 1.2148e-05 | 7.2776e-06 | 0.028663 | 0.028664 | 0.028664 | 0.98046 | -0.37641 | 0.97977 | -0.38991 | 7.8746
109 | 0.039139 | 0.0098531 | -0.039117 | -0.0098396 | 2.1426e-05 | 1.3501e-05 | 0.058895 | 0.058895 | 0.058895 | 0.98913 | -0.20774 | 0.98854 | -0.2192 | 16.1799
110 | 0.035626 | 0.0089647 | -0.035595 | -0.0089451 | 3.1238e-05 | 1.9621e-05 | 0.05364 | 0.05364 | 0.05364 | 0.98854 | -0.2192 | 0.98759 | -0.23757 | 14.7363
111 | 0.035595 | 0.0089451 | -0.035588 | -0.0089406 | 7.1676e-06 | 4.5023e-06 | 0.05364 | 0.05364 | 0.05364 | 0.98759 | -0.23757 | 0.98738 | -0.24179 | 14.7363
112 | 0.014643 | 0.0036725 | -0.014639 | -0.0036706 | 3.2922e-06 | 1.8784e-06 | 0.022114 | 0.022114 | 0.022114 | 0.98533 | -0.28161 | 0.98509 | -0.28633 | 6.0753
113 | -0.016942 | -0.0042487 | 0.016947 | 0.0042515 | 4.7372e-06 | 2.7859e-06 | 0.025586 | 0.025586 | 0.025586 | 0.98533 | -0.28161 | 0.98563 | -0.27575 | 7.0291
114 | 0.011506 | 0.0028854 | -0.011503 | -0.0028839 | 2.8933e-06 | 1.5267e-06 | 0.017381 | 0.017381 | 0.017381 | 0.98509 | -0.28633 | 0.98482 | -0.29161 | 4.7751
115 | -0.022068 | -0.0055347 | 0.02208 | 0.005542 | 1.1899e-05 | 7.2511e-06 | 0.033317 | 0.033317 | 0.033317 | 0.98563 | -0.27575 | 0.98621 | -0.26444 | 9.1531
116 | 0.0051213 | 0.0012832 | -0.0051208 | -0.0012832 | 5.0786e-07 | 3.6318e-08 | 0.0077316 | 0.0077317 | 0.0077317 | 0.98563 | -0.27575 | 0.98552 | -0.27783 | 2.1241
117 | 0.010222 | 0.0025627 | -0.010218 | -0.0025608 | 3.8834e-06 | 1.9333e-06 | 0.015445 | 0.015445 | 0.015445 | 0.98482 | -0.29161 | 0.98441 | -0.29958 | 4.2433
118 | -0.025795 | -0.0064732 | 0.025807 | 0.0064803 | 1.151e-05 | 7.1077e-06 | 0.038924 | 0.038923 | 0.038924 | 0.98621 | -0.26444 | 0.98669 | -0.25509 | 10.6933
119 | 0.0027418 | 0.00068693 | -0.0027416 | -0.00068712 | 1.3972e-07 | -1.876e-07 | 0.0041397 | 0.0041398 | 0.0041398 | 0.98552 | -0.27783 | 0.98547 | -0.2789 | 1.1373
120 | 0.0032586 | 0.00081649 | -0.0032584 | -0.00081663 | 1.8281e-07 | -1.3844e-07 | 0.0049255 | 0.0049256 | 0.0049256 | 0.98441 | -0.29958 | 0.98435 | -0.30076 | 1.3532
121 | 0.0069595 | 0.0017443 | -0.0069585 | -0.001744 | 1.0691e-06 | 3.5678e-07 | 0.01052 | 0.01052 | 0.01052 | 0.98441 | -0.29958 | 0.98424 | -0.30281 | 2.8901
122 | 0.0097584 | 0.0024461 | -0.0097579 | -0.0024458 | 5.1874e-07 | 2.5042e-07 | 0.014717 | 0.014717 | 0.014717 | 0.98669 | -0.25509 | 0.98663 | -0.2562 | 4.043
123 | -0.035565 | -0.0089264 | 0.035588 | 0.0089406 | 2.2574e-05 | 1.418e-05 | 0.05364 | 0.05364 | 0.05364 | 0.98669 | -0.25509 | 0.98738 | -0.24179 | 14.7363
124 | 0.0097579 | 0.0024458 | -0.0097567 | -0.0024452 | 1.2002e-06 | 5.7943e-07 | 0.014717 | 0.014717 | 0.014717 | 0.98663 | -0.2562 | 0.9865 | -0.25878 | 4.0431
125 | 0.0048735 | 0.0012202 | -0.0048726 | -0.0012202 | 9.0095e-07 | 2.436e-08 | 0.0074011 | 0.0074013 | 0.0074013 | 0.97977 | -0.38991 | 0.97957 | -0.3938 | 2.0333
126 | 0.0012701 | 0.00031729 | -0.00127 | -0.0003179 | 7.1767e-08 | -6.0146e-07 | 0.0019289 | 0.0019292 | 0.0019292 | 0.97957 | -0.3938 | 0.97951 | -0.39499 | 0.52999
127 | 0.00127 | 0.0003179 | -0.0012699 | -0.00031828 | 4.5667e-08 | -3.826e-07 | 0.0019292 | 0.0019293 | 0.0019293 | 0.97951 | -0.39499 | 0.97947 | -0.39574 | 0.53003
128 | 0.006802 | 0.0017049 | -0.0068004 | -0.0017043 | 1.5884e-06 | 5.1618e-07 | 0.010327 | 0.010327 | 0.010327 | 0.98009 | -0.38352 | 0.97984 | -0.38843 | 2.8372
129 | 0.0073417 | 0.00184 | -0.0073396 | -0.0018392 | 2.169e-06 | 7.862e-07 | 0.011074 | 0.011074 | 0.011074 | 0.9865 | -0.25878 | 0.98618 | -0.26499 | 3.0424
130 | 0.0040964 | 0.0010264 | -0.0040962 | -0.0010264 | 1.4068e-07 | -3.5257e-08 | 0.0061808 | 0.0061808 | 0.0061808 | 0.98618 | -0.26499 | 0.98615 | -0.26571 | 1.698
131 | 0.017188 | 0.0043121 | -0.017184 | -0.0043096 | 4.1928e-06 | 2.4621e-06 | 0.025661 | 0.025661 | 0.025661 | 0.99676 | -0.061983 | 0.9965 | -0.067101 | 7.0496
132 | 0.014332 | 0.0035948 | -0.014326 | -0.0035917 | 5.5248e-06 | 3.117e-06 | 0.021401 | 0.021402 | 0.021402 | 0.9965 | -0.067101 | 0.99608 | -0.075191 | 5.8796
133 | 0.011019 | 0.0027628 | -0.011015 | -0.0027608 | 3.9766e-06 | 2.0358e-06 | 0.016461 | 0.016461 | 0.016461 | 0.99608 | -0.075191 | 0.99569 | -0.082766 | 4.5223
134 | 0.0069854 | 0.0017509 | -0.0069842 | -0.0017505 | 1.2147e-06 | 3.909e-07 | 0.010439 | 0.01044 | 0.01044 | 0.99569 | -0.082766 | 0.9955 | -0.086416 | 2.868
135 | 0.0069842 | 0.0017505 | -0.0069827 | -0.00175 | 1.4765e-06 | 4.7536e-07 | 0.01044 | 0.01044 | 0.01044 | 0.9955 | -0.086416 | 0.99527 | -0.090854 | 2.8681
136 | 0.0040962 | 0.0010264 | -0.0040958 | -0.0010265 | 3.8275e-07 | -9.5868e-08 | 0.0061808 | 0.0061809 | 0.0061809 | 0.98615 | -0.26571 | 0.98605 | -0.26767 | 1.6981

## res_trafo
| p_hv_mw | q_hv_mvar | p_lv_mw | q_lv_mvar | pl_mw | ql_mvar | i_hv_ka | i_lv_ka | vm_hv_pu | va_hv_degree | vm_lv_pu | va_lv_degree | loading_percent
0 | -1.2729e-15 | -1.3162e-15 | 0.00165 | 1.2699e-07 | 0.00165 | 1.2699e-07 | 5.2857e-17 | 0.0023815 | 0.99998 | 149.9956 | 1 | 0 | 0.2619

## res_ext_grid
| p_mw | q_mvar
0 | 0.31318 | 0.079671

## res_load
| p_mw | q_mvar
0 | 0.0020638 | 0.00051723
1 | 0.0011399 | 0.00028569
2 | 0.00099303 | 0.00024888
3 | 0.0010561 | 0.00026469
4 | 0.0020762 | 0.00052034
5 | 0.003341 | 0.00083733
6 | 0.012593 | 0.0031562
7 | 0.0021323 | 0.00053441
8 | 0.0023252 | 0.00058276
9 | 0.0018033 | 0.00045194
10 | 0.0028133 | 0.00070508
11 | 0.0017207 | 0.00043125
12 | 0.002651 | 0.0006644
13 | 0.0015434 | 0.00038682
14 | 0.0017666 | 0.00044274
15 | 0.0017282 | 0.00043314
16 | 0.0067101 | 0.0016817
17 | 0.0063881 | 0.001601
18 | 0.0017311 | 0.00043386
19 | 0.0047827 | 0.0011987
20 | 0.0044861 | 0.0011243
21 | 0.0014106 | 0.00035353
22 | 0.0018395 | 0.00046102
23 | 0.0016729 | 0.00041927
24 | 0.0014784 | 0.00037052
25 | 0.0053719 | 0.0013463
26 | 0.0020691 | 0.00051858
27 | 0.0021937 | 0.00054978
28 | 0.0019865 | 0.00049787
29 | 0.00050401 | 0.00012632
30 | 0.00051473 | 0.000129
31 | 0.0003282 | 8.2255e-05
32 | 0.00066364 | 0.00016632
33 | 0.0030644 | 0.00076801
34 | 0.0002423 | 6.0725e-05
35 | 0.00024425 | 6.1214e-05
36 | 0.00022965 | 5.7557e-05
37 | 0.00024059 | 6.0298e-05
38 | 0.0041851 | 0.0010489
39 | 0.001164 | 0.00029173
40 | 0.0014191 | 0.00035565
41 | 0.0019008 | 0.00047637
42 | 0.0039166 | 0.00098159
43 | 0.0018079 | 0.0004531
44 | 0.0017832 | 0.00044691
45 | 0.0018265 | 0.00045775
46 | 0.0017804 | 0.00044621
47 | 0.00032801 | 8.2208e-05
48 | 0.0061177 | 0.0015332
49 | 0.0012553 | 0.00031461
50 | 0.0065712 | 0.0016469
51 | 0.0013284 | 0.00033293
52 | 0.0013379 | 0.0003353
53 | 0.0019354 | 0.00048505
54 | 0.00090856 | 0.00022771
55 | 0.00093823 | 0.00023514
56 | 0.00057928 | 0.00014518
57 | 0.00058477 | 0.00014656
58 | 0.00064824 | 0.00016246
59 | 0.0061325 | 0.0015369
60 | 0.0021558 | 0.00054029
61 | 0.002158 | 0.00054083
62 | 0.0049677 | 0.001245
63 | 0.0021357 | 0.00053525
64 | 0.0024948 | 0.00062527
65 | 0.0026673 | 0.00066848
66 | 0.0021805 | 0.00054647
67 | 0.0022343 | 0.00055996
68 | 0.0022868 | 0.00057313
69 | 0.0048593 | 0.0012179
70 | 0.0057961 | 0.0014526
71 | 0.0046784 | 0.0011725
72 | 0.0031321 | 0.00078497
73 | 0.0022834 | 0.00057229
74 | 0.0021975 | 0.00055073
75 | 0.0037289 | 0.00093454
76 | 0.0028526 | 0.00071493
77 | 0.00536 | 0.0013433
78 | 0.0066258 | 0.0016606
79 | 0.0067395 | 0.0016891
80 | 0.0025628 | 0.0006423
81 | 0.0050924 | 0.0012763
82 | 0.003491 | 0.00087493
83 | 0.0022991 | 0.00057621
84 | 0.0031332 | 0.00078525
85 | 0.0012813 | 0.00032113
86 | 0.0037157 | 0.00093123
87 | 0.002379 | 0.00059624
88 | 0.0027416 | 0.00068712
89 | 0.0032584 | 0.00081663
90 | 0.0069585 | 0.001744
91 | 0.014 | 0.0035087
92 | 0.0036025 | 0.00090287
93 | 0.0025516 | 0.00063948
94 | 0.0012699 | 0.00031828
95 | 0.0068004 | 0.0017043
96 | 0.0024149 | 0.00060524
97 | 0.0032432 | 0.00081283
98 | 0.0053845 | 0.0013495
99 | 0.0028523 | 0.00071485
100 | 0.0033072 | 0.00082885
101 | 0.0040295 | 0.0010099
102 | 0.0069827 | 0.00175
103 | 0.0040958 | 0.0010265

## dtypes
| element | column | dtype
0 | bus | name | object
1 | bus | vn_kv | float64
2 | bus | type | object
3 | bus | zone | object
4 | bus | in_service | bool
5 | load | name | object
6 | load | bus | uint32
7 | load | p_mw | float64
8 | load | q_mvar | float64
9 | load | const_z_percent | float64
10 | load | const_i_percent | float64
11 | load | sn_mva | float64
12 | load | scaling | float64
13 | load | in_service | bool
14 | load | type | object
15 | ext_grid | name | object
16 | ext_grid | bus | uint32
17 | ext_grid | vm_pu | float64
18 | ext_grid | va_degree | float64
19 | ext_grid | slack_weight | float64
20 | ext_grid | in_service | bool
21 | line | name | object
22 | line | std_type | object
23 | line | from_bus | uint32
24 | line | to_bus | uint32
25 | line | length_km | float64
26 | line | r_ohm_per_km | float64
27 | line | x_ohm_per_km | float64
28 | line | c_nf_per_km | float64
29 | line | g_us_per_km | float64
30 | line | max_i_ka | float64
31 | line | df | float64
32 | line | parallel | uint32
33 | line | type | object
34 | line | in_service | bool
35 | trafo | name | object
36 | trafo | std_type | object
37 | trafo | hv_bus | uint32
38 | trafo | lv_bus | uint32
39 | trafo | sn_mva | float64
40 | trafo | vn_hv_kv | float64
41 | trafo | vn_lv_kv | float64
42 | trafo | vk_percent | float64
43 | trafo | vkr_percent | float64
44 | trafo | pfe_kw | float64
45 | trafo | i0_percent | float64
46 | trafo | shift_degree | float64
47 | trafo | tap_side | object
48 | trafo | tap_neutral | int32
49 | trafo | tap_min | int32
50 | trafo | tap_max | int32
51 | trafo | tap_step_percent | float64
52 | trafo | tap_step_degree | float64
53 | trafo | tap_pos | int32
54 | trafo | tap_phase_shifter | bool
55 | trafo | parallel | uint32
56 | trafo | df | float64
57 | trafo | in_service | bool
58 | line_geodata | coords | object
59 | bus_geodata | x | float64
60 | bus_geodata | y | float64
61 | bus_geodata | coords | object
62 | res_bus | vm_pu | float64
63 | res_bus | va_degree | float64
64 | res_bus | p_mw | float64
65 | res_bus | q_mvar | float64
66 | res_line | p_from_mw | float64
67 | res_line | q_from_mvar | float64
68 | res_line | p_to_mw | float64
69 | res_line | q_to_mvar | float64
70 | res_line | pl_mw | float64
71 | res_line | ql_mvar | float64
72 | res_line | i_from_ka | float64
73 | res_line | i_to_ka | float64
74 | res_line | i_ka | float64
75 | res_line | vm_from_pu | float64
76 | res_line | va_from_degree | float64
77 | res_line | vm_to_pu | float64
78 | res_line | va_to_degree | float64
79 | res_line | loading_percent | float64
80 | res_trafo | p_hv_mw | float64
81 | res_trafo | q_hv_mvar | float64
82 | res_trafo | p_lv_mw | float64
83 | res_trafo | q_lv_mvar | float64
84 | res_trafo | pl_mw | float64
85 | res_trafo | ql_mvar | float64
86 | res_trafo | i_hv_ka | float64
87 | res_trafo | i_lv_ka | float64
88 | res_trafo | vm_hv_pu | float64
89 | res_trafo | va_hv_degree | float64
90 | res_trafo | vm_lv_pu | float64
91 | res_trafo | va_lv_degree | float64
92 | res_trafo | loading_percent | float64
93 | res_ext_grid | p_mw | float64
94 | res_ext_grid | q_mvar | float64
95 | res_load | p_mw | float64
96 | res_load | q_mvar | float64

## parameters
| version | format_version | converged | OPF_converged | name | f_hz | sn_mva
0 | 2.14.6 | 2.14.0 | TRUE | FALSE |  | 50 | 1