## bus
| name | vn_kv | type | zone | in_service
0 | bus_LV_155-19_0_5_node_0 | 0.4 | n |  | TRUE
1 | bus_LV_155-19_0_5_node_1 | 0.4 | n |  | TRUE
2 | bus_LV_155-19_0_5_node_2 | 0.4 | n |  | TRUE
3 | bus_LV_155-19_0_5_node_3 | 0.4 | n |  | TRUE
4 | bus_LV_155-19_0_5_node_4 | 0.4 | n |  | TRUE
5 | bus_LV_155-19_0_5_node_5 | 0.4 | n |  | TRUE
6 | bus_LV_155-19_0_5_node_6 | 0.4 | n |  | TRUE
7 | bus_LV_155-19_0_5_node_7 | 0.4 | n |  | TRUE
8 | bus_LV_155-19_0_5_node_14 | 0.4 | n |  | TRUE
9 | bus_LV_155-19_0_5_node_12 | 0.4 | n |  | TRUE
10 | bus_LV_155-19_0_5_node_8 | 0.4 | n |  | TRUE
11 | bus_LV_155-19_0_5_node_9 | 0.4 | n |  | TRUE
12 | bus_LV_155-19_0_5_node_10 | 0.4 | n |  | TRUE
13 | bus_LV_155-19_0_5_node_15 | 0.4 | n |  | TRUE
14 | bus_LV_155-19_0_5_node_79 | 0.4 | n |  | TRUE
15 | bus_LV_155-19_0_5_node_13 | 0.4 | n |  | TRUE
16 | bus_LV_155-19_0_5_node_11 | 0.4 | n |  | TRUE
17 | bus_LV_155-19_0_5_node_52 | 0.4 | n |  | TRUE
18 | bus_LV_155-19_0_5_node_49 | 0.4 | n |  | TRUE
19 | bus_LV_155-19_0_5_node_54 | 0.4 | n |  | TRUE
20 | bus_LV_155-19_0_5_node_47 | 0.4 | n |  | TRUE
21 | bus_LV_155-19_0_5_node_80 | 0.4 | n |  | TRUE
22 | bus_LV_155-19_0_5_node_16 | 0.4 | n |  | TRUE
23 | bus_LV_155-19_0_5_node_17 | 0.4 | n |  | TRUE
24 | bus_LV_155-19_0_5_node_18 | 0.4 | n |  | TRUE
25 | bus_LV_155-19_0_5_node_19 | 0.4 | n |  | TRUE
26 | bus_LV_155-19_0_5_node_20 | 0.4 | n |  | TRUE
27 | bus_LV_155-19_0_5_node_21 | 0.4 | n |  | TRUE
28 | bus_LV_155-19_0_5_node_22 | 0.4 | n |  | TRUE
29 | bus_LV_155-19_0_5_node_23 | 0.4 | n |  | TRUE
30 | bus_LV_155-19_0_5_node_41 | 0.4 | n |  | TRUE
31 | bus_LV_155-19_0_5_node_25 | 0.4 | n |  | TRUE
32 | bus_LV_155-19_0_5_node_45 | 0.4 | n |  | TRUE
33 | bus_LV_155-19_0_5_node_24 | 0.4 | n |  | TRUE
34 | bus_LV_155-19_0_5_node_26 | 0.4 | n |  | TRUE
35 | bus_LV_155-19_0_5_node_27 | 0.4 | n |  | TRUE
36 | bus_LV_155-19_0_5_node_28 | 0.4 | n |  | TRUE
37 | bus_LV_155-19_0_5_node_31 | 0.4 | n |  | TRUE
38 | bus_LV_155-19_0_5_node_29 | 0.4 | n |  | TRUE
39 | bus_LV_155-19_0_5_node_30 | 0.4 | n |  | TRUE
40 | bus_LV_155-19_0_5_node_32 | 0.4 | n |  | TRUE
41 | bus_LV_155-19_0_5_node_33 | 0.4 | n |  | TRUE
42 | bus_LV_155-19_0_5_node_34 | 0.4 | n |  | TRUE
43 | bus_LV_155-19_0_5_node_35 | 0.4 | n |  | TRUE
44 | bus_LV_155-19_0_5_node_37 | 0.4 | n |  | TRUE
45 | bus_LV_155-19_0_5_node_39 | 0.4 | n |  | TRUE
46 | bus_LV_155-19_0_5_node_40 | 0.4 | n |  | TRUE
47 | bus_LV_155-19_0_5_node_46 | 0.4 | n |  | TRUE
48 | bus_LV_155-19_0_5_node_43 | 0.4 | n |  | TRUE
49 | bus_LV_155-19_0_5_node_85 | 0.4 | n |  | TRUE
50 | bus_LV_155-19_0_5_node_143 | 0.4 | n |  | TRUE
51 | bus_LV_155-19_0_5_node_42 | 0.4 | n |  | TRUE
52 | bus_LV_155-19_0_5_node_44 | 0.4 | n |  | TRUE
53 | bus_LV_155-19_0_5_node_83 | 0.4 | n |  | TRUE
54 | bus_LV_155-19_0_5_node_142 | 0.4 | n |  | TRUE
55 | bus_LV_155-19_0_5_node_48 | 0.4 | n |  | TRUE
56 | bus_LV_155-19_0_5_node_50 | 0.4 | n |  | TRUE
57 | bus_LV_155-19_0_5_node_53 | 0.4 | n |  | TRUE
58 | bus_LV_155-19_0_5_node_64 | 0.4 | n |  | TRUE
59 | bus_LV_155-19_0_5_node_55 | 0.4 | n |  | TRUE
60 | bus_LV_155-19_0_5_node_65 | 0.4 | n |  | TRUE
61 | bus_LV_155-19_0_5_node_57 | 0.4 | n |  | TRUE
62 | bus_LV_155-19_0_5_node_56 | 0.4 | n |  | TRUE
63 | bus_LV_155-19_0_5_node_89 | 0.4 | n |  | TRUE
64 | bus_LV_155-19_0_5_node_62 | 0.4 | n |  | TRUE
65 | bus_LV_155-19_0_5_node_59 | 0.4 | n |  | TRUE
66 | bus_LV_155-19_0_5_node_84 | 0.4 | n |  | TRUE
67 | bus_LV_155-19_0_5_node_97 | 0.4 | n |  | TRUE
68 | bus_LV_155-19_0_5_node_58 | 0.4 | n |  | TRUE
69 | bus_LV_155-19_0_5_node_60 | 0.4 | n |  | TRUE
70 | bus_LV_155-19_0_5_node_61 | 0.4 | n |  | TRUE
71 | bus_LV_155-19_0_5_node_63 | 0.4 | n |  | TRUE
72 | bus_LV_155-19_0_5_node_66 | 0.4 | n |  | TRUE
73 | bus_LV_155-19_0_5_node_67 | 0.4 | n |  | TRUE
74 | bus_LV_155-19_0_5_node_102 | 0.4 | n |  | TRUE
75 | bus_LV_155-19_0_5_node_98 | 0.4 | n |  | TRUE
76 | bus_LV_155-19_0_5_node_99 | 0.4 | n |  | TRUE
77 | bus_LV_155-19_0_5_node_68 | 0.4 | n |  | TRUE
78 | bus_LV_155-19_0_5_node_70 | 0.4 | n |  | TRUE
79 | bus_LV_155-19_0_5_node_75 | 0.4 | n |  | TRUE
80 | bus_LV_155-19_0_5_node_69 | 0.4 | n |  | TRUE
81 | bus_LV_155-19_0_5_node_115 | 0.4 | n |  | TRUE
82 | bus_LV_155-19_0_5_node_73 | 0.4 | n |  | TRUE
83 | bus_LV_155-19_0_5_node_116 | 0.4 | n |  | TRUE
84 | bus_LV_155-19_0_5_node_71 | 0.4 | n |  | TRUE
85 | bus_LV_155-19_0_5_node_72 | 0.4 | n |  | TRUE
86 | bus_LV_155-19_0_5_node_74 | 0.4 | n |  | TRUE
87 | bus_LV_155-19_0_5_node_76 | 0.4 | n |  | TRUE
88 | bus_LV_155-19_0_5_node_77 | 0.4 | n |  | TRUE
89 | bus_LV_155-19_0_5_node_153 | 0.4 | n |  | TRUE
90 | bus_LV_155-19_0_5_node_81 | 0.4 | n |  | TRUE
91 | bus_LV_155-19_0_5_node_82 | 0.4 | n |  | TRUE
92 | bus_LV_155-19_0_5_node_86 | 0.4 | n |  | TRUE
93 | bus_LV_155-19_0_5_node_88 | 0.4 | n |  | TRUE
94 | bus_LV_155-19_0_5_node_87 | 0.4 | n |  | TRUE
95 | bus_LV_155-19_0_5_node_96 | 0.4 | n |  | TRUE
96 | bus_LV_155-19_0_5_node_95 | 0.4 | n |  | TRUE
97 | bus_LV_155-19_0_5_node_90 | 0.4 | n |  | TRUE
98 | bus_LV_155-19_0_5_node_91 | 0.4 | n |  | TRUE
99 | bus_LV_155-19_0_5_node_93 | 0.4 | n |  | TRUE
100 | bus_LV_155-19_0_5_node_94 | 0.4 | n |  | TRUE
101 | bus_LV_155-19_0_5_node_109 | 0.4 | n |  | TRUE
102 | bus_LV_155-19_0_5_node_106 | 0.4 | n |  | TRUE
103 | bus_LV_155-19_0_5_node_104 | 0.4 | n |  | TRUE
104 | bus_LV_155-19_0_5_node_100 | 0.4 | n |  | TRUE
105 | bus_LV_155-19_0_5_node_101 | 0.4 | n |  | TRUE
106 | bus_LV_155-19_0_5_node_103 | 0.4 | n |  | TRUE
107 | bus_LV_155-19_0_5_node_105 | 0.4 | n |  | TRUE
108 | bus_LV_155-19_0_5_node_107 | 0.4 | n |  | TRUE
109 | bus_LV_155-19_0_5_node_108 | 0.4 | n |  | TRUE
110 | bus_LV_155-19_0_5_node_110 | 0.4 | n |  | TRUE
111 | bus_LV_155-19_0_5_node_152 | 0.4 | n |  | TRUE
112 | bus_LV_155-19_0_5_node_113 | 0.4 | n |  | TRUE
113 | bus_LV_155-19_0_5_node_111 | 0.4 | n |  | TRUE
114 | bus_LV_155-19_0_5_node_112 | 0.4 | n |  | TRUE
115 | bus_LV_155-19_0_5_node_114 | 0.4 | n |  | TRUE
116 | bus_LV_155-19_0_5_node_117 | 0.4 | n |  | TRUE
117 | bus_LV_155-19_0_5_node_118 | 0.4 | n |  | TRUE
118 | bus_LV_155-19_0_5_node_119 | 0.4 | n |  | TRUE
119 | bus_LV_155-19_0_5_node_120 | 0.4 | n |  | TRUE
120 | bus_LV_155-19_0_5_node_121 | 0.4 | n |  | TRUE
121 | bus_LV_155-19_0_5_node_122 | 0.4 | n |  | TRUE
122 | bus_LV_155-19_0_5_node_123 | 0.4 | n |  | TRUE
123 | bus_LV_155-19_0_5_node_124 | 0.4 | n |  | TRUE
124 | bus_LV_155-19_0_5_node_125 | 0.4 | n |  | TRUE
125 | bus_LV_155-19_0_5_node_126 | 0.4 | n |  | TRUE
126 | bus_LV_155-19_0_5_node_127 | 0.4 | n |  | TRUE
127 | bus_LV_155-19_0_5_node_129 | 0.4 | n |  | TRUE
128 | bus_LV_155-19_0_5_node_132 | 0.4 | n |  | TRUE
129 | bus_LV_155-19_0_5_node_134 | 0.4 | n |  | TRUE
130 | bus_LV_155-19_0_5_node_131 | 0.4 | n |  | TRUE
131 | bus_LV_155-19_0_5_node_128 | 0.4 | n |  | TRUE
132 | bus_LV_155-19_0_5_node_130 | 0.4 | n |  | TRUE
133 | bus_LV_155-19_0_5_node_144 | 0.4 | n |  | TRUE
134 | bus_LV_155-19_0_5_node_145 | 0.4 | n |  | TRUE
135 | bus_LV_155-19_0_5_node_133 | 0.4 | n |  | TRUE
136 | bus_LV_155-19_0_5_node_150 | 0.4 | n |  | TRUE
137 | bus_LV_155-19_0_5_node_135 | 0.4 | n |  | TRUE
138 | bus_LV_155-19_0_5_node_149 | 0.4 | n |  | TRUE
139 | bus_LV_155-19_0_5_node_136 | 0.4 | n |  | TRUE
140 | bus_LV_155-19_0_5_node_137 | 0.4 | n |  | TRUE
141 | bus_LV_155-19_0_5_node_138 | 0.4 | n |  | TRUE
142 | bus_LV_155-19_0_5_node_139 | 0.4 | n |  | TRUE
143 | bus_LV_155-19_0_5_node_140 | 0.4 | n |  | TRUE
144 | bus_LV_155-19_0_5_node_141 | 0.4 | n |  | TRUE
145 | bus_LV_155-19_0_5_node_146 | 0.4 | n |  | TRUE
146 | bus_LV_155-19_0_5_node_147 | 0.4 | n |  | TRUE
147 | bus_LV_155-19_0_5_node_148 | 0.4 | n |  | TRUE
148 | bus_MV_495_0_node_90 | 20 | n |  | TRUE

## load
| name | bus | p_mw | q_mvar | const_z_percent | const_i_percent | sn_mva | scaling | in_service | type
0 | LV_155-19_0_5_load_0 | 0 | 0.0017946 | 0.00044978 | 0 | 0 |  | 1 | TRUE | wye
1 | LV_155-19_0_5_load_3 | 3 | 0.0018222 | 0.00045669 | 0 | 0 |  | 1 | TRUE | wye
2 | LV_155-19_0_5_load_5 | 5 | 0.0012875 | 0.00032269 | 0 | 0 |  | 1 | TRUE | wye
3 | LV_155-19_0_5_load_7 | 7 | 0.0089881 | 0.0022526 | 0 | 0 |  | 1 | TRUE | wye
4 | LV_155-19_0_5_load_14 | 8 | 0.0038241 | 0.0009584 | 0 | 0 |  | 1 | TRUE | wye
5 | LV_155-19_0_5_load_12 | 9 | 0.0064024 | 0.0016046 | 0 | 0 |  | 1 | TRUE | wye
6 | LV_155-19_0_5_load_10 | 12 | 0.009712 | 0.0024341 | 0 | 0 |  | 1 | TRUE | wye
7 | LV_155-19_0_5_load_15 | 13 | 0.012629 | 0.0031651 | 0 | 0 |  | 1 | TRUE | wye
8 | LV_155-19_0_5_load_79 | 14 | 0.013881 | 0.0034788 | 0 | 0 |  | 1 | TRUE | wye
9 | LV_155-19_0_5_load_11 | 16 | 0.0087143 | 0.002184 | 0 | 0 |  | 1 | TRUE | wye
10 | LV_155-19_0_5_load_52 | 17 | 0.0081043 | 0.0020311 | 0 | 0 |  | 1 | TRUE | wye
11 | LV_155-19_0_5_load_49 | 18 | 0.0082093 | 0.0020574 | 0 | 0 |  | 1 | TRUE | wye
12 | LV_155-19_0_5_load_54 | 19 | 0.0063693 | 0.0015963 | 0 | 0 |  | 1 | TRUE | wye
13 | LV_155-19_0_5_load_47 | 20 | 0.012655 | 0.0031717 | 0 | 0 |  | 1 | TRUE | wye
14 | LV_155-19_0_5_load_16 | 22 | 0.0046836 | 0.0011738 | 0 | 0 |  | 1 | TRUE | wye
15 | LV_155-19_0_5_load_17 | 23 | 0.0057273 | 0.0014354 | 0 | 0 |  | 1 | TRUE | wye
16 | LV_155-19_0_5_load_19 | 25 | 0.0081645 | 0.0020462 | 0 | 0 |  | 1 | TRUE | wye
17 | LV_155-19_0_5_load_21 | 27 | 0.0040048 | 0.0010037 | 0 | 0 |  | 1 | TRUE | wye
18 | LV_155-19_0_5_load_22 | 28 | 0.0036973 | 0.00092664 | 0 | 0 |  | 1 | TRUE | wye
19 | LV_155-19_0_5_load_23 | 29 | 0.0015586 | 0.00039062 | 0 | 0 |  | 1 | TRUE | wye
20 | LV_155-19_0_5_load_41 | 30 | 0.0036311 | 0.00091003 | 0 | 0 |  | 1 | TRUE | wye
21 | LV_155-19_0_5_load_25 | 31 | 0.0013921 | 0.00034889 | 0 | 0 |  | 1 | TRUE | wye
22 | LV_155-19_0_5_load_45 | 32 | 0.020392 | 0.0051106 | 0 | 0 |  | 1 | TRUE | wye
23 | LV_155-19_0_5_load_24 | 33 | 0.0016901 | 0.00042357 | 0 | 0 |  | 1 | TRUE | wye
24 | LV_155-19_0_5_load_26 | 34 | 0.0050024 | 0.0012537 | 0 | 0 |  | 1 | TRUE | wye
25 | LV_155-19_0_5_load_27 | 35 | 0.0016724 | 0.00041915 | 0 | 0 |  | 1 | TRUE | wye
26 | LV_155-19_0_5_load_28 | 36 | 0.0023295 | 0.00058382 | 0 | 0 |  | 1 | TRUE | wye
27 | LV_155-19_0_5_load_31 | 37 | 0.0018595 | 0.00046604 | 0 | 0 |  | 1 | TRUE | wye
28 | LV_155-19_0_5_load_29 | 38 | 0.0035166 | 0.00088133 | 0 | 0 |  | 1 | TRUE | wye
29 | LV_155-19_0_5_load_30 | 39 | 0.0017822 | 0.00044667 | 0 | 0 |  | 1 | TRUE | wye
30 | LV_155-19_0_5_load_32 | 40 | 0.0017892 | 0.00044843 | 0 | 0 |  | 1 | TRUE | wye
31 | LV_155-19_0_5_load_33 | 41 | 0.0014239 | 0.00035686 | 0 | 0 |  | 1 | TRUE | wye
32 | LV_155-19_0_5_load_37 | 44 | 0.0018063 | 0.0004527 | 0 | 0 |  | 1 | TRUE | wye
33 | LV_155-19_0_5_load_39 | 45 | 0.00047457 | 0.00011894 | 0 | 0 |  | 1 | TRUE | wye
34 | LV_155-19_0_5_load_43 | 48 | 0.0092994 | 0.0023307 | 0 | 0 |  | 1 | TRUE | wye
35 | LV_155-19_0_5_load_85 | 49 | 0.0053503 | 0.0013409 | 0 | 0 |  | 1 | TRUE | wye
36 | LV_155-19_0_5_load_143 | 50 | 0.005928 | 0.0014857 | 0 | 0 |  | 1 | TRUE | wye
37 | LV_155-19_0_5_load_42 | 51 | 0.0088226 | 0.0022112 | 0 | 0 |  | 1 | TRUE | wye
38 | LV_155-19_0_5_load_44 | 52 | 0.0071125 | 0.0017826 | 0 | 0 |  | 1 | TRUE | wye
39 | LV_155-19_0_5_load_142 | 54 | 0.0014383 | 0.00036047 | 0 | 0 |  | 1 | TRUE | wye
40 | LV_155-19_0_5_load_48 | 55 | 0.0092156 | 0.0023096 | 0 | 0 |  | 1 | TRUE | wye
41 | LV_155-19_0_5_load_50 | 56 | 0.0070631 | 0.0017702 | 0 | 0 |  | 1 | TRUE | wye
42 | LV_155-19_0_5_load_53 | 57 | 0.0042469 | 0.0010644 | 0 | 0 |  | 1 | TRUE | wye
43 | LV_155-19_0_5_load_64 | 58 | 0.0072242 | 0.0018106 | 0 | 0 |  | 1 | TRUE | wye
44 | LV_155-19_0_5_load_65 | 60 | 0.0012576 | 0.00031517 | 0 | 0 |  | 1 | TRUE | wye
45 | LV_155-19_0_5_load_89 | 63 | 0.0037086 | 0.00092946 | 0 | 0 |  | 1 | TRUE | wye
46 | LV_155-19_0_5_load_59 | 65 | 0.0038584 | 0.000967 | 0 | 0 |  | 1 | TRUE | wye
47 | LV_155-19_0_5_load_97 | 67 | 0.0037105 | 0.00092995 | 0 | 0 |  | 1 | TRUE | wye
48 | LV_155-19_0_5_load_58 | 68 | 0.0054168 | 0.0013576 | 0 | 0 |  | 1 | TRUE | wye
49 | LV_155-19_0_5_load_60 | 69 | 0.0037818 | 0.0009478 | 0 | 0 |  | 1 | TRUE | wye
50 | LV_155-19_0_5_load_61 | 70 | 0.0061941 | 0.0015524 | 0 | 0 |  | 1 | TRUE | wye
51 | LV_155-19_0_5_load_67 | 73 | 0.002342 | 0.00058695 | 0 | 0 |  | 1 | TRUE | wye
52 | LV_155-19_0_5_load_102 | 74 | 0.0051033 | 0.001279 | 0 | 0 |  | 1 | TRUE | wye
53 | LV_155-19_0_5_load_98 | 75 | 0.0018409 | 0.00046137 | 0 | 0 |  | 1 | TRUE | wye
54 | LV_155-19_0_5_load_68 | 77 | 0.0020948 | 0.00052501 | 0 | 0 |  | 1 | TRUE | wye
55 | LV_155-19_0_5_load_70 | 78 | 0.006562 | 0.0016446 | 0 | 0 |  | 1 | TRUE | wye
56 | LV_155-19_0_5_load_69 | 80 | 0.0055804 | 0.0013986 | 0 | 0 |  | 1 | TRUE | wye
57 | LV_155-19_0_5_load_115 | 81 | 0.0031217 | 0.00078236 | 0 | 0 |  | 1 | TRUE | wye
58 | LV_155-19_0_5_load_116 | 83 | 0.0035637 | 0.00089314 | 0 | 0 |  | 1 | TRUE | wye
59 | LV_155-19_0_5_load_71 | 84 | 0.0029869 | 0.00074858 | 0 | 0 |  | 1 | TRUE | wye
60 | LV_155-19_0_5_load_76 | 87 | 0.0056593 | 0.0014184 | 0 | 0 |  | 1 | TRUE | wye
61 | LV_155-19_0_5_load_77 | 88 | 0.0013693 | 0.00034318 | 0 | 0 |  | 1 | TRUE | wye
62 | LV_155-19_0_5_load_153 | 89 | 0.005675 | 0.0014223 | 0 | 0 |  | 1 | TRUE | wye
63 | LV_155-19_0_5_load_81 | 90 | 0.004518 | 0.0011323 | 0 | 0 |  | 1 | TRUE | wye
64 | LV_155-19_0_5_load_82 | 91 | 0.0058001 | 0.0014536 | 0 | 0 |  | 1 | TRUE | wye
65 | LV_155-19_0_5_load_86 | 92 | 0.0018305 | 0.00045876 | 0 | 0 |  | 1 | TRUE | wye
66 | LV_155-19_0_5_load_88 | 93 | 0.0040843 | 0.0010236 | 0 | 0 |  | 1 | TRUE | wye
67 | LV_155-19_0_5_load_87 | 94 | 0.0018586 | 0.0004658 | 0 | 0 |  | 1 | TRUE | wye
68 | LV_155-19_0_5_load_96 | 95 | 0.0018041 | 0.00045215 | 0 | 0 |  | 1 | TRUE | wye
69 | LV_155-19_0_5_load_95 | 96 | 0.0016618 | 0.00041647 | 0 | 0 |  | 1 | TRUE | wye
70 | LV_155-19_0_5_load_90 | 97 | 0.0024297 | 0.00060895 | 0 | 0 |  | 1 | TRUE | wye
71 | LV_155-19_0_5_load_91 | 98 | 0.0055711 | 0.0013963 | 0 | 0 |  | 1 | TRUE | wye
72 | LV_155-19_0_5_load_94 | 100 | 0.0022519 | 0.00056439 | 0 | 0 |  | 1 | TRUE | wye
73 | LV_155-19_0_5_load_109 | 101 | 0.0074131 | 0.0018579 | 0 | 0 |  | 1 | TRUE | wye
74 | LV_155-19_0_5_load_104 | 103 | 0.0018575 | 0.00046553 | 0 | 0 |  | 1 | TRUE | wye
75 | LV_155-19_0_5_load_100 | 104 | 0.0045743 | 0.0011464 | 0 | 0 |  | 1 | TRUE | wye
76 | LV_155-19_0_5_load_101 | 105 | 0.0030281 | 0.00075891 | 0 | 0 |  | 1 | TRUE | wye
77 | LV_155-19_0_5_load_105 | 107 | 0.00097281 | 0.00024381 | 0 | 0 |  | 1 | TRUE | wye
78 | LV_155-19_0_5_load_107 | 108 | 0.0031131 | 0.00078021 | 0 | 0 |  | 1 | TRUE | wye
79 | LV_155-19_0_5_load_152 | 111 | 0.0014282 | 0.00035795 | 0 | 0 |  | 1 | TRUE | wye
80 | LV_155-19_0_5_load_111 | 113 | 0.0047071 | 0.0011797 | 0 | 0 |  | 1 | TRUE | wye
81 | LV_155-19_0_5_load_114 | 115 | 0.0024779 | 0.00062102 | 0 | 0 |  | 1 | TRUE | wye
82 | LV_155-19_0_5_load_117 | 116 | 0.0031993 | 0.00080183 | 0 | 0 |  | 1 | TRUE | wye
83 | LV_155-19_0_5_load_118 | 117 | 0.00518 | 0.0012982 | 0 | 0 |  | 1 | TRUE | wye
84 | LV_155-19_0_5_load_119 | 118 | 0.0016484 | 0.00041313 | 0 | 0 |  | 1 | TRUE | wye
85 | LV_155-19_0_5_load_121 | 120 | 0.0016707 | 0.00041873 | 0 | 0 |  | 1 | TRUE | wye
86 | LV_155-19_0_5_load_122 | 121 | 0.00166 | 0.00041604 | 0 | 0 |  | 1 | TRUE | wye
87 | LV_155-19_0_5_load_124 | 123 | 0.0078066 | 0.0019565 | 0 | 0 |  | 1 | TRUE | wye
88 | LV_155-19_0_5_load_125 | 124 | 0.0016587 | 0.00041572 | 0 | 0 |  | 1 | TRUE | wye
89 | LV_155-19_0_5_load_126 | 125 | 0.011989 | 0.0030046 | 0 | 0 |  | 1 | TRUE | wye
90 | LV_155-19_0_5_load_129 | 127 | 0.0048123 | 0.0012061 | 0 | 0 |  | 1 | TRUE | wye
91 | LV_155-19_0_5_load_134 | 129 | 0.0079125 | 0.0019831 | 0 | 0 |  | 1 | TRUE | wye
92 | LV_155-19_0_5_load_128 | 131 | 0.0062462 | 0.0015654 | 0 | 0 |  | 1 | TRUE | wye
93 | LV_155-19_0_5_load_133 | 135 | 0.0029639 | 0.00074281 | 0 | 0 |  | 1 | TRUE | wye
94 | LV_155-19_0_5_load_150 | 136 | 0.0073444 | 0.0018407 | 0 | 0 |  | 1 | TRUE | wye
95 | LV_155-19_0_5_load_135 | 137 | 0.0037238 | 0.00093328 | 0 | 0 |  | 1 | TRUE | wye
96 | LV_155-19_0_5_load_149 | 138 | 0.0030808 | 0.00077213 | 0 | 0 |  | 1 | TRUE | wye
97 | LV_155-19_0_5_load_136 | 139 | 0.005487 | 0.0013752 | 0 | 0 |  | 1 | TRUE | wye
98 | LV_155-19_0_5_load_137 | 140 | 0.0026117 | 0.00065455 | 0 | 0 |  | 1 | TRUE | wye
99 | LV_155-19_0_5_load_138 | 141 | 0.0012195 | 0.00030565 | 0 | 0 |  | 1 | TRUE | wye
100 | LV_155-19_0_5_load_139 | 142 | 0.0064569 | 0.0016183 | 0 | 0 |  | 1 | TRUE | wye
101 | LV_155-19_0_5_load_140 | 143 | 0.0010796 | 0.00027057 | 0 | 0 |  | 1 | TRUE | wye
102 | LV_155-19_0_5_load_141 | 144 | 0.0066837 | 0.0016751 | 0 | 0 |  | 1 | TRUE | wye
103 | LV_155-19_0_5_load_146 | 145 | 0.057622 | 0.014441 | 0 | 0 |  | 1 | TRUE | wye
104 | LV_155-19_0_5_load_147 | 146 | 0.0056783 | 0.0014231 | 0 | 0 |  | 1 | TRUE | wye
105 | LV_155-19_0_5_load_148 | 147 | 0.0083419 | 0.0020907 | 0 | 0 |  | 1 | TRUE | wye

## ext_grid
| name | bus | vm_pu | va_degree | slack_weight | in_service
0 |  | 53 | 1 | 0 | 1 | TRUE

## line
| name | std_type | from_bus | to_bus | length_km | r_ohm_per_km | x_ohm_per_km | c_nf_per_km | g_us_per_km | max_i_ka | df | parallel | type | in_service
0 | LV_155-19_0_5_line_0 |  | 0 | 1 | 0.0084296 | 0.125 | 0.08 | 261 | 0 | 0.364 | 1 | 1 | cs | TRUE
1 | LV_155-19_0_5_line_1 |  | 0 | 2 | 0.0033362 | 0.125 | 0.08 | 261 | 0 | 0.364 | 1 | 1 | cs | TRUE
2 | LV_155-19_0_5_line_2 |  | 1 | 3 | 0.008677 | 0.125 | 0.08 | 261 | 0 | 0.364 | 1 | 1 | cs | TRUE
3 | LV_155-19_0_5_line_3 |  | 2 | 4 | 0.011108 | 0.125 | 0.08 | 261 | 0 | 0.364 | 1 | 1 | cs | TRUE
4 | LV_155-19_0_5_line_4 |  | 3 | 5 | 0.0020062 | 0.125 | 0.08 | 261 | 0 | 0.364 | 1 | 1 | cs | TRUE
5 | LV_155-19_0_5_line_5 |  | 4 | 6 | 0.028401 | 0.125 | 0.08 | 261 | 0 | 0.364 | 1 | 1 | cs | TRUE
6 | LV_155-19_0_5_line_6 |  | 4 | 7 | 0.028281 | 0.125 | 0.08 | 261 | 0 | 0.364 | 1 | 1 | cs | TRUE
7 | LV_155-19_0_5_line_7 |  | 6 | 8 | 0.019965 | 0.125 | 0.08 | 261 | 0 | 0.364 | 1 | 1 | cs | TRUE
8 | LV_155-19_0_5_line_8 |  | 7 | 9 | 0.0024438 | 0.125 | 0.08 | 261 | 0 | 0.364 | 1 | 1 | cs | TRUE
9 | LV_155-19_0_5_line_9 |  | 9 | 11 | 0.015602 | 0.125 | 0.08 | 261 | 0 | 0.364 | 1 | 1 | cs | TRUE
10 | LV_155-19_0_5_line_10 |  | 10 | 11 | 0.028909 | 0.125 | 0.08 | 261 | 0 | 0.364 | 1 | 1 | cs | TRUE
11 | LV_155-19_0_5_line_11 |  | 10 | 12 | 0.010478 | 0.125 | 0.08 | 261 | 0 | 0.364 | 1 | 1 | cs | TRUE
12 | LV_155-19_0_5_line_12 |  | 11 | 15 | 0.010161 | 0.125 | 0.08 | 261 | 0 | 0.364 | 1 | 1 | cs | TRUE
13 | LV_155-19_0_5_line_13 |  | 12 | 16 | 0.020313 | 0.125 | 0.08 | 261 | 0 | 0.364 | 1 | 1 | cs | TRUE
14 | LV_155-19_0_5_line_14 |  | 13 | 14 | 0.0054847 | 0.125 | 0.08 | 261 | 0 | 0.364 | 1 | 1 | cs | TRUE
15 | LV_155-19_0_5_line_15 |  | 14 | 21 | 0.03138 | 0.125 | 0.08 | 261 | 0 | 0.364 | 1 | 1 | cs | TRUE
16 | LV_155-19_0_5_line_16 |  | 15 | 17 | 0.039217 | 0.125 | 0.08 | 261 | 0 | 0.364 | 1 | 1 | cs | TRUE
17 | LV_155-19_0_5_line_17 |  | 15 | 18 | 0.019205 | 0.125 | 0.08 | 261 | 0 | 0.364 | 1 | 1 | cs | TRUE
18 | LV_155-19_0_5_line_18 |  | 17 | 19 | 0.0045303 | 0.125 | 0.08 | 261 | 0 | 0.364 | 1 | 1 | cs | TRUE
19 | LV_155-19_0_5_line_19 |  | 18 | 20 | 0.011328 | 0.125 | 0.08 | 261 | 0 | 0.364 | 1 | 1 | cs | TRUE
20 | LV_155-19_0_5_line_20 |  | 19 | 59 | 0.018037 | 0.125 | 0.08 | 261 | 0 | 0.364 | 1 | 1 | cs | TRUE
21 | LV_155-19_0_5_line_21 |  | 20 | 55 | 0.012943 | 0.125 | 0.08 | 261 | 0 | 0.364 | 1 | 1 | cs | TRUE
22 | LV_155-19_0_5_line_22 |  | 21 | 90 | 0.011066 | 0.125 | 0.08 | 261 | 0 | 0.364 | 1 | 2 | cs | TRUE
23 | LV_155-19_0_5_line_23 |  | 21 | 91 | 0.01057 | 0.125 | 0.08 | 261 | 0 | 0.364 | 1 | 2 | cs | TRUE
24 | LV_155-19_0_5_line_24 |  | 22 | 23 | 0.0072579 | 0.125 | 0.08 | 261 | 0 | 0.364 | 1 | 1 | cs | TRUE
25 | LV_155-19_0_5_line_25 |  | 22 | 24 | 0.013918 | 0.125 | 0.08 | 261 | 0 | 0.364 | 1 | 1 | cs | TRUE
26 | LV_155-19_0_5_line_26 |  | 23 | 25 | 0.029879 | 0.125 | 0.08 | 261 | 0 | 0.364 | 1 | 1 | cs | TRUE
27 | LV_155-19_0_5_line_27 |  | 24 | 26 | 0.02226 | 0.125 | 0.08 | 261 | 0 | 0.364 | 1 | 1 | cs | TRUE
28 | LV_155-19_0_5_line_28 |  | 25 | 27 | 0.00057208 | 0.125 | 0.08 | 261 | 0 | 0.364 | 1 | 1 | cs | TRUE
29 | LV_155-19_0_5_line_29 |  | 26 | 28 | 0.016323 | 0.125 | 0.08 | 261 | 0 | 0.364 | 1 | 1 | cs | TRUE
30 | LV_155-19_0_5_line_30 |  | 26 | 29 | 0.012522 | 0.125 | 0.08 | 261 | 0 | 0.364 | 1 | 1 | cs | TRUE
31 | LV_155-19_0_5_line_31 |  | 27 | 30 | 0.00678 | 0.125 | 0.08 | 261 | 0 | 0.364 | 1 | 1 | cs | TRUE
32 | LV_155-19_0_5_line_32 |  | 29 | 31 | 0.005677 | 0.125 | 0.08 | 261 | 0 | 0.364 | 1 | 1 | cs | TRUE
33 | LV_155-19_0_5_line_33 |  | 30 | 32 | 0.013927 | 0.125 | 0.08 | 261 | 0 | 0.364 | 1 | 2 | cs | TRUE
34 | LV_155-19_0_5_line_34 |  | 31 | 33 | 0.0059339 | 0.125 | 0.08 | 261 | 0 | 0.364 | 1 | 1 | cs | TRUE
35 | LV_155-19_0_5_line_35 |  | 32 | 52 | 0.0032369 | 0.125 | 0.08 | 261 | 0 | 0.364 | 1 | 2 | cs | TRUE
36 | LV_155-19_0_5_line_36 |  | 33 | 34 | 0.0089336 | 0.125 | 0.08 | 261 | 0 | 0.364 | 1 | 1 | cs | TRUE
37 | LV_155-19_0_5_line_37 |  | 34 | 35 | 0.030076 | 0.125 | 0.08 | 261 | 0 | 0.364 | 1 | 1 | cs | TRUE
38 | LV_155-19_0_5_line_38 |  | 35 | 36 | 0.0081763 | 0.125 | 0.08 | 261 | 0 | 0.364 | 1 | 1 | cs | TRUE
39 | LV_155-19_0_5_line_39 |  | 36 | 37 | 0.011661 | 0.125 | 0.08 | 261 | 0 | 0.364 | 1 | 1 | cs | TRUE
40 | LV_155-19_0_5_line_40 |  | 37 | 38 | 0.0026915 | 0.125 | 0.08 | 261 | 0 | 0.364 | 1 | 1 | cs | TRUE
41 | LV_155-19_0_5_line_41 |  | 38 | 39 | 0.0028499 | 0.125 | 0.08 | 261 | 0 | 0.364 | 1 | 1 | cs | TRUE
42 | LV_155-19_0_5_line_42 |  | 39 | 40 | 0.0013873 | 0.125 | 0.08 | 261 | 0 | 0.364 | 1 | 1 | cs | TRUE
43 | LV_155-19_0_5_line_43 |  | 40 | 41 | 0.02145 | 0.125 | 0.08 | 261 | 0 | 0.364 | 1 | 1 | cs | TRUE
44 | LV_155-19_0_5_line_44 |  | 41 | 42 | 0.012872 | 0.125 | 0.08 | 261 | 0 | 0.364 | 1 | 1 | cs | TRUE
45 | LV_155-19_0_5_line_45 |  | 42 | 43 | 0.012616 | 0.125 | 0.08 | 261 | 0 | 0.364 | 1 | 1 | cs | TRUE
46 | LV_155-19_0_5_line_46 |  | 43 | 44 | 0.0056557 | 0.125 | 0.08 | 261 | 0 | 0.364 | 1 | 1 | cs | TRUE
47 | LV_155-19_0_5_line_47 |  | 45 | 46 | 0.026113 | 0.125 | 0.08 | 261 | 0 | 0.364 | 1 | 1 | cs | TRUE
48 | LV_155-19_0_5_line_48 |  | 46 | 47 | 0.016917 | 0.125 | 0.08 | 261 | 0 | 0.364 | 1 | 2 | cs | TRUE
49 | LV_155-19_0_5_line_49 |  | 46 | 48 | 0.0097324 | 0.125 | 0.08 | 261 | 0 | 0.364 | 1 | 2 | cs | TRUE
50 | LV_155-19_0_5_line_50 |  | 47 | 49 | 0.019125 | 0.125 | 0.08 | 261 | 0 | 0.364 | 1 | 2 | cs | TRUE
51 | LV_155-19_0_5_line_51 |  | 47 | 50 | 0.022516 | 0.125 | 0.08 | 261 | 0 | 0.364 | 1 | 2 | cs | TRUE
52 | LV_155-19_0_5_line_52 |  | 48 | 51 | 0.0049503 | 0.125 | 0.08 | 261 | 0 | 0.364 | 1 | 2 | cs | TRUE
53 | LV_155-19_0_5_line_53 |  | 49 | 53 | 0.033947 | 0.125 | 0.08 | 261 | 0 | 0.364 | 1 | 2 | cs | TRUE
54 | LV_155-19_0_5_line_54 |  | 50 | 54 | 0.011493 | 0.125 | 0.08 | 261 | 0 | 0.364 | 1 | 2 | cs | TRUE
55 | LV_155-19_0_5_line_55 |  | 51 | 52 | 0.015039 | 0.125 | 0.08 | 261 | 0 | 0.364 | 1 | 2 | cs | TRUE
56 | LV_155-19_0_5_line_56 |  | 53 | 92 | 0.0089222 | 0.125 | 0.08 | 261 | 0 | 0.364 | 1 | 1 | cs | TRUE
57 | LV_155-19_0_5_line_57 |  | 53 | 90 | 0.019275 | 0.125 | 0.08 | 261 | 0 | 0.364 | 1 | 2 | cs | TRUE
58 | LV_155-19_0_5_line_58 |  | 54 | 144 | 0.012618 | 0.125 | 0.08 | 261 | 0 | 0.364 | 1 | 2 | cs | TRUE
59 | LV_155-19_0_5_line_59 |  | 55 | 56 | 0.020156 | 0.125 | 0.08 | 261 | 0 | 0.364 | 1 | 1 | cs | TRUE
60 | LV_155-19_0_5_line_60 |  | 57 | 58 | 0.0094446 | 0.125 | 0.08 | 261 | 0 | 0.364 | 1 | 1 | cs | TRUE
61 | LV_155-19_0_5_line_61 |  | 58 | 60 | 0.021365 | 0.125 | 0.08 | 261 | 0 | 0.364 | 1 | 1 | cs | TRUE
62 | LV_155-19_0_5_line_62 |  | 59 | 61 | 0.025117 | 0.125 | 0.08 | 261 | 0 | 0.364 | 1 | 1 | cs | TRUE
63 | LV_155-19_0_5_line_63 |  | 60 | 71 | 0.02859 | 0.125 | 0.08 | 261 | 0 | 0.364 | 1 | 1 | cs | TRUE
64 | LV_155-19_0_5_line_64 |  | 61 | 64 | 0.017943 | 0.125 | 0.08 | 261 | 0 | 0.364 | 1 | 2 | cs | TRUE
65 | LV_155-19_0_5_line_65 |  | 61 | 65 | 0.018257 | 0.125 | 0.08 | 261 | 0 | 0.364 | 1 | 1 | cs | TRUE
66 | LV_155-19_0_5_line_66 |  | 61 | 62 | 0.013682 | 0.125 | 0.08 | 261 | 0 | 0.364 | 1 | 2 | cs | TRUE
67 | LV_155-19_0_5_line_67 |  | 62 | 63 | 0.02592 | 0.125 | 0.08 | 261 | 0 | 0.364 | 1 | 2 | cs | TRUE
68 | LV_155-19_0_5_line_68 |  | 63 | 66 | 0.013784 | 0.125 | 0.08 | 261 | 0 | 0.364 | 1 | 2 | cs | TRUE
69 | LV_155-19_0_5_line_69 |  | 64 | 67 | 0.018573 | 0.125 | 0.08 | 261 | 0 | 0.364 | 1 | 2 | cs | TRUE
70 | LV_155-19_0_5_line_70 |  | 65 | 68 | 0.00099474 | 0.125 | 0.08 | 261 | 0 | 0.364 | 1 | 1 | cs | TRUE
71 | LV_155-19_0_5_line_71 |  | 66 | 93 | 0.061198 | 0.125 | 0.08 | 261 | 0 | 0.364 | 1 | 1 | cs | TRUE
72 | LV_155-19_0_5_line_72 |  | 66 | 91 | 0.01582 | 0.125 | 0.08 | 261 | 0 | 0.364 | 1 | 2 | cs | TRUE
73 | LV_155-19_0_5_line_73 |  | 67 | 74 | 0.005291 | 0.125 | 0.08 | 261 | 0 | 0.364 | 1 | 2 | cs | TRUE
74 | LV_155-19_0_5_line_74 |  | 69 | 70 | 3.6939e-05 | 0.125 | 0.08 | 261 | 0 | 0.364 | 1 | 1 | cs | TRUE
75 | LV_155-19_0_5_line_75 |  | 70 | 71 | 0.016521 | 0.125 | 0.08 | 261 | 0 | 0.364 | 1 | 1 | cs | TRUE
76 | LV_155-19_0_5_line_76 |  | 71 | 72 | 0.01246 | 0.125 | 0.08 | 261 | 0 | 0.364 | 1 | 1 | cs | TRUE
77 | LV_155-19_0_5_line_77 |  | 71 | 73 | 0.031502 | 0.125 | 0.08 | 261 | 0 | 0.364 | 1 | 1 | cs | TRUE
78 | LV_155-19_0_5_line_78 |  | 72 | 77 | 0.014971 | 0.125 | 0.08 | 261 | 0 | 0.364 | 1 | 1 | cs | TRUE
79 | LV_155-19_0_5_line_79 |  | 73 | 78 | 0.014703 | 0.125 | 0.08 | 261 | 0 | 0.364 | 1 | 1 | cs | TRUE
80 | LV_155-19_0_5_line_80 |  | 74 | 103 | 0.017255 | 0.125 | 0.08 | 261 | 0 | 0.364 | 1 | 2 | cs | TRUE
81 | LV_155-19_0_5_line_81 |  | 75 | 76 | 0.012948 | 0.125 | 0.08 | 261 | 0 | 0.364 | 1 | 1 | cs | TRUE
82 | LV_155-19_0_5_line_82 |  | 76 | 104 | 0.0078601 | 0.125 | 0.08 | 261 | 0 | 0.364 | 1 | 2 | cs | TRUE
83 | LV_155-19_0_5_line_83 |  | 76 | 105 | 0.018939 | 0.125 | 0.08 | 261 | 0 | 0.364 | 1 | 2 | cs | TRUE
84 | LV_155-19_0_5_line_84 |  | 77 | 79 | 0.011688 | 0.125 | 0.08 | 261 | 0 | 0.364 | 1 | 1 | cs | TRUE
85 | LV_155-19_0_5_line_85 |  | 78 | 81 | 0.015368 | 0.125 | 0.08 | 261 | 0 | 0.364 | 1 | 1 | cs | TRUE
86 | LV_155-19_0_5_line_86 |  | 79 | 82 | 0.047285 | 0.125 | 0.08 | 261 | 0 | 0.364 | 1 | 1 | cs | TRUE
87 | LV_155-19_0_5_line_87 |  | 79 | 80 | 0.014129 | 0.125 | 0.08 | 261 | 0 | 0.364 | 1 | 1 | cs | TRUE
88 | LV_155-19_0_5_line_88 |  | 81 | 83 | 0.0145 | 0.125 | 0.08 | 261 | 0 | 0.364 | 1 | 1 | cs | TRUE
89 | LV_155-19_0_5_line_89 |  | 82 | 87 | 0.024326 | 0.125 | 0.08 | 261 | 0 | 0.364 | 1 | 1 | cs | TRUE
90 | LV_155-19_0_5_line_90 |  | 82 | 85 | 0.017356 | 0.125 | 0.08 | 261 | 0 | 0.364 | 1 | 1 | cs | TRUE
91 | LV_155-19_0_5_line_91 |  | 83 | 116 | 0.011351 | 0.125 | 0.08 | 261 | 0 | 0.364 | 1 | 1 | cs | TRUE
92 | LV_155-19_0_5_line_92 |  | 84 | 85 | 0.0050089 | 0.125 | 0.08 | 261 | 0 | 0.364 | 1 | 1 | cs | TRUE
93 | LV_155-19_0_5_line_93 |  | 85 | 86 | 0.009085 | 0.125 | 0.08 | 261 | 0 | 0.364 | 1 | 1 | cs | TRUE
94 | LV_155-19_0_5_line_94 |  | 86 | 88 | 0.010394 | 0.125 | 0.08 | 261 | 0 | 0.364 | 1 | 1 | cs | TRUE
95 | LV_155-19_0_5_line_95 |  | 87 | 89 | 0.038393 | 0.125 | 0.08 | 261 | 0 | 0.364 | 1 | 1 | cs | TRUE
96 | LV_155-19_0_5_line_96 |  | 92 | 94 | 0.023602 | 0.125 | 0.08 | 261 | 0 | 0.364 | 1 | 1 | cs | TRUE
97 | LV_155-19_0_5_line_97 |  | 94 | 95 | 0.012323 | 0.125 | 0.08 | 261 | 0 | 0.364 | 1 | 1 | cs | TRUE
98 | LV_155-19_0_5_line_98 |  | 95 | 96 | 0.017622 | 0.125 | 0.08 | 261 | 0 | 0.364 | 1 | 1 | cs | TRUE
99 | LV_155-19_0_5_line_99 |  | 97 | 98 | 0.011328 | 0.125 | 0.08 | 261 | 0 | 0.364 | 1 | 1 | cs | TRUE
100 | LV_155-19_0_5_line_100 |  | 98 | 99 | 0.025221 | 0.125 | 0.08 | 261 | 0 | 0.364 | 1 | 1 | cs | TRUE
101 | LV_155-19_0_5_line_101 |  | 99 | 100 | 0.025042 | 0.125 | 0.08 | 261 | 0 | 0.364 | 1 | 1 | cs | TRUE
102 | LV_155-19_0_5_line_102 |  | 100 | 101 | 0.0006578 | 0.125 | 0.08 | 261 | 0 | 0.364 | 1 | 1 | cs | TRUE
103 | LV_155-19_0_5_line_103 |  | 101 | 102 | 0.023806 | 0.125 | 0.08 | 261 | 0 | 0.364 | 1 | 1 | cs | TRUE
104 | LV_155-19_0_5_line_104 |  | 102 | 109 | 0.044734 | 0.125 | 0.08 | 261 | 0 | 0.364 | 1 | 1 | cs | TRUE
105 | LV_155-19_0_5_line_105 |  | 103 | 105 | 0.01299 | 0.125 | 0.08 | 261 | 0 | 0.364 | 1 | 2 | cs | TRUE
106 | LV_155-19_0_5_line_106 |  | 104 | 106 | 0.031895 | 0.125 | 0.08 | 261 | 0 | 0.364 | 1 | 2 | cs | TRUE
107 | LV_155-19_0_5_line_107 |  | 106 | 107 | 0.021735 | 0.125 | 0.08 | 261 | 0 | 0.364 | 1 | 2 | cs | TRUE
108 | LV_155-19_0_5_line_108 |  | 107 | 108 | 0.019933 | 0.125 | 0.08 | 261 | 0 | 0.364 | 1 | 2 | cs | TRUE
109 | LV_155-19_0_5_line_109 |  | 108 | 110 | 0.033559 | 0.125 | 0.08 | 261 | 0 | 0.364 | 1 | 2 | cs | TRUE
110 | LV_155-19_0_5_line_110 |  | 109 | 111 | 0.015328 | 0.125 | 0.08 | 261 | 0 | 0.364 | 1 | 1 | cs | TRUE
111 | LV_155-19_0_5_line_111 |  | 109 | 112 | 0.010638 | 0.125 | 0.08 | 261 | 0 | 0.364 | 1 | 1 | cs | TRUE
112 | LV_155-19_0_5_line_112 |  | 110 | 113 | 0.015325 | 0.125 | 0.08 | 261 | 0 | 0.364 | 1 | 1 | cs | TRUE
113 | LV_155-19_0_5_line_113 |  | 110 | 114 | 0.017434 | 0.125 | 0.08 | 261 | 0 | 0.364 | 1 | 2 | cs | TRUE
114 | LV_155-19_0_5_line_114 |  | 112 | 113 | 0.034828 | 0.125 | 0.08 | 261 | 0 | 0.364 | 1 | 1 | cs | TRUE
115 | LV_155-19_0_5_line_115 |  | 114 | 115 | 0.0050359 | 0.125 | 0.08 | 261 | 0 | 0.364 | 1 | 2 | cs | TRUE
116 | LV_155-19_0_5_line_116 |  | 115 | 116 | 0.026927 | 0.125 | 0.08 | 261 | 0 | 0.364 | 1 | 2 | cs | TRUE
117 | LV_155-19_0_5_line_117 |  | 117 | 118 | 0.0042526 | 0.125 | 0.08 | 261 | 0 | 0.364 | 1 | 1 | cs | TRUE
118 | LV_155-19_0_5_line_118 |  | 117 | 119 | 0.021421 | 0.125 | 0.08 | 261 | 0 | 0.364 | 1 | 1 | cs | TRUE
119 | LV_155-19_0_5_line_119 |  | 118 | 120 | 0.0054385 | 0.125 | 0.08 | 261 | 0 | 0.364 | 1 | 1 | cs | TRUE
120 | LV_155-19_0_5_line_120 |  | 119 | 121 | 0.022735 | 0.125 | 0.08 | 261 | 0 | 0.364 | 1 | 2 | cs | TRUE
121 | LV_155-19_0_5_line_121 |  | 119 | 122 | 0.045514 | 0.125 | 0.08 | 261 | 0 | 0.364 | 1 | 2 | cs | TRUE
122 | LV_155-19_0_5_line_122 |  | 120 | 123 | 0.031192 | 0.125 | 0.08 | 261 | 0 | 0.364 | 1 | 1 | cs | TRUE
123 | LV_155-19_0_5_line_123 |  | 121 | 124 | 0.0075445 | 0.125 | 0.08 | 261 | 0 | 0.364 | 1 | 2 | cs | TRUE
124 | LV_155-19_0_5_line_124 |  | 122 | 125 | 0.041241 | 0.125 | 0.08 | 261 | 0 | 0.364 | 1 | 2 | cs | TRUE
125 | LV_155-19_0_5_line_125 |  | 124 | 126 | 0.032524 | 0.125 | 0.08 | 261 | 0 | 0.364 | 1 | 2 | cs | TRUE
126 | LV_155-19_0_5_line_126 |  | 125 | 127 | 0.041748 | 0.125 | 0.08 | 261 | 0 | 0.364 | 1 | 2 | cs | TRUE
127 | LV_155-19_0_5_line_127 |  | 126 | 131 | 0.027823 | 0.125 | 0.08 | 261 | 0 | 0.364 | 1 | 2 | cs | TRUE
128 | LV_155-19_0_5_line_128 |  | 127 | 132 | 0.015585 | 0.125 | 0.08 | 261 | 0 | 0.364 | 1 | 2 | cs | TRUE
129 | LV_155-19_0_5_line_129 |  | 128 | 129 | 0.023014 | 0.125 | 0.08 | 261 | 0 | 0.364 | 1 | 2 | cs | TRUE
130 | LV_155-19_0_5_line_130 |  | 128 | 130 | 0.007692 | 0.125 | 0.08 | 261 | 0 | 0.364 | 1 | 2 | cs | TRUE
131 | LV_155-19_0_5_line_131 |  | 129 | 137 | 0.012416 | 0.125 | 0.08 | 261 | 0 | 0.364 | 1 | 2 | cs | TRUE
132 | LV_155-19_0_5_line_132 |  | 130 | 135 | 0.014458 | 0.125 | 0.08 | 261 | 0 | 0.364 | 1 | 2 | cs | TRUE
133 | LV_155-19_0_5_line_133 |  | 130 | 132 | 0.03001 | 0.125 | 0.08 | 261 | 0 | 0.364 | 1 | 2 | cs | TRUE
134 | LV_155-19_0_5_line_134 |  | 131 | 133 | 0.013251 | 0.125 | 0.08 | 261 | 0 | 0.364 | 1 | 2 | cs | TRUE
135 | LV_155-19_0_5_line_135 |  | 133 | 134 | 0.018095 | 0.125 | 0.08 | 261 | 0 | 0.364 | 1 | 2 | cs | TRUE
136 | LV_155-19_0_5_line_136 |  | 134 | 145 | 0.012056 | 0.125 | 0.08 | 261 | 0 | 0.364 | 1 | 2 | cs | TRUE
137 | LV_155-19_0_5_line_137 |  | 135 | 136 | 0.013197 | 0.125 | 0.08 | 261 | 0 | 0.364 | 1 | 1 | cs | TRUE
138 | LV_155-19_0_5_line_138 |  | 136 | 138 | 0.013126 | 0.125 | 0.08 | 261 | 0 | 0.364 | 1 | 1 | cs | TRUE
139 | LV_155-19_0_5_line_139 |  | 137 | 139 | 0.032537 | 0.125 | 0.08 | 261 | 0 | 0.364 | 1 | 2 | cs | TRUE
140 | LV_155-19_0_5_line_140 |  | 138 | 147 | 0.0021027 | 0.125 | 0.08 | 261 | 0 | 0.364 | 1 | 1 | cs | TRUE
141 | LV_155-19_0_5_line_141 |  | 139 | 140 | 0.0036968 | 0.125 | 0.08 | 261 | 0 | 0.364 | 1 | 2 | cs | TRUE
142 | LV_155-19_0_5_line_142 |  | 140 | 141 | 0.01823 | 0.125 | 0.08 | 261 | 0 | 0.364 | 1 | 2 | cs | TRUE
143 | LV_155-19_0_5_line_143 |  | 141 | 142 | 0.004954 | 0.125 | 0.08 | 261 | 0 | 0.364 | 1 | 2 | cs | TRUE
144 | LV_155-19_0_5_line_144 |  | 142 | 143 | 0.014539 | 0.125 | 0.08 | 261 | 0 | 0.364 | 1 | 2 | cs | TRUE
145 | LV_155-19_0_5_line_145 |  | 143 | 144 | 0.0093918 | 0.125 | 0.08 | 261 | 0 | 0.364 | 1 | 2 | cs | TRUE
146 | LV_155-19_0_5_line_146 |  | 146 | 147 | 0.027794 | 0.125 | 0.08 | 261 | 0 | 0.364 | 1 | 1 | cs | TRUE

## trafo
| name | std_type | hv_bus | lv_bus | sn_mva | vn_hv_kv | vn_lv_kv | vk_percent | vkr_percent | pfe_kw | i0_percent | shift_degree | tap_side | tap_neutral | tap_min | tap_max | tap_step_percent | tap_step_degree | tap_pos | tap_phase_shifter | parallel | df | in_service
0 | LV_155-19_0_5_trafo_83 | 0.63 MVA 20/0.4 kV | 148 | 53 | 0.63 | 20 | 0.4 | 6 | 1.206 | 1.65 | 0.2619 | 150 | hv | 0 | -2 | 2 | 2.5 | 0 | 0 | FALSE | 1 | 1 | TRUE

## line_geodata
| x0 | y0 | x1 | y1 | x2 | y2 | x3 | y3 | x4 | y4 | x5 | y5 | x6 | y6 | x7 | y7 | x8 | y8
0 | 2694815.0886 | 1234907.6806 | 2694808.1897 | 1234905.0019 | 2694807.3557 | 1234905.6046
1 | 2694804.6516 | 1234907.5585 | 2694807.3557 | 1234905.6046
2 | 2694815.0886 | 1234907.6806 | 2694821.303 | 1234910.0927 | 2694823.1818 | 1234910.8096
3 | 2694795.6227 | 1234914.0637 | 2694804.6516 | 1234907.5585
4 | 2694823.1818 | 1234910.8096 | 2694825.0562 | 1234911.5249
5 | 2694777.885 | 1234891.8422 | 2694795.6227 | 1234914.0637
6 | 2694795.6227 | 1234914.0637 | 2694797.6488 | 1234916.5978 | 2694813.1287 | 1234936.2756
7 | 2694777.885 | 1234891.8422 | 2694766.5338 | 1234877.851 | 2694765.3476 | 1234876.305
8 | 2694814.6397 | 1234938.1963 | 2694813.1287 | 1234936.2756
9 | 2694824.6222 | 1234950.1639 | 2694821.6728 | 1234947.1368 | 2694814.6397 | 1234938.1963
10 | 2694824.6222 | 1234950.1639 | 2694848.1395 | 1234933.2601
11 | 2694848.1395 | 1234933.2601 | 2694856.6346 | 1234927.1256
12 | 2694824.6222 | 1234950.1639 | 2694816.6633 | 1234956.5082
13 | 2694856.6346 | 1234927.1256 | 2694873.1028 | 1234915.2334
14 | 2694738.563 | 1234918.6237 | 2694739.0514 | 1234913.1608 | 2694739.0514 | 1234913.1608
15 | 2694715.03 | 1234938.8968 | 2694724.9943 | 1234927.3694 | 2694738.563 | 1234918.6237
16 | 2694816.6633 | 1234956.5082 | 2694797.5708 | 1234971.7481 | 2694785.4988 | 1234980.2884
17 | 2694816.6633 | 1234956.5082 | 2694822.1647 | 1234963.2676 | 2694826.0276 | 1234965.4975 | 2694829.5492 | 1234970.392
18 | 2694781.8005 | 1234982.9048 | 2694785.4988 | 1234980.2884
19 | 2694836.1653 | 1234979.5876 | 2694829.5492 | 1234970.392
20 | 2694767.0755 | 1234993.3219 | 2694781.8005 | 1234982.9048
21 | 2694836.1653 | 1234979.5876 | 2694843.7243 | 1234990.0935
22 | 2694715.03 | 1234938.8968 | 2694712.1342 | 1234936.3043 | 2694707.5489 | 1234934.7523 | 2694705.2512 | 1234934.3195
23 | 2694715.03 | 1234938.8968 | 2694718.3436 | 1234941.874 | 2694720.7656 | 1234947.4898
24 | 2694662.7458 | 1234781.4064 | 2694661.3942 | 1234774.2755
25 | 2694659.3955 | 1234760.5131 | 2694660.2002 | 1234767.9758 | 2694661.3942 | 1234774.2755
26 | 2694662.7458 | 1234781.4064 | 2694664.5296 | 1234790.8171 | 2694666.8547 | 1234810.984
27 | 2694659.3955 | 1234760.5131 | 2694680.7918 | 1234754.1604
28 | 2694666.9202 | 1234811.5523 | 2694666.8547 | 1234810.984
29 | 2694696.5693 | 1234749.8086 | 2694680.7918 | 1234754.1604
30 | 2694680.7918 | 1234754.1604 | 2694684.6815 | 1234766.0633
31 | 2694666.9202 | 1234811.5523 | 2694667.6967 | 1234818.2877
32 | 2694686.4449 | 1234771.4595 | 2694684.6815 | 1234766.0633
33 | 2694670.052 | 1234831.9542 | 2694668.8591 | 1234828.3691 | 2694667.6967 | 1234818.2877
34 | 2694688.288 | 1234777.0999 | 2694686.4449 | 1234771.4595
35 | 2694670.052 | 1234831.9542 | 2694671.074 | 1234835.0256
36 | 2694691.063 | 1234785.5915 | 2694688.288 | 1234777.0999
37 | 2694691.063 | 1234785.5915 | 2694691.063 | 1234785.5915 | 2694697.7298 | 1234788.1218 | 2694714.8842 | 1234781.924 | 2694717.6411 | 1234785.7372
38 | 2694722.4317 | 1234792.363 | 2694717.6411 | 1234785.7372
39 | 2694722.4317 | 1234792.363 | 2694722.4317 | 1234792.363 | 2694732.4238 | 1234786.3522
40 | 2694734.7301 | 1234784.9648 | 2694732.4238 | 1234786.3522
41 | 2694736.2663 | 1234787.3652 | 2694734.7301 | 1234784.9648 | 2694734.7301 | 1234784.9648
42 | 2694736.2663 | 1234787.3652 | 2694737.0141 | 1234788.5338
43 | 2694748.5761 | 1234806.6005 | 2694737.0141 | 1234788.5338
44 | 2694755.5143 | 1234817.4421 | 2694748.5761 | 1234806.6005
45 | 2694745.0528 | 1234824.5361 | 2694755.5143 | 1234817.4421
46 | 2694745.0528 | 1234824.5361 | 2694740.2771 | 1234827.5659
47 | 2694681.8088 | 1234862.7227 | 2694686.6464 | 1234860.3314 | 2694704.3346 | 1234849.5462
48 | 2694681.8088 | 1234862.7227 | 2694688.4341 | 1234878.2953
49 | 2694681.8088 | 1234862.7227 | 2694678.0827 | 1234853.7318
50 | 2694688.4341 | 1234878.2953 | 2694693.9989 | 1234893.4394 | 2694694.6103 | 1234896.3669
51 | 2694688.4341 | 1234878.2953 | 2694672.571 | 1234882.8125 | 2694666.8069 | 1234884.5574
52 | 2694676.1874 | 1234849.1588 | 2694678.0827 | 1234853.7318
53 | 2694687.1067 | 1234928.3107 | 2694690.3738 | 1234923.7594 | 2694693.2675 | 1234917.4676 | 2694694.9661 | 1234911.1122 | 2694695.5423 | 1234904.8835 | 2694695.1452 | 1234898.9284 | 2694694.6103 | 1234896.3669
54 | 2694666.8069 | 1234884.5574 | 2694655.8066 | 1234887.8876
55 | 2694676.1874 | 1234849.1588 | 2694674.1037 | 1234844.1308 | 2694671.074 | 1234835.0256
56 | 2694687.1067 | 1234928.3107 | 2694683.6817 | 1234931.8476 | 2694680.434 | 1234934.1805
57 | 2694687.1067 | 1234928.3107 | 2694696.0695 | 1234932.59 | 2694705.2512 | 1234934.3195
58 | 2694643.7298 | 1234891.5436 | 2694655.8066 | 1234887.8876
59 | 2694843.7243 | 1234990.0935 | 2694844.0675 | 1234990.5705 | 2694848.1665 | 1234992.2371 | 2694851.8754 | 1234996.5217 | 2694852.255 | 1235001.6648 | 2694849.2006 | 1235004.7189
60 | 2694825.5835 | 1235050.1138 | 2694831.1015 | 1235047.3718 | 2694833.9937 | 1235045.8185
61 | 2694825.5835 | 1235050.1138 | 2694806.4508 | 1235059.6213
62 | 2694746.6682 | 1235007.9628 | 2694747.594 | 1235007.3438 | 2694749.7996 | 1235005.7445 | 2694759.5417 | 1234998.6501 | 2694760.093 | 1234998.2587 | 2694767.0755 | 1234993.3219
63 | 2694780.848 | 1235072.3439 | 2694806.4508 | 1235059.6213
64 | 2694731.7839 | 1235018.044 | 2694736.3847 | 1235014.8261 | 2694746.6682 | 1235007.9628
65 | 2694746.6682 | 1235007.9628 | 2694755.2916 | 1235024.0549
66 | 2694744.5274 | 1234997.4321 | 2694749.7996 | 1235005.7445 | 2694747.594 | 1235007.3438 | 2694746.6682 | 1235007.9628
67 | 2694744.5274 | 1234997.4321 | 2694742.2002 | 1234994.3149 | 2694739.035 | 1234990.1058 | 2694732.4474 | 1234974.6912
68 | 2694727.0306 | 1234962.0161 | 2694732.4474 | 1234974.6912
69 | 2694731.7839 | 1235018.044 | 2694721.6616 | 1235002.4713
70 | 2694755.7614 | 1235024.9317 | 2694755.2916 | 1235024.0549
71 | 2694727.0306 | 1234962.0161 | 2694774.0934 | 1234941.5849 | 2694782.6775 | 1234936.3846
72 | 2694727.0306 | 1234962.0161 | 2694720.7656 | 1234947.4898
73 | 2694721.6616 | 1235002.4713 | 2694721.6616 | 1235002.4713 | 2694717.3501 | 1235005.5381
74 | 2694773.1703 | 1235057.7151 | 2694773.1531 | 1235057.6823
75 | 2694780.848 | 1235072.3439 | 2694773.1703 | 1235057.7151
76 | 2694780.848 | 1235072.3439 | 2694781.7737 | 1235076.0058 | 2694781.4957 | 1235082.0391 | 2694781.7404 | 1235082.8325 | 2694782.7744 | 1235083.0269 | 2694783.5384 | 1235083.0614
77 | 2694780.848 | 1235072.3439 | 2694752.8557 | 1235086.7937
78 | 2694783.5384 | 1235083.0614 | 2694788.709 | 1235085.4011 | 2694789.7778 | 1235087.2084 | 2694790.0176 | 1235088.78 | 2694788.5833 | 1235090.9031 | 2694788.7556 | 1235092.4403 | 2694789.0949 | 1235093.899
79 | 2694739.7905 | 1235093.5381 | 2694752.8557 | 1235086.7937
80 | 2694703.2895 | 1235015.5396 | 2694717.3501 | 1235005.5381
81 | 2694700.4294 | 1235040.3606 | 2694710.9294 | 1235032.7848
82 | 2694700.4294 | 1235040.3606 | 2694694.3022 | 1235045.2838
83 | 2694700.4294 | 1235040.3606 | 2694692.7039 | 1235023.0693
84 | 2694796.236 | 1235101.8332 | 2694796.1275 | 1235099.6187 | 2694796.0822 | 1235099.1399 | 2694791.5611 | 1235095.9432 | 2694789.8383 | 1235095.2708 | 2694789.2515 | 1235094.572 | 2694789.0949 | 1235093.899
85 | 2694739.7905 | 1235093.5381 | 2694726.1347 | 1235100.5873
86 | 2694796.236 | 1235101.8332 | 2694796.2324 | 1235102.5337 | 2694797.0153 | 1235103.28 | 2694798.2997 | 1235103.434 | 2694813.7677 | 1235100.8789 | 2694810.8616 | 1235110.3172 | 2694815.5241 | 1235120.2989 | 2694819.3384 | 1235126.9869
87 | 2694796.236 | 1235101.8332 | 2694796.5907 | 1235101.4275 | 2694800.4857 | 1235097.3755 | 2694802.4645 | 1235093.8601 | 2694804.0812 | 1235090.2721
88 | 2694726.1347 | 1235100.5873 | 2694713.2501 | 1235107.2384
89 | 2694819.3384 | 1235126.9869 | 2694797.4908 | 1235137.6849
90 | 2694834.8974 | 1235119.2073 | 2694819.3384 | 1235126.9869
91 | 2694703.1704 | 1235112.4575 | 2694705.0636 | 1235111.4643 | 2694713.2501 | 1235107.2384
92 | 2694834.8974 | 1235119.2073 | 2694839.3487 | 1235116.9106
93 | 2694834.8974 | 1235119.2073 | 2694838.9688 | 1235127.3337
94 | 2694838.9688 | 1235127.3337 | 2694836.8796 | 1235128.2789 | 2694840.4469 | 1235135.5517
95 | 2694763.1165 | 1235154.7825 | 2694776.3241 | 1235148.0495 | 2694797.4908 | 1235137.6849
96 | 2694680.434 | 1234934.1805 | 2694678.9722 | 1234935.2306 | 2694667.5585 | 1234942.2428 | 2694660.4156 | 1234946.6752
97 | 2694650.8399 | 1234954.3743 | 2694650.8399 | 1234954.3743 | 2694657.4434 | 1234948.5196 | 2694660.4156 | 1234946.6752
98 | 2694650.8399 | 1234954.3743 | 2694645.2811 | 1234960.7015 | 2694639.3671 | 1234967.7483
99 | 2694578.9631 | 1235024.1491 | 2694577.1386 | 1235035.3291
100 | 2694572.4799 | 1235060.1152 | 2694576.549 | 1235038.9422 | 2694577.1386 | 1235035.3291
101 | 2694572.4799 | 1235060.1152 | 2694592.9761 | 1235063.6218 | 2694597.1776 | 1235064.2514
102 | 2694597.1776 | 1235064.2514 | 2694597.8281 | 1235064.3489
103 | 2694621.3707 | 1235067.877 | 2694597.8281 | 1235064.3489
104 | 2694621.3707 | 1235067.877 | 2694620.5987 | 1235078.7949 | 2694620.0823 | 1235095.0541 | 2694620.8303 | 1235105.1178 | 2694622.0383 | 1235112.4424
105 | 2694703.2895 | 1235015.5396 | 2694692.7039 | 1235023.0693
106 | 2694666.915 | 1235061.4309 | 2694673.3508 | 1235058.4869 | 2694683.6364 | 1235052.9022 | 2694691.9485 | 1235047.1749 | 2694694.3022 | 1235045.2838
107 | 2694666.915 | 1235061.4309 | 2694669.3517 | 1235067.6521 | 2694673.9692 | 1235079.5232 | 2694674.0686 | 1235081.8376 | 2694674.0686 | 1235081.8376
108 | 2694674.0686 | 1235081.8376 | 2694672.9641 | 1235085.5894 | 2694671.9909 | 1235086.8082 | 2694669.2236 | 1235088.9768 | 2694659.2038 | 1235093.3847
109 | 2694664.0243 | 1235120.2502 | 2694660.4381 | 1235113.01 | 2694658.7735 | 1235109.6365 | 2694656.8593 | 1235105.781 | 2694655.2167 | 1235102.4524 | 2694654.4292 | 1235100.0937 | 2694656.7571 | 1235098.8966 | 2694655.0521 | 1235095.2111 | 2694659.2038 | 1235093.3847
110 | 2694622.0383 | 1235112.4424 | 2694608.5449 | 1235119.7136
111 | 2694622.0383 | 1235112.4424 | 2694623.4879 | 1235117.9029 | 2694625.0779 | 1235122.6316
112 | 2694664.0243 | 1235120.2502 | 2694662.2825 | 1235121.2454 | 2694662.2563 | 1235122.8906 | 2694656.3103 | 1235125.9759 | 2694655.2724 | 1235126.5042 | 2694651.8909 | 1235128.2605
113 | 2694674.8652 | 1235127.3058 | 2694673.9613 | 1235125.6013 | 2694672.814 | 1235123.4926 | 2694671.2903 | 1235124.1021 | 2694670.6958 | 1235122.9362 | 2694668.5146 | 1235118.7317 | 2694668.1768 | 1235118.0814 | 2694664.0243 | 1235120.2502
114 | 2694625.0779 | 1235122.6316 | 2694628.8181 | 1235121.6349 | 2694631.0336 | 1235121.3144 | 2694632.6062 | 1235121.4284 | 2694634.2329 | 1235121.9547 | 2694635.3965 | 1235123.0407 | 2694640.9664 | 1235133.1034 | 2694641.7087 | 1235133.5489 | 2694651.8909 | 1235128.2605
115 | 2694674.8652 | 1235127.3058 | 2694679.3247 | 1235124.9664
116 | 2694703.1704 | 1235112.4575 | 2694679.3247 | 1235124.9664
117 | 2694509.6039 | 1234835.2059 | 2694508.3029 | 1234831.1572
118 | 2694501.7492 | 1234810.7631 | 2694508.3029 | 1234831.1572
119 | 2694509.6039 | 1234835.2059 | 2694511.2677 | 1234840.3836
120 | 2694501.7492 | 1234810.7631 | 2694522.3419 | 1234801.128 | 2694522.3419 | 1234801.128
121 | 2694460.5294 | 1234830.311 | 2694493.58 | 1234814.636 | 2694501.7492 | 1234810.7631
122 | 2694511.2677 | 1234840.3836 | 2694514.7757 | 1234851.2999 | 2694518.5102 | 1234864.936 | 2694523.5592 | 1234867.3291 | 2694523.5592 | 1234867.3291
123 | 2694529.0623 | 1234797.6994 | 2694522.3419 | 1234801.128
124 | 2694460.5294 | 1234830.311 | 2694476.2817 | 1234868.4254
125 | 2694556.1796 | 1234779.784 | 2694542.7573 | 1234789.3219 | 2694536.3869 | 1234793.368 | 2694529.7603 | 1234797.3432 | 2694529.0623 | 1234797.6994
126 | 2694476.2817 | 1234868.4254 | 2694486.3049 | 1234892.6774 | 2694488.5601 | 1234908.019
127 | 2694556.1796 | 1234779.784 | 2694571.4338 | 1234803.0524
128 | 2694490.8268 | 1234923.4385 | 2694488.5601 | 1234908.019
129 | 2694528.2411 | 1234917.9851 | 2694539.046 | 1234916.4003 | 2694551.0056 | 1234914.6051
130 | 2694528.2411 | 1234917.9851 | 2694520.608 | 1234919.0978
131 | 2694551.0056 | 1234914.6051 | 2694563.2845 | 1234912.762
132 | 2694520.608 | 1234919.0978 | 2694522.225 | 1234933.4653
133 | 2694490.8268 | 1234923.4385 | 2694520.608 | 1234919.0978
134 | 2694578.6988 | 1234814.1342 | 2694571.4338 | 1234803.0524
135 | 2694576.4749 | 1234832.0897 | 2694578.6988 | 1234814.1342
136 | 2694576.4749 | 1234832.0897 | 2694588.5353 | 1234832.9601
137 | 2694522.225 | 1234933.4653 | 2694523.672 | 1234946.322 | 2694523.8892 | 1234946.4637
138 | 2694536.1931 | 1234947.4934 | 2694527.5679 | 1234948.8636 | 2694523.8892 | 1234946.4637
139 | 2694595.0975 | 1234906.2661 | 2694586.2805 | 1234908.9353 | 2694582.9592 | 1234909.7608 | 2694579.8322 | 1234910.2781 | 2694563.2845 | 1234912.762
140 | 2694536.1931 | 1234947.4934 | 2694538.2697 | 1234947.1635
141 | 2694598.6357 | 1234905.195 | 2694595.0975 | 1234906.2661
142 | 2694598.6357 | 1234905.195 | 2694616.084 | 1234899.9129
143 | 2694620.8255 | 1234898.4775 | 2694616.084 | 1234899.9129
144 | 2694620.8255 | 1234898.4775 | 2694634.7408 | 1234894.2649
145 | 2694643.7298 | 1234891.5436 | 2694634.7408 | 1234894.2649
146 | 2694565.7198 | 1234942.8028 | 2694538.2697 | 1234947.1635

## bus_geodata
| x | y | coords
0 | 2694807.3557 | 1234905.6046
1 | 2694815.0886 | 1234907.6806
2 | 2694804.6516 | 1234907.5585
3 | 2694823.1818 | 1234910.8096
4 | 2694795.6227 | 1234914.0637
5 | 2694825.0562 | 1234911.5249
6 | 2694777.885 | 1234891.8422
7 | 2694813.1287 | 1234936.2756
8 | 2694765.3476 | 1234876.305
9 | 2694814.6397 | 1234938.1963
10 | 2694848.1395 | 1234933.2601
11 | 2694824.6222 | 1234950.1639
12 | 2694856.6346 | 1234927.1256
13 | 2694739.0514 | 1234913.1608
14 | 2694738.563 | 1234918.6237
15 | 2694816.6633 | 1234956.5082
16 | 2694873.1028 | 1234915.2334
17 | 2694785.4988 | 1234980.2884
18 | 2694829.5492 | 1234970.392
19 | 2694781.8005 | 1234982.9048
20 | 2694836.1653 | 1234979.5876
21 | 2694715.03 | 1234938.8968
22 | 2694661.3942 | 1234774.2755
23 | 2694662.7458 | 1234781.4064
24 | 2694659.3955 | 1234760.5131
25 | 2694666.8547 | 1234810.984
26 | 2694680.7918 | 1234754.1604
27 | 2694666.9202 | 1234811.5523
28 | 2694696.5693 | 1234749.8086
29 | 2694684.6815 | 1234766.0633
30 | 2694667.6967 | 1234818.2877
31 | 2694686.4449 | 1234771.4595
32 | 2694670.052 | 1234831.9542
33 | 2694688.288 | 1234777.0999
34 | 2694691.063 | 1234785.5915
35 | 2694717.6411 | 1234785.7372
36 | 2694722.4317 | 1234792.363
37 | 2694732.4238 | 1234786.3522
38 | 2694734.7301 | 1234784.9648
39 | 2694736.2663 | 1234787.3652
40 | 2694737.0141 | 1234788.5338
41 | 2694748.5761 | 1234806.6005
42 | 2694755.5143 | 1234817.4421
43 | 2694745.0528 | 1234824.5361
44 | 2694740.2771 | 1234827.5659
45 | 2694704.3346 | 1234849.5462
46 | 2694681.8088 | 1234862.7227
47 | 2694688.4341 | 1234878.2953
48 | 2694678.0827 | 1234853.7318
49 | 2694694.6103 | 1234896.3669
50 | 2694666.8069 | 1234884.5574
51 | 2694676.1874 | 1234849.1588
52 | 2694671.074 | 1234835.0256
53 | 2694687.1067 | 1234928.3107
54 | 2694655.8066 | 1234887.8876
55 | 2694843.7243 | 1234990.0935
56 | 2694849.2006 | 1235004.7189
57 | 2694833.9937 | 1235045.8185
58 | 2694825.5835 | 1235050.1138
59 | 2694767.0755 | 1234993.3219
60 | 2694806.4508 | 1235059.6213
61 | 2694746.6682 | 1235007.9628
62 | 2694744.5274 | 1234997.4321
63 | 2694732.4474 | 1234974.6912
64 | 2694731.7839 | 1235018.044
65 | 2694755.2916 | 1235024.0549
66 | 2694727.0306 | 1234962.0161
67 | 2694721.6616 | 1235002.4713
68 | 2694755.7614 | 1235024.9317
69 | 2694773.1531 | 1235057.6823
70 | 2694773.1703 | 1235057.7151
71 | 2694780.848 | 1235072.3439
72 | 2694783.5384 | 1235083.0614
73 | 2694752.8557 | 1235086.7937
74 | 2694717.3501 | 1235005.5381
75 | 2694710.9294 | 1235032.7848
76 | 2694700.4294 | 1235040.3606
77 | 2694789.0949 | 1235093.899
78 | 2694739.7905 | 1235093.5381
79 | 2694796.236 | 1235101.8332
80 | 2694804.0812 | 1235090.2721
81 | 2694726.1347 | 1235100.5873
82 | 2694819.3384 | 1235126.9869
83 | 2694713.2501 | 1235107.2384
84 | 2694839.3487 | 1235116.9106
85 | 2694834.8974 | 1235119.2073
86 | 2694838.9688 | 1235127.3337
87 | 2694797.4908 | 1235137.6849
88 | 2694840.4469 | 1235135.5517
89 | 2694763.1165 | 1235154.7825
90 | 2694705.2512 | 1234934.3195
91 | 2694720.7656 | 1234947.4898
92 | 2694680.434 | 1234934.1805
93 | 2694782.6775 | 1234936.3846
94 | 2694660.4156 | 1234946.6752
95 | 2694650.8399 | 1234954.3743
96 | 2694639.3671 | 1234967.7483
97 | 2694578.9631 | 1235024.1491
98 | 2694577.1386 | 1235035.3291
99 | 2694572.4799 | 1235060.1152
100 | 2694597.1776 | 1235064.2514
101 | 2694597.8281 | 1235064.3489
102 | 2694621.3707 | 1235067.877
103 | 2694703.2895 | 1235015.5396
104 | 2694694.3022 | 1235045.2838
105 | 2694692.7039 | 1235023.0693
106 | 2694666.915 | 1235061.4309
107 | 2694674.0686 | 1235081.8376
108 | 2694659.2038 | 1235093.3847
109 | 2694622.0383 | 1235112.4424
110 | 2694664.0243 | 1235120.2502
111 | 2694608.5449 | 1235119.7136
112 | 2694625.0779 | 1235122.6316
113 | 2694651.8909 | 1235128.2605
114 | 2694674.8652 | 1235127.3058
115 | 2694679.3247 | 1235124.9664
116 | 2694703.1704 | 1235112.4575
117 | 2694508.3029 | 1234831.1572
118 | 2694509.6039 | 1234835.2059
119 | 2694501.7492 | 1234810.7631
120 | 2694511.2677 | 1234840.3836
121 | 2694522.3419 | 1234801.128
122 | 2694460.5294 | 1234830.311
123 | 2694523.5592 | 1234867.3291
124 | 2694529.0623 | 1234797.6994
125 | 2694476.2817 | 1234868.4254
126 | 2694556.1796 | 1234779.784
127 | 2694488.5601 | 1234908.019
128 | 2694528.2411 | 1234917.9851
129 | 2694551.0056 | 1234914.6051
130 | 2694520.608 | 1234919.0978
131 | 2694571.4338 | 1234803.0524
132 | 2694490.8268 | 1234923.4385
133 | 2694578.6988 | 1234814.1342
134 | 2694576.4749 | 1234832.0897
135 | 2694522.225 | 1234933.4653
136 | 2694523.8892 | 1234946.4637
137 | 2694563.2845 | 1234912.762
138 | 2694536.1931 | 1234947.4934
139 | 2694595.0975 | 1234906.2661
140 | 2694598.6357 | 1234905.195
141 | 2694616.084 | 1234899.9129
142 | 2694620.8255 | 1234898.4775
143 | 2694634.7408 | 1234894.2649
144 | 2694643.7298 | 1234891.5436
145 | 2694588.5353 | 1234832.9601
146 | 2694565.7198 | 1234942.8028
147 | 2694538.2697 | 1234947.1635
148 | 2694715.03 | 1234938.8968

## line_std_types
| c_nf_per_km | r_ohm_per_km | x_ohm_per_km | max_i_ka | type | q_mm2 | alpha | voltage_rating
NAYY 4x50 SE | 210 | 0.642 | 0.083 | 0.142 | cs | 50 | 0.00403 | LV
NAYY 4x120 SE | 264 | 0.225 | 0.08 | 0.242 | cs | 120 | 0.00403 | LV
NAYY 4x150 SE | 261 | 0.208 | 0.08 | 0.27 | cs | 150 | 0.00403 | LV
NA2XS2Y 1x95 RM/25 12/20 kV | 216 | 0.313 | 0.132 | 0.252 | cs | 95 | 0.00403 | MV
NA2XS2Y 1x185 RM/25 12/20 kV | 273 | 0.161 | 0.117 | 0.362 | cs | 185 | 0.00403 | MV
NA2XS2Y 1x240 RM/25 12/20 kV | 304 | 0.122 | 0.112 | 0.421 | cs | 240 | 0.00403 | MV
NA2XS2Y 1x95 RM/25 6/10 kV | 315 | 0.313 | 0.123 | 0.249 | cs | 95 | 0.00403 | MV
NA2XS2Y 1x185 RM/25 6/10 kV | 406 | 0.161 | 0.11 | 0.358 | cs | 185 | 0.00403 | MV
NA2XS2Y 1x240 RM/25 6/10 kV | 456 | 0.122 | 0.105 | 0.416 | cs | 240 | 0.00403 | MV
NA2XS2Y 1x150 RM/25 12/20 kV | 250 | 0.206 | 0.116 | 0.319 | cs | 150 | 0.00403 | MV
NA2XS2Y 1x120 RM/25 12/20 kV | 230 | 0.253 | 0.119 | 0.283 | cs | 120 | 0.00403 | MV
NA2XS2Y 1x70 RM/25 12/20 kV | 190 | 0.443 | 0.132 | 0.22 | cs | 70 | 0.00403 | MV
NA2XS2Y 1x150 RM/25 6/10 kV | 360 | 0.206 | 0.11 | 0.315 | cs | 150 | 0.00403 | MV
NA2XS2Y 1x120 RM/25 6/10 kV | 340 | 0.253 | 0.113 | 0.28 | cs | 120 | 0.00403 | MV
NA2XS2Y 1x70 RM/25 6/10 kV | 280 | 0.443 | 0.123 | 0.217 | cs | 70 | 0.00403 | MV
N2XS(FL)2Y 1x120 RM/35 64/110 kV | 112 | 0.153 | 0.166 | 0.366 | cs | 120 | 0.00393 | HV
N2XS(FL)2Y 1x185 RM/35 64/110 kV | 125 | 0.099 | 0.156 | 0.457 | cs | 185 | 0.00393 | HV
N2XS(FL)2Y 1x240 RM/35 64/110 kV | 135 | 0.075 | 0.149 | 0.526 | cs | 240 | 0.00393 | HV
N2XS(FL)2Y 1x300 RM/35 64/110 kV | 144 | 0.06 | 0.144 | 0.588 | cs | 300 | 0.00393 | HV
15-AL1/3-ST1A 0.4 | 11 | 1.8769 | 0.35 | 0.105 | ol | 16 | 0.00403 | LV
24-AL1/4-ST1A 0.4 | 11.25 | 1.2012 | 0.335 | 0.14 | ol | 24 | 0.00403 | LV
48-AL1/8-ST1A 0.4 | 12.2 | 0.5939 | 0.3 | 0.21 | ol | 48 | 0.00403 | LV
94-AL1/15-ST1A 0.4 | 13.2 | 0.306 | 0.29 | 0.35 | ol | 94 | 0.00403 | LV
34-AL1/6-ST1A 10.0 | 9.7 | 0.8342 | 0.36 | 0.17 | ol | 34 | 0.00403 | MV
48-AL1/8-ST1A 10.0 | 10.1 | 0.5939 | 0.35 | 0.21 | ol | 48 | 0.00403 | MV
70-AL1/11-ST1A 10.0 | 10.4 | 0.4132 | 0.339 | 0.29 | ol | 70 | 0.00403 | MV
94-AL1/15-ST1A 10.0 | 10.75 | 0.306 | 0.33 | 0.35 | ol | 94 | 0.00403 | MV
122-AL1/20-ST1A 10.0 | 11.1 | 0.2376 | 0.323 | 0.41 | ol | 122 | 0.00403 | MV
149-AL1/24-ST1A 10.0 | 11.25 | 0.194 | 0.315 | 0.47 | ol | 149 | 0.00403 | MV
34-AL1/6-ST1A 20.0 | 9.15 | 0.8342 | 0.382 | 0.17 | ol | 34 | 0.00403 | MV
48-AL1/8-ST1A 20.0 | 9.5 | 0.5939 | 0.372 | 0.21 | ol | 48 | 0.00403 | MV
70-AL1/11-ST1A 20.0 | 9.7 | 0.4132 | 0.36 | 0.29 | ol | 70 | 0.00403 | MV
94-AL1/15-ST1A 20.0 | 10 | 0.306 | 0.35 | 0.35 | ol | 94 | 0.00403 | MV
122-AL1/20-ST1A 20.0 | 10.3 | 0.2376 | 0.344 | 0.41 | ol | 122 | 0.00403 | MV
149-AL1/24-ST1A 20.0 | 10.5 | 0.194 | 0.337 | 0.47 | ol | 149 | 0.00403 | MV
184-AL1/30-ST1A 20.0 | 10.75 | 0.1571 | 0.33 | 0.535 | ol | 184 | 0.00403 | MV
243-AL1/39-ST1A 20.0 | 11 | 0.1188 | 0.32 | 0.645 | ol | 243 | 0.00403 | MV
48-AL1/8-ST1A 110.0 | 8 | 0.5939 | 0.46 | 0.21 | ol | 48 | 0.00403 | HV
70-AL1/11-ST1A 110.0 | 8.4 | 0.4132 | 0.45 | 0.29 | ol | 70 | 0.00403 | HV
94-AL1/15-ST1A 110.0 | 8.65 | 0.306 | 0.44 | 0.35 | ol | 94 | 0.00403 | HV
122-AL1/20-ST1A 110.0 | 8.5 | 0.2376 | 0.43 | 0.41 | ol | 122 | 0.00403 | HV
149-AL1/24-ST1A 110.0 | 8.75 | 0.194 | 0.41 | 0.47 | ol | 149 | 0.00403 | HV
184-AL1/30-ST1A 110.0 | 8.8 | 0.1571 | 0.4 | 0.535 | ol | 184 | 0.00403 | HV
243-AL1/39-ST1A 110.0 | 9 | 0.1188 | 0.39 | 0.645 | ol | 243 | 0.00403 | HV
305-AL1/39-ST1A 110.0 | 9.2 | 0.0949 | 0.38 | 0.74 | ol | 305 | 0.00403 | HV
490-AL1/64-ST1A 110.0 | 9.75 | 0.059 | 0.37 | 0.96 | ol | 490 | 0.00403 | HV
679-AL1/86-ST1A 110.0 | 9.95 | 0.042 | 0.36 | 1.15 | ol | 679 | 0.00403 | HV
490-AL1/64-ST1A 220.0 | 10 | 0.059 | 0.285 | 0.96 | ol | 490 | 0.00403 | HV
679-AL1/86-ST1A 220.0 | 11.7 | 0.042 | 0.275 | 1.15 | ol | 679 | 0.00403 | HV
490-AL1/64-ST1A 380.0 | 11 | 0.059 | 0.253 | 0.96 | ol | 490 | 0.00403 | HV
679-AL1/86-ST1A 380.0 | 14.6 | 0.042 | 0.25 | 1.15 | ol | 679 | 0.00403 | HV

## trafo_std_types
| i0_percent | pfe_kw | vkr_percent | sn_mva | vn_lv_kv | vn_hv_kv | vk_percent | shift_degree | vector_group | tap_side | tap_neutral | tap_min | tap_max | tap_step_degree | tap_step_percent | tap_phase_shifter
160 MVA 380/110 kV | 0.06 | 60 | 0.25 | 160 | 110 | 380 | 12.2 | 0 | Yy0 | hv | 0 | -9 | 9 | 0 | 1.5 | FALSE
100 MVA 220/110 kV | 0.06 | 55 | 0.26 | 100 | 110 | 220 | 12 | 0 | Yy0 | hv | 0 | -9 | 9 | 0 | 1.5 | FALSE
63 MVA 110/20 kV | 0.04 | 22 | 0.32 | 63 | 20 | 110 | 18 | 150 | YNd5 | hv | 0 | -9 | 9 | 0 | 1.5 | FALSE
40 MVA 110/20 kV | 0.05 | 18 | 0.34 | 40 | 20 | 110 | 16.2 | 150 | YNd5 | hv | 0 | -9 | 9 | 0 | 1.5 | FALSE
25 MVA 110/20 kV | 0.07 | 14 | 0.41 | 25 | 20 | 110 | 12 | 150 | YNd5 | hv | 0 | -9 | 9 | 0 | 1.5 | FALSE
63 MVA 110/10 kV | 0.04 | 22 | 0.32 | 63 | 10 | 110 | 18 | 150 | YNd5 | hv | 0 | -9 | 9 | 0 | 1.5 | FALSE
40 MVA 110/10 kV | 0.05 | 18 | 0.34 | 40 | 10 | 110 | 16.2 | 150 | YNd5 | hv | 0 | -9 | 9 | 0 | 1.5 | FALSE
25 MVA 110/10 kV | 0.07 | 14 | 0.41 | 25 | 10 | 110 | 12 | 150 | YNd5 | hv | 0 | -9 | 9 | 0 | 1.5 | FALSE
0.25 MVA 20/0.4 kV | 0.32 | 0.8 | 1.44 | 0.25 | 0.4 | 20 | 6 | 150 | Yzn5 | hv | 0 | -2 | 2 | 0 | 2.5 | FALSE
0.4 MVA 20/0.4 kV | 0.3375 | 1.35 | 1.425 | 0.4 | 0.4 | 20 | 6 | 150 | Dyn5 | hv | 0 | -2 | 2 | 0 | 2.5 | FALSE
0.63 MVA 20/0.4 kV | 0.2619 | 1.65 | 1.206 | 0.63 | 0.4 | 20 | 6 | 150 | Dyn5 | hv | 0 | -2 | 2 | 0 | 2.5 | FALSE
0.25 MVA 10/0.4 kV | 0.24 | 0.6 | 1.2 | 0.25 | 0.4 | 10 | 4 | 150 | Dyn5 | hv | 0 | -2 | 2 | 0 | 2.5 | FALSE
0.4 MVA 10/0.4 kV | 0.2375 | 0.95 | 1.325 | 0.4 | 0.4 | 10 | 4 | 150 | Dyn5 | hv | 0 | -2 | 2 | 0 | 2.5 | FALSE
0.63 MVA 10/0.4 kV | 0.1873 | 1.18 | 1.0794 | 0.63 | 0.4 | 10 | 4 | 150 | Dyn5 | hv | 0 | -2 | 2 | 0 | 2.5 | FALSE

## trafo3w_std_types
| sn_hv_mva | sn_mv_mva | sn_lv_mva | vn_hv_kv | vn_mv_kv | vn_lv_kv | vk_hv_percent | vk_mv_percent | vk_lv_percent | vkr_hv_percent | vkr_mv_percent | vkr_lv_percent | pfe_kw | i0_percent | shift_mv_degree | shift_lv_degree | vector_group | tap_side | tap_neutral | tap_min | tap_max | tap_step_percent
63/25/38 MVA 110/20/10 kV | 63 | 25 | 38 | 110 | 20 | 10 | 10.4 | 10.4 | 10.4 | 0.28 | 0.32 | 0.35 | 35 | 0.89 | 0 | 0 | YN0yn0yn0 | hv | 0 | -10 | 10 | 1.2
63/25/38 MVA 110/10/10 kV | 63 | 25 | 38 | 110 | 10 | 10 | 10.4 | 10.4 | 10.4 | 0.28 | 0.32 | 0.35 | 35 | 0.89 | 0 | 0 | YN0yn0yn0 | hv | 0 | -10 | 10 | 1.2

## fuse_std_types
| fuse_type | i_rated_a | t_avg | t_min | t_total | x_avg | x_min | x_total
HV 100A | HV 100A | 100 | 0 | [10.0, 3.64, 0.854, 0.281, 0.1, 0.0531, 0.022, 0.01] | [10.0, 4.267, 1.21, 0.403, 0.1, 0.058, 0.022, 0.01] | 0 | [300.0, 350.0, 450.0, 550.0, 700.0, 850.0, 1200.0, 1752.0] | [600.0, 700.0, 900.0, 1150.0, 1665.0, 2000.0, 3000.0, 4313.0]
HV 10A | HV 10A | 10 | 0 | [10.0, 1675.0, 0.344, 0.156, 0.1, 0.0417, 0.0171, 0.01] | [10.0, 1.3, 0.3, 0.155, 0.1, 0.0555, 0.023, 0.01] | 0 | [30.0, 32.0, 35.0, 37.0, 39.0, 50.0, 70.0, 88.0] | [60.0, 70.0, 80.0, 87.0, 94.0, 110.0, 150.0, 216.0]
HV 125A | HV 125A | 125 | 0 | [10.0, 1.82, 0.344, 0.1, 0.0467, 0.0269, 0.01] | [10.0, 2.478, 0.426, 0.1, 0.0427, 0.0211, 0.01] | 0 | [375.0, 500.0, 700.0, 925.0, 1200.0, 1500.0, 2341.0] | [750.0, 1000.0, 1500.0, 2200.0, 3000.0, 4000.0, 5765.0]
HV 160A | HV 160A | 160 | 0 | [10.0, 4.15, 1.03, 0.198, 0.1, 0.051, 0.0172, 0.01] | [10.0, 2.3, 0.734, 0.274, 0.1, 0.046, 0.0177, 0.01] | 0 | [480.0, 550.0, 700.0, 1000.0, 1260.0, 1600.0, 2500.0, 3227.0] | [960.0, 1300.0, 1700.0, 2200.0, 2996.0, 4000.0, 6000.0, 7946.0]
HV 16A | HV 16A | 16 | 0 | [10.0, 0.352, 0.164, 0.1, 0.0649, 0.0342, 0.01] | [10.0, 2.34, 0.722, 0.181, 0.1, 0.055, 0.0296, 0.01] | 0 | [48.0, 60.0, 65.0, 71.0, 80.0, 100.0, 162.0] | [96.0, 110.0, 125.0, 150.0, 168.0, 200.0, 250.0, 398.0]
HV 200A | HV 200A | 200 | 0 | [10.0, 4.267, 1.21, 0.403, 0.1, 0.058, 0.022, 0.01] | [10.0, 3.73, 1.654, 0.328, 0.1, 0.0531, 0.019, 0.01] | 0 | [600.0, 700.0, 900.0, 1150.0, 1665.0, 2000.0, 3000.0, 4313.0] | [1200.0, 1500.0, 1800.0, 2700.0, 3960.0, 5000.0, 7500.0, 10620.0]
HV 20A | HV 20A | 20 | 0 | [10.0, 1.3, 0.3, 0.155, 0.1, 0.0555, 0.023, 0.01] | [10.0, 1.3, 0.161, 0.1, 0.0611, 0.0399, 0.0141, 0.01] | 0 | [60.0, 70.0, 80.0, 87.0, 94.0, 110.0, 150.0, 216.0] | [120.0, 150.0, 200.0, 223.0, 260.0, 300.0, 450.0, 532.0]
HV 25A | HV 25A | 25 | 0 | [10.0, 2.512, 0.833, 0.299, 0.1, 0.0372, 0.0223, 0.01] | [10.0, 3.125, 0.597, 0.198, 0.1, 0.0378, 0.022, 0.01] | 0 | [75.0, 82.0, 90.0, 100.0, 124.0, 170.0, 200.0, 289.0] | [150.0, 170.0, 210.0, 250.0, 294.0, 400.0, 500.0, 711.0]
HV 31.5A | HV 31.5A | 31.5 | 0 | [10.0, 2.34, 0.722, 0.181, 0.1, 0.055, 0.0296, 0.01] | [10.0, 2.84, 0.368, 0.164, 0.1, 0.0621, 0.0378, 0.0195, 0.01] | 0 | [95.0, 110.0, 125.0, 150.0, 165.0, 200.0, 250.0, 390.0] | [189.0, 220.0, 300.0, 350.0, 393.0, 450.0, 530.0, 700.0, 960.0]
HV 40A | HV 40A | 40 | 0 | [10.0, 1.3, 0.161, 0.1, 0.0611, 0.0399, 0.0141, 0.01] | [10.0, 2.05, 0.369, 0.198, 0.1, 0.051, 0.0298, 0.01] | 0 | [120.0, 150.0, 200.0, 223.0, 260.0, 300.0, 450.0, 532.0] | [240.0, 300.0, 400.0, 450.0, 530.0, 650.0, 800.0, 1311.0]
HV 50A | HV 50A | 50 | 0 | [10.0, 3.215, 0.597, 0.198, 0.1, 0.0378, 0.022, 0.01] | [10.0, 3.64, 0.854, 0.281, 0.1, 0.0531, 0.022, 0.01] | 0 | [150.0, 170.0, 210.0, 250.0, 294.0, 400.0, 500.0, 711.0] | [300.0, 350.0, 450.0, 550.0, 700.0, 850.0, 1200.0, 1752.0]
HV 6.3A | HV 6.3A | 6.3 | 0 | [10.0, 1.39, 0.344, 0.168, 0.1, 0.056, 0.0263, 0.01] | [10.0, 1.711, 0.516, 0.198, 0.1, 0.0634, 0.0303, 0.01] | 0 | [19.0, 19.5, 20.4, 20.8, 22.0, 25.0, 32.0, 48.0] | [38.0, 40.0, 43.0, 48.0, 53.0, 60.0, 75.0, 118.0]
HV 63A | HV 63A | 63 | 0 | [10.0, 2.84, 0.368, 0.164, 0.1, 0.0621, 0.0378, 0.0195, 0.01] | [10.0, 1.82, 0.344, 0.1, 0.0467, 0.0269, 0.01] | 0 | [189.0, 220.0, 300.0, 350.0, 393.0, 450.0, 530.0, 700.0, 961.0] | [378.0, 500.0, 700.0, 934.0, 1200.0, 1500.0, 2366.0]
HV 80A | HV 80A | 80 | 0 | [10.0, 2.05, 0.369, 0.198, 0.1, 0.051, 0.0298, 0.01] | [10.0, 4.15, 1.03, 0.198, 0.1, 0.051, 0.0172, 0.01] | 0 | [240.0, 300.0, 400.0, 450.0, 530.0, 650.0, 800.0, 1311.0] | [480.0, 550.0, 700.0, 1000.0, 1260.0, 1600.0, 2500.0, 3227.0]
Siemens NH-1-100 | Siemens NH-1-100 | 100 | [5400.0, 2000.0, 400.0, 20.0, 1.0, 0.2, 0.012, 0.004] | 0 | 0 | [150.0, 190.0, 250.0, 430.0, 900.0, 1250.0, 2700.0, 3600.0] | 0 | 0
Siemens NH-1-125 | Siemens NH-1-125 | 125 | [4800.0, 120.0, 7.0, 0.1, 0.004] | 0 | 0 | [180.0, 400.0, 740.0, 2000.0, 4250.0] | 0 | 0
Siemens NH-1-16 | Siemens NH-1-16 | 16 | [4000.0, 400.0, 2.0, 0.1, 0.04, 0.01] | 0 | 0 | [26.0, 35.0, 75.0, 150.0, 200.0, 300.0] | 0 | 0
Siemens NH-1-160 | Siemens NH-1-160 | 160 | [4800.0, 120.0, 7.0, 0.1, 0.004] | 0 | 0 | [210.0, 500.0, 900.0, 2300.0, 5000.0] | 0 | 0
Siemens NH-1-25 | Siemens NH-1-25 | 25 | [4000.0, 1000.0, 10.0, 0.2, 0.02, 0.01] | 0 | 0 | [40.0, 50.0, 100.0, 210.0, 400.0, 500.0] | 0 | 0
Siemens NH-1-50 | Siemens NH-1-50 | 50 | [4000.0, 40.0, 4.0, 1.0, 0.02, 0.01] | 0 | 0 | [86.0, 200.0, 300.0, 400.0, 1000.0, 1280.0] | 0 | 0
Siemens NH-1-63 | Siemens NH-1-63 | 63 | [4000.0, 100.0, 10.0, 2.0, 0.04, 0.01] | 0 | 0 | [100.0, 200.0, 300.0, 400.0, 1000.0, 1500.0] | 0 | 0
Siemens NH-1-80 | Siemens NH-1-80 | 80 | [4800.0, 120.0, 7.0, 0.1, 0.01] | 0 | 0 | [150.58, 250.0, 450.0, 1150.0, 2470.0] | 0 | 0
Siemens NH-2-1000 | Siemens NH-2-1000 | 1000 | [4800.0, 120.0, 7.0, 0.1, 0.004] | 0 | 0 | [1900.0, 3500.0, 8400.0, 24000.0, 52000.0] | 0 | 0
Siemens NH-2-200 | Siemens NH-2-200 | 200 | [4800.0, 120.0, 7.0, 0.1, 0.004] | 0 | 0 | [280.0, 650.0, 1200.0, 3000.0, 7000.0] | 0 | 0
Siemens NH-2-224 | Siemens NH-2-224 | 224 | [4800.0, 120.0, 7.0, 0.2, 0.04, 0.004] | 0 | 0 | [400.0, 750.0, 1453.0, 3025.0, 4315.0, 7600.0] | 0 | 0
Siemens NH-2-250 | Siemens NH-2-250 | 250 | [4800.0, 120.0, 7.0, 0.1, 0.004] | 0 | 0 | [450.0, 800.0, 1650.0, 4000.0, 8500.0] | 0 | 0
Siemens NH-2-315 | Siemens NH-2-315 | 315 | [4800.0, 120.0, 7.0, 0.1, 0.004] | 0 | 0 | [550.0, 920.0, 1900.0, 5000.0, 11000.0] | 0 | 0
Siemens NH-2-355 | Siemens NH-2-355 | 355 | [4800.0, 120.0, 6.0, 0.1, 0.004] | 0 | 0 | [650.0, 1116.27, 2350.0, 5840.0, 12790.0] | 0 | 0
Siemens NH-2-400 | Siemens NH-2-400 | 400 | [4800.0, 120.0, 7.0, 0.1, 0.004] | 0 | 0 | [720.0, 1350.0, 2800.0, 6500.0, 15000.0] | 0 | 0
Siemens NH-2-425 | Siemens NH-2-425 | 425 | [4800.0, 120.0, 7.0, 0.1, 0.004] | 0 | 0 | [850.0, 1500.0, 3050.0, 7500.0, 16500.0] | 0 | 0
Siemens NH-2-630 | Siemens NH-2-630 | 630 | [4800.0, 120.0, 7.0, 0.1, 0.004] | 0 | 0 | [1200.0, 2000.0, 4800.0, 12000.0, 26000.0] | 0 | 0

## res_bus
| vm_pu | va_degree | p_mw | q_mvar
0 | 0.97998 | -0.38446 | 0.0017946 | 0.00044978
1 | 0.97996 | -0.38493 | 0 | 0
2 | 0.98 | -0.38416 | 0 | 0
3 | 0.97993 | -0.38542 | 0.0018222 | 0.00045669
4 | 0.98005 | -0.38317 | 0 | 0
5 | 0.97993 | -0.38547 | 0.0012875 | 0.00032269
6 | 0.97995 | -0.38514 | 0 | 0
7 | 0.98028 | -0.37869 | 0.0089881 | 0.0022526
8 | 0.97988 | -0.38653 | 0.0038241 | 0.0009584
9 | 0.98032 | -0.37791 | 0.0064024 | 0.0016046
10 | 0.98017 | -0.38074 | 0 | 0
11 | 0.98066 | -0.37108 | 0 | 0
12 | 0.97999 | -0.38425 | 0.009712 | 0.0024341
13 | 0.9955 | -0.085316 | 0.012629 | 0.0031651
14 | 0.99557 | -0.084097 | 0.013881 | 0.0034788
15 | 0.98106 | -0.36325 | 0 | 0
16 | 0.97983 | -0.38746 | 0.0087143 | 0.002184
17 | 0.98396 | -0.30682 | 0.0081043 | 0.0020311
18 | 0.9804 | -0.37618 | 0.0082093 | 0.0020574
19 | 0.98432 | -0.29966 | 0.0063693 | 0.0015963
20 | 0.9801 | -0.38212 | 0.012655 | 0.0031717
21 | 0.99632 | -0.06948 | 0 | 0
22 | 0.98908 | -0.2089 | 0.0046836 | 0.0011738
23 | 0.9893 | -0.20448 | 0.0057273 | 0.0014354
24 | 0.9887 | -0.21622 | 0 | 0
25 | 0.9904 | -0.18325 | 0.0081645 | 0.0020462
26 | 0.98809 | -0.22795 | 0 | 0
27 | 0.99042 | -0.18276 | 0.0040048 | 0.0010037
28 | 0.98804 | -0.22903 | 0.0036973 | 0.00092664
29 | 0.9878 | -0.23372 | 0.0015586 | 0.00039062
30 | 0.99075 | -0.17648 | 0.0036311 | 0.00091003
31 | 0.98767 | -0.23618 | 0.0013921 | 0.00034889
32 | 0.9911 | -0.16959 | 0.020392 | 0.0051106
33 | 0.98755 | -0.23861 | 0.0016901 | 0.00042357
34 | 0.98737 | -0.24199 | 0.0050024 | 0.0012537
35 | 0.98693 | -0.2507 | 0.0016724 | 0.00041915
36 | 0.98682 | -0.25282 | 0.0023295 | 0.00058382
37 | 0.98669 | -0.25536 | 0.0018595 | 0.00046604
38 | 0.98666 | -0.25586 | 0.0035166 | 0.00088133
39 | 0.98664 | -0.25621 | 0.0017822 | 0.00044667
40 | 0.98664 | -0.25633 | 0.0017892 | 0.00044843
41 | 0.98657 | -0.25757 | 0.0014239 | 0.00035686
42 | 0.98655 | -0.25799 | 0 | 0
43 | 0.98653 | -0.2584 | 0 | 0
44 | 0.98652 | -0.25858 | 0.0018063 | 0.0004527
45 | 0.99244 | -0.14376 | 0.00047457 | 0.00011894
46 | 0.99245 | -0.14354 | 0 | 0
47 | 0.99324 | -0.12831 | 0 | 0
48 | 0.992 | -0.15227 | 0.0092994 | 0.0023307
49 | 0.99565 | -0.082447 | 0.0053503 | 0.0013409
50 | 0.99146 | -0.16224 | 0.005928 | 0.0014857
51 | 0.99179 | -0.15631 | 0.0088226 | 0.0022112
52 | 0.99122 | -0.16741 | 0.0071125 | 0.0017826
53 | 1 | 0 | -0.55884 | -0.14319
54 | 0.99058 | -0.179 | 0.0014383 | 0.00036047
55 | 0.97991 | -0.38595 | 0.0092156 | 0.0023096
56 | 0.97977 | -0.38853 | 0.0070631 | 0.0017702
57 | 0.97205 | -0.53913 | 0.0042469 | 0.0010644
58 | 0.97209 | -0.53839 | 0.0072242 | 0.0018106
59 | 0.98589 | -0.26915 | 0 | 0
60 | 0.97232 | -0.53388 | 0.0012576 | 0.00031517
61 | 0.98808 | -0.22683 | 0 | 0
62 | 0.98947 | -0.20014 | 0 | 0
63 | 0.9921 | -0.14979 | 0.0037086 | 0.00092946
64 | 0.98712 | -0.24533 | 0 | 0
65 | 0.98793 | -0.22985 | 0.0038584 | 0.000967
66 | 0.99352 | -0.12267 | 0 | 0
67 | 0.98612 | -0.26451 | 0.0037105 | 0.00092995
68 | 0.98792 | -0.22995 | 0.0054168 | 0.0013576
69 | 0.9725 | -0.53021 | 0.0037818 | 0.0009478
70 | 0.9725 | -0.5302 | 0.0061941 | 0.0015524
71 | 0.97266 | -0.52717 | 0 | 0
72 | 0.97239 | -0.53253 | 0 | 0
73 | 0.97401 | -0.50046 | 0.002342 | 0.00058695
74 | 0.98585 | -0.26981 | 0.0051033 | 0.001279
75 | 0.98344 | -0.3163 | 0.0018409 | 0.00046137
76 | 0.98346 | -0.31587 | 0 | 0
77 | 0.97206 | -0.53899 | 0.0020948 | 0.00052501
78 | 0.97468 | -0.48739 | 0.006562 | 0.0016446
79 | 0.97183 | -0.54357 | 0 | 0
80 | 0.97175 | -0.54503 | 0.0055804 | 0.0013986
81 | 0.97546 | -0.4719 | 0.0031217 | 0.00078236
82 | 0.97113 | -0.55728 | 0 | 0
83 | 0.97625 | -0.45648 | 0.0035637 | 0.00089314
84 | 0.97105 | -0.55895 | 0.0029869 | 0.00074858
85 | 0.97106 | -0.55868 | 0 | 0
86 | 0.97105 | -0.55891 | 0 | 0
87 | 0.97088 | -0.56238 | 0.0056593 | 0.0014184
88 | 0.97104 | -0.55917 | 0.0013693 | 0.00034318
89 | 0.97067 | -0.56641 | 0.005675 | 0.0014223
90 | 0.99765 | -0.044358 | 0.004518 | 0.0011323
91 | 0.99519 | -0.091073 | 0.0058001 | 0.0014536
92 | 0.99994 | -0.001113 | 0.0018305 | 0.00045876
93 | 0.9933 | -0.12709 | 0.0040843 | 0.0010236
94 | 0.99983 | -0.0033044 | 0.0018586 | 0.0004658
95 | 0.99979 | -0.0040493 | 0.0018041 | 0.00045215
96 | 0.99976 | -0.00456 | 0.0016618 | 0.00041647
97 | 0.97575 | -0.46655 | 0.0024297 | 0.00060895
98 | 0.97577 | -0.46605 | 0.0055711 | 0.0013963
99 | 0.97596 | -0.46236 | 0 | 0
100 | 0.97615 | -0.45869 | 0.0022519 | 0.00056439
101 | 0.97615 | -0.45857 | 0.0074131 | 0.0018579
102 | 0.97654 | -0.45088 | 0 | 0
103 | 0.98499 | -0.28631 | 0.0018575 | 0.00046553
104 | 0.9831 | -0.32294 | 0.0045743 | 0.0011464
105 | 0.98436 | -0.29853 | 0.0030281 | 0.00075891
106 | 0.98169 | -0.35037 | 0 | 0
107 | 0.98072 | -0.36911 | 0.00097281 | 0.00024381
108 | 0.97985 | -0.38615 | 0.0031131 | 0.00078021
109 | 0.97728 | -0.43644 | 0 | 0
110 | 0.97842 | -0.41396 | 0 | 0
111 | 0.97726 | -0.43684 | 0.0014282 | 0.00035795
112 | 0.97747 | -0.43273 | 0 | 0
113 | 0.97808 | -0.42061 | 0.0047071 | 0.0011797
114 | 0.97788 | -0.42466 | 0 | 0
115 | 0.97772 | -0.42775 | 0.0024779 | 0.00062102
116 | 0.9769 | -0.44369 | 0.0031993 | 0.00080183
117 | 0.97363 | -0.50775 | 0.00518 | 0.0012982
118 | 0.97358 | -0.50862 | 0.0016484 | 0.00041313
119 | 0.97395 | -0.50133 | 0 | 0
120 | 0.97354 | -0.50957 | 0.0016707 | 0.00041873
121 | 0.97324 | -0.51538 | 0.00166 | 0.00041604
122 | 0.97573 | -0.46648 | 0 | 0
123 | 0.97331 | -0.51405 | 0.0078066 | 0.0019565
124 | 0.97301 | -0.51993 | 0.0016587 | 0.00041572
125 | 0.97734 | -0.43501 | 0.011989 | 0.0030046
126 | 0.97204 | -0.53907 | 0 | 0
127 | 0.9792 | -0.3987 | 0.0048123 | 0.0012061
128 | 0.98179 | -0.34833 | 0 | 0
129 | 0.98316 | -0.32179 | 0.0079125 | 0.0019831
130 | 0.98133 | -0.35722 | 0 | 0
131 | 0.97121 | -0.55547 | 0.0062462 | 0.0015654
132 | 0.97993 | -0.3845 | 0 | 0
133 | 0.97085 | -0.56253 | 0 | 0
134 | 0.97036 | -0.57218 | 0 | 0
135 | 0.98115 | -0.36081 | 0.0029639 | 0.00074281
136 | 0.98085 | -0.36665 | 0.0073444 | 0.0018407
137 | 0.98394 | -0.30662 | 0.0037238 | 0.00093328
138 | 0.98064 | -0.37072 | 0.0030808 | 0.00077213
139 | 0.98605 | -0.26589 | 0.005487 | 0.0013752
140 | 0.9863 | -0.26109 | 0.0026117 | 0.00065455
141 | 0.98755 | -0.23704 | 0.0012195 | 0.00030565
142 | 0.9879 | -0.23046 | 0.0064569 | 0.0016183
143 | 0.98894 | -0.21034 | 0.0010796 | 0.00027057
144 | 0.98963 | -0.19727 | 0.0066837 | 0.0016751
145 | 0.97004 | -0.57861 | 0.057622 | 0.014441
146 | 0.98047 | -0.37411 | 0.0056783 | 0.0014231
147 | 0.98062 | -0.37125 | 0.0083419 | 0.0020907
148 | 0.99998 | 149.9956 | 0 | 0

## res_line
| p_from_mw | q_from_mvar | p_to_mw | q_to_mvar | pl_mw | ql_mvar | i_from_ka | i_to_ka | i_ka | vm_from_pu | va_from_degree | vm_to_pu | va_to_degree | loading_percent
0 | 0.0031099 | 0.00077923 | -0.0031098 | -0.00077929 | 7.0486e-08 | -6.1094e-08 | 0.004722 | 0.0047221 | 0.0047221 | 0.97998 | -0.38446 | 0.97996 | -0.38493 | 1.2973
1 | -0.0049045 | -0.001229 | 0.0049046 | 0.001229 | 6.9383e-08 | 2.3705e-09 | 0.0074471 | 0.007447 | 0.0074471 | 0.97998 | -0.38446 | 0.98 | -0.38416 | 2.0459
2 | 0.0031098 | 0.00077929 | -0.0031098 | -0.00077936 | 7.2556e-08 | -6.288e-08 | 0.0047221 | 0.0047221 | 0.0047221 | 0.97996 | -0.38493 | 0.97993 | -0.38542 | 1.2973
3 | -0.0049046 | -0.001229 | 0.0049048 | 0.001229 | 2.3101e-07 | 7.8821e-09 | 0.007447 | 0.007447 | 0.007447 | 0.98 | -0.38416 | 0.98005 | -0.38317 | 2.0459
4 | 0.0012876 | 0.00032267 | -0.0012875 | -0.00032269 | 2.8758e-09 | -2.3434e-08 | 0.0019551 | 0.0019551 | 0.0019551 | 0.97993 | -0.38542 | 0.97993 | -0.38547 | 0.53712
5 | 0.0038247 | 0.00095818 | -0.0038243 | -0.00095831 | 3.5914e-07 | -1.2799e-07 | 0.0058069 | 0.005807 | 0.005807 | 0.98005 | -0.38317 | 0.97995 | -0.38514 | 1.5953
6 | -0.0087295 | -0.0021872 | 0.0087314 | 0.002188 | 1.863e-06 | 8.3587e-07 | 0.013254 | 0.013254 | 0.013254 | 0.98005 | -0.38317 | 0.98028 | -0.37869 | 3.6412
7 | 0.0038243 | 0.00095831 | -0.0038241 | -0.0009584 | 2.5248e-07 | -8.9928e-08 | 0.005807 | 0.0058071 | 0.0058071 | 0.97995 | -0.38514 | 0.97988 | -0.38653 | 1.5954
8 | -0.017719 | -0.0044407 | 0.01772 | 0.0044411 | 6.6299e-07 | 3.9351e-07 | 0.026897 | 0.026897 | 0.026897 | 0.98028 | -0.37869 | 0.98032 | -0.37791 | 7.3894
9 | -0.024122 | -0.0060456 | 0.02413 | 0.0060505 | 7.8438e-06 | 4.8233e-06 | 0.036615 | 0.036615 | 0.036615 | 0.98032 | -0.37791 | 0.98066 | -0.37108 | 10.0592
10 | -0.018431 | -0.0046205 | 0.018439 | 0.0046256 | 8.4874e-06 | 5.0674e-06 | 0.027981 | 0.02798 | 0.027981 | 0.98017 | -0.38074 | 0.98066 | -0.37108 | 7.687
11 | 0.018431 | 0.0046205 | -0.018428 | -0.0046187 | 3.0764e-06 | 1.8369e-06 | 0.027981 | 0.027981 | 0.027981 | 0.98017 | -0.38074 | 0.97999 | -0.38425 | 7.687
12 | -0.04257 | -0.010676 | 0.042586 | 0.010686 | 1.5899e-05 | 1.0047e-05 | 0.064596 | 0.064596 | 0.064596 | 0.98066 | -0.37108 | 0.98106 | -0.36325 | 17.7461
13 | 0.0087157 | 0.0021846 | -0.0087143 | -0.002184 | 1.3341e-06 | 5.9793e-07 | 0.013234 | 0.013234 | 0.013234 | 0.97999 | -0.38425 | 0.97983 | -0.38746 | 3.6357
14 | -0.012629 | -0.0031651 | 0.01263 | 0.0031655 | 7.329e-07 | 3.9774e-07 | 0.018877 | 0.018877 | 0.018877 | 0.9955 | -0.085316 | 0.99557 | -0.084097 | 5.186
15 | -0.02651 | -0.0066443 | 0.026529 | 0.0066557 | 1.8475e-05 | 1.1416e-05 | 0.039623 | 0.039623 | 0.039623 | 0.99557 | -0.084097 | 0.99632 | -0.06948 | 10.8856
16 | -0.079764 | -0.020017 | 0.079979 | 0.020154 | 0.00021528 | 0.00013728 | 0.12099 | 0.12099 | 0.12099 | 0.98106 | -0.36325 | 0.98396 | -0.30682 | 33.239
17 | 0.037178 | 0.0093306 | -0.037155 | -0.0093161 | 2.2905e-05 | 1.4417e-05 | 0.056394 | 0.056394 | 0.056394 | 0.98106 | -0.36325 | 0.9804 | -0.37618 | 15.4929
18 | -0.088083 | -0.022185 | 0.088113 | 0.022204 | 3.0162e-05 | 1.9246e-05 | 0.13325 | 0.13325 | 0.13325 | 0.98396 | -0.30682 | 0.98432 | -0.29966 | 36.606
19 | 0.028946 | 0.0072587 | -0.028938 | -0.0072536 | 8.2e-06 | 5.1052e-06 | 0.043935 | 0.043935 | 0.043935 | 0.9804 | -0.37618 | 0.9801 | -0.38212 | 12.07
20 | -0.094483 | -0.023801 | 0.094621 | 0.023889 | 0.00013807 | 8.8137e-05 | 0.14287 | 0.14287 | 0.14287 | 0.98432 | -0.29966 | 0.98589 | -0.26915 | 39.2512
21 | 0.016282 | 0.0040818 | -0.01628 | -0.0040801 | 2.9661e-06 | 1.7352e-06 | 0.024721 | 0.024721 | 0.024721 | 0.9801 | -0.38212 | 0.97991 | -0.38595 | 6.7915
22 | -0.26258 | -0.067226 | 0.2629 | 0.067431 | 0.00031991 | 0.00020445 | 0.39266 | 0.39266 | 0.39266 | 0.99632 | -0.06948 | 0.99765 | -0.044358 | 53.9374
23 | 0.23605 | 0.06057 | -0.2358 | -0.060413 | 0.00024703 | 0.00015782 | 0.35304 | 0.35304 | 0.35304 | 0.99632 | -0.06948 | 0.99519 | -0.091073 | 48.4947
24 | -0.034257 | -0.008604 | 0.034264 | 0.0086085 | 7.2312e-06 | 4.5348e-06 | 0.051545 | 0.051545 | 0.051545 | 0.98908 | -0.2089 | 0.9893 | -0.20448 | 14.1607
25 | 0.029574 | 0.0074302 | -0.029563 | -0.0074237 | 1.0335e-05 | 6.4356e-06 | 0.044499 | 0.044499 | 0.044499 | 0.98908 | -0.2089 | 0.9887 | -0.21622 | 12.2249
26 | -0.039992 | -0.010044 | 0.040032 | 0.010069 | 4.055e-05 | 2.5568e-05 | 0.060159 | 0.060159 | 0.060159 | 0.9893 | -0.20448 | 0.9904 | -0.18325 | 16.5273
27 | 0.029563 | 0.0074237 | -0.029547 | -0.0074134 | 1.6529e-05 | 1.0293e-05 | 0.044499 | 0.044499 | 0.044499 | 0.9887 | -0.21622 | 0.98809 | -0.22795 | 12.2249
28 | -0.048197 | -0.012116 | 0.048198 | 0.012116 | 1.1253e-06 | 7.1283e-07 | 0.072426 | 0.072426 | 0.072426 | 0.9904 | -0.18325 | 0.99042 | -0.18276 | 19.8972
29 | 0.0036975 | 0.00092655 | -0.0036973 | -0.00092664 | 1.8979e-07 | -8.7601e-08 | 0.0055682 | 0.0055683 | 0.0055683 | 0.98809 | -0.22795 | 0.98804 | -0.22903 | 1.5298
30 | 0.025849 | 0.0064869 | -0.025842 | -0.0064825 | 7.117e-06 | 4.3945e-06 | 0.038931 | 0.038931 | 0.038931 | 0.98809 | -0.22795 | 0.9878 | -0.23372 | 10.6952
31 | -0.052203 | -0.01312 | 0.052218 | 0.01313 | 1.5645e-05 | 9.9252e-06 | 0.078442 | 0.078442 | 0.078442 | 0.99042 | -0.18276 | 0.99075 | -0.17648 | 21.5501
32 | 0.024284 | 0.0060919 | -0.024281 | -0.0060901 | 2.8491e-06 | 1.7507e-06 | 0.036583 | 0.036583 | 0.036583 | 0.9878 | -0.23372 | 0.98767 | -0.23618 | 10.0502
33 | -0.055849 | -0.01404 | 0.055868 | 0.014051 | 1.8379e-05 | 1.1404e-05 | 0.083896 | 0.083896 | 0.083896 | 0.99075 | -0.17648 | 0.9911 | -0.16959 | 11.5242
34 | 0.022889 | 0.0057412 | -0.022886 | -0.0057396 | 2.6463e-06 | 1.6177e-06 | 0.034485 | 0.034485 | 0.034485 | 0.98767 | -0.23618 | 0.98755 | -0.23861 | 9.474
35 | -0.076259 | -0.019162 | 0.076267 | 0.019167 | 7.9585e-06 | 5.01e-06 | 0.11451 | 0.11451 | 0.11451 | 0.9911 | -0.16959 | 0.99122 | -0.16741 | 15.7296
36 | 0.021196 | 0.005316 | -0.021192 | -0.0053139 | 3.4174e-06 | 2.0729e-06 | 0.031939 | 0.031939 | 0.031939 | 0.98755 | -0.23861 | 0.98737 | -0.24199 | 8.7744
37 | 0.01619 | 0.0040602 | -0.016183 | -0.0040563 | 6.7148e-06 | 3.913e-06 | 0.0244 | 0.0244 | 0.0244 | 0.98737 | -0.24199 | 0.98693 | -0.2507 | 6.7033
38 | 0.014511 | 0.0036372 | -0.014509 | -0.0036363 | 1.4677e-06 | 8.3483e-07 | 0.021879 | 0.021879 | 0.021879 | 0.98693 | -0.2507 | 0.98682 | -0.25282 | 6.0106
39 | 0.01218 | 0.0030525 | -0.012178 | -0.0030517 | 1.475e-06 | 7.9503e-07 | 0.018366 | 0.018366 | 0.018366 | 0.98682 | -0.25282 | 0.98669 | -0.25536 | 5.0456
40 | 0.010319 | 0.0025857 | -0.010319 | -0.0025855 | 2.4442e-07 | 1.2205e-07 | 0.015562 | 0.015562 | 0.015562 | 0.98669 | -0.25536 | 0.98666 | -0.25586 | 4.2752
41 | 0.0068021 | 0.0017042 | -0.006802 | -0.0017042 | 1.1246e-07 | 3.558e-08 | 0.010258 | 0.010258 | 0.010258 | 0.98666 | -0.25586 | 0.98664 | -0.25621 | 2.8182
42 | 0.0050197 | 0.0012575 | -0.0050197 | -0.0012575 | 2.9816e-08 | 1.3644e-09 | 0.0075704 | 0.0075704 | 0.0075704 | 0.98664 | -0.25621 | 0.98664 | -0.25633 | 2.0798
43 | 0.0032305 | 0.00080907 | -0.0032303 | -0.00080922 | 1.9092e-07 | -1.5173e-07 | 0.0048719 | 0.004872 | 0.004872 | 0.98664 | -0.25633 | 0.98657 | -0.25757 | 1.3385
44 | 0.0018064 | 0.00045236 | -0.0018063 | -0.0004525 | 3.5827e-08 | -1.4143e-07 | 0.0027244 | 0.0027244 | 0.0027244 | 0.98657 | -0.25757 | 0.98655 | -0.25799 | 0.74847
45 | 0.0018063 | 0.0004525 | -0.0018063 | -0.00045264 | 3.5116e-08 | -1.3861e-07 | 0.0027244 | 0.0027245 | 0.0027245 | 0.98655 | -0.25799 | 0.98653 | -0.2584 | 0.74848
46 | 0.0018063 | 0.00045264 | -0.0018063 | -0.0004527 | 1.5743e-08 | -6.2137e-08 | 0.0027245 | 0.0027245 | 0.0027245 | 0.98653 | -0.2584 | 0.98652 | -0.25858 | 0.74849
47 | -0.00047457 | -0.00011894 | 0.00047457 | 0.0001186 | 4.9571e-09 | -3.3426e-07 | 0.00071154 | 0.00071142 | 0.00071154 | 0.99244 | -0.14376 | 0.99245 | -0.14354 | 0.19548
48 | -0.10208 | -0.025676 | 0.10216 | 0.025723 | 7.4335e-05 | 4.7137e-05 | 0.15309 | 0.15309 | 0.15309 | 0.99245 | -0.14354 | 0.99324 | -0.12831 | 21.0283
49 | 0.10161 | 0.025557 | -0.10156 | -0.025531 | 4.2369e-05 | 2.6865e-05 | 0.15237 | 0.15237 | 0.15237 | 0.99245 | -0.14354 | 0.992 | -0.15227 | 20.9306
50 | -0.27496 | -0.070013 | 0.27556 | 0.070402 | 0.00060961 | 0.00038966 | 0.41231 | 0.41231 | 0.41231 | 0.99324 | -0.12831 | 0.99565 | -0.082447 | 56.6366
51 | 0.1728 | 0.044289 | -0.17252 | -0.044108 | 0.0002837 | 0.00018099 | 0.25923 | 0.25923 | 0.25923 | 0.99324 | -0.12831 | 0.99146 | -0.16224 | 35.6085
52 | 0.092264 | 0.0232 | -0.092247 | -0.023189 | 1.7785e-05 | 1.1255e-05 | 0.13843 | 0.13843 | 0.13843 | 0.992 | -0.15227 | 0.99179 | -0.15631 | 19.0145
53 | -0.28092 | -0.071743 | 0.28204 | 0.072462 | 0.0011244 | 0.00071876 | 0.42031 | 0.42031 | 0.42031 | 0.99565 | -0.082447 | 1 | 0 | 57.7349
54 | 0.16659 | 0.042623 | -0.16645 | -0.042537 | 0.00013505 | 8.6134e-05 | 0.25033 | 0.25033 | 0.25033 | 0.99146 | -0.16224 | 0.99058 | -0.179 | 34.3864
55 | 0.083424 | 0.020978 | -0.08338 | -0.02095 | 4.4192e-05 | 2.7895e-05 | 0.12519 | 0.12519 | 0.12519 | 0.99179 | -0.15631 | 0.99122 | -0.16741 | 17.1962
56 | 0.007156 | 0.0017931 | -0.0071556 | -0.0017929 | 3.7936e-07 | 1.2574e-07 | 0.010648 | 0.010648 | 0.010648 | 1 | 0 | 0.99994 | -0.001113 | 2.9253
57 | 0.26799 | 0.068931 | -0.26741 | -0.068563 | 0.00057653 | 0.00036847 | 0.3994 | 0.3994 | 0.3994 | 1 | 0 | 0.99765 | -0.044358 | 54.863
58 | 0.16502 | 0.042176 | -0.16487 | -0.042083 | 0.00014571 | 9.2932e-05 | 0.24817 | 0.24817 | 0.24817 | 0.99058 | -0.179 | 0.98963 | -0.19727 | 34.0897
59 | 0.007064 | 0.0017705 | -0.0070631 | -0.0017702 | 8.6972e-07 | 3.0275e-07 | 0.010727 | 0.010727 | 0.010727 | 0.97991 | -0.38595 | 0.97977 | -0.38853 | 2.947
60 | -0.0042469 | -0.0010644 | 0.0042471 | 0.0010644 | 1.4969e-07 | -2.128e-08 | 0.0065012 | 0.0065011 | 0.0065012 | 0.97205 | -0.53913 | 0.97209 | -0.53839 | 1.786
61 | -0.011471 | -0.0028749 | 0.011474 | 0.0028762 | 2.4703e-06 | 1.3161e-06 | 0.01756 | 0.017559 | 0.01756 | 0.97209 | -0.53839 | 0.97232 | -0.53388 | 4.824
62 | -0.094621 | -0.023889 | 0.094813 | 0.024011 | 0.00019227 | 0.00012273 | 0.14287 | 0.14287 | 0.14287 | 0.98589 | -0.26915 | 0.98808 | -0.22683 | 39.2511
63 | -0.012731 | -0.0031914 | 0.012735 | 0.0031937 | 4.07e-06 | 2.2501e-06 | 0.019484 | 0.019484 | 0.019484 | 0.97232 | -0.53388 | 0.97266 | -0.52717 | 5.3527
64 | 0.11665 | 0.029731 | -0.11654 | -0.029665 | 0.00010403 | 6.612e-05 | 0.17585 | 0.17585 | 0.17585 | 0.98808 | -0.22683 | 0.98712 | -0.24533 | 24.1546
65 | 0.0092766 | 0.0023252 | -0.0092753 | -0.0023246 | 1.3362e-06 | 6.2137e-07 | 0.01397 | 0.01397 | 0.01397 | 0.98808 | -0.22683 | 0.98793 | -0.22985 | 3.838
66 | -0.22074 | -0.056068 | 0.22102 | 0.056249 | 0.00028393 | 0.00018137 | 0.33269 | 0.33269 | 0.33269 | 0.98808 | -0.22683 | 0.98947 | -0.20014 | 45.6991
67 | -0.22102 | -0.056249 | 0.22156 | 0.056593 | 0.00053791 | 0.00034359 | 0.33269 | 0.33269 | 0.33269 | 0.98947 | -0.20014 | 0.9921 | -0.14979 | 45.6991
68 | -0.22527 | -0.057522 | 0.22556 | 0.057711 | 0.00029571 | 0.00018889 | 0.33825 | 0.33825 | 0.33825 | 0.9921 | -0.14979 | 0.99352 | -0.12267 | 46.4631
69 | 0.11654 | 0.029665 | -0.11644 | -0.029596 | 0.00010769 | 6.8444e-05 | 0.17585 | 0.17585 | 0.17585 | 0.98712 | -0.24533 | 0.98612 | -0.26451 | 24.1546
70 | 0.0054169 | 0.0013576 | -0.0054168 | -0.0013576 | 2.4832e-08 | 3.1552e-09 | 0.0081589 | 0.0081589 | 0.0081589 | 0.98793 | -0.22985 | 0.98792 | -0.22995 | 2.2415
71 | 0.0040851 | 0.0010234 | -0.0040843 | -0.0010236 | 8.5909e-07 | -2.4251e-07 | 0.0061182 | 0.0061185 | 0.0061185 | 0.99352 | -0.12267 | 0.9933 | -0.12709 | 1.6809
72 | -0.22965 | -0.058734 | 0.23 | 0.058959 | 0.00035176 | 0.00022472 | 0.34437 | 0.34437 | 0.34437 | 0.99352 | -0.12267 | 0.99519 | -0.091073 | 47.3035
73 | 0.11273 | 0.028666 | -0.1127 | -0.028648 | 2.8754e-05 | 1.8268e-05 | 0.17025 | 0.17025 | 0.17025 | 0.98612 | -0.26451 | 0.98585 | -0.26981 | 23.3856
74 | -0.0037818 | -0.0009478 | 0.0037818 | 0.0009478 | 4.6311e-10 | -1.5958e-10 | 0.0057864 | 0.0057864 | 0.0057864 | 0.9725 | -0.53021 | 0.9725 | -0.5302 | 1.5897
75 | -0.0099759 | -0.0025002 | 0.0099773 | 0.0025009 | 1.4435e-06 | 7.188e-07 | 0.015264 | 0.015264 | 0.015264 | 0.9725 | -0.5302 | 0.97266 | -0.52717 | 4.1934
76 | 0.023398 | 0.0058744 | -0.023392 | -0.0058707 | 5.9883e-06 | 3.6779e-06 | 0.035799 | 0.035799 | 0.035799 | 0.97266 | -0.52717 | 0.97239 | -0.53253 | 9.835
77 | -0.046111 | -0.011569 | 0.04617 | 0.011606 | 5.8793e-05 | 3.7236e-05 | 0.070547 | 0.070547 | 0.070547 | 0.97266 | -0.52717 | 0.97401 | -0.50046 | 19.3811
78 | 0.023392 | 0.0058707 | -0.023385 | -0.0058663 | 7.1953e-06 | 4.4194e-06 | 0.035799 | 0.0358 | 0.0358 | 0.97239 | -0.53253 | 0.97206 | -0.53899 | 9.835
79 | -0.048512 | -0.012193 | 0.048542 | 0.012212 | 3.0295e-05 | 1.9206e-05 | 0.074125 | 0.074125 | 0.074125 | 0.97401 | -0.50046 | 0.97468 | -0.48739 | 20.364
80 | 0.10759 | 0.027369 | -0.10751 | -0.027315 | 8.5478e-05 | 5.4266e-05 | 0.16254 | 0.16254 | 0.16254 | 0.98585 | -0.26981 | 0.98499 | -0.28631 | 22.3275
81 | -0.0018409 | -0.00046137 | 0.0018409 | 0.00046123 | 3.7669e-08 | -1.4018e-07 | 0.0027854 | 0.0027853 | 0.0027854 | 0.98344 | -0.3163 | 0.98346 | -0.31587 | 0.76521
82 | 0.10063 | 0.025536 | -0.1006 | -0.025514 | 3.4218e-05 | 2.17e-05 | 0.15238 | 0.15238 | 0.15238 | 0.98346 | -0.31587 | 0.9831 | -0.32294 | 20.9307
83 | -0.10248 | -0.025997 | 0.10256 | 0.026051 | 8.549e-05 | 5.4233e-05 | 0.15516 | 0.15516 | 0.15516 | 0.98346 | -0.31587 | 0.98436 | -0.29853 | 21.3133
84 | 0.02129 | 0.0053413 | -0.021286 | -0.0053384 | 4.6561e-06 | 2.835e-06 | 0.032593 | 0.032593 | 0.032593 | 0.97206 | -0.53899 | 0.97183 | -0.54357 | 8.9541
85 | -0.055104 | -0.013857 | 0.055145 | 0.013883 | 4.0802e-05 | 2.5922e-05 | 0.084143 | 0.084143 | 0.084143 | 0.97468 | -0.48739 | 0.97546 | -0.4719 | 23.1162
86 | 0.015705 | 0.0039398 | -0.015695 | -0.0039338 | 1.0255e-05 | 5.9774e-06 | 0.024048 | 0.024048 | 0.024048 | 0.97183 | -0.54357 | 0.97113 | -0.55728 | 6.6066
87 | 0.0055807 | 0.0013986 | -0.0055804 | -0.0013986 | 3.8687e-07 | 7.2545e-08 | 0.008545 | 0.008545 | 0.008545 | 0.97183 | -0.54357 | 0.97175 | -0.54503 | 2.3475
88 | -0.058267 | -0.014665 | 0.058309 | 0.014693 | 4.2978e-05 | 2.7325e-05 | 0.088905 | 0.088905 | 0.088905 | 0.97546 | -0.4719 | 0.97625 | -0.45648 | 24.4244
89 | 0.011338 | 0.0028423 | -0.011335 | -0.0028409 | 2.7533e-06 | 1.4612e-06 | 0.017373 | 0.017373 | 0.017373 | 0.97113 | -0.55728 | 0.97088 | -0.56238 | 4.7728
90 | 0.0043565 | 0.0010915 | -0.0043562 | -0.0010915 | 2.9001e-07 | -2.9123e-08 | 0.0066751 | 0.0066752 | 0.0066752 | 0.97113 | -0.55728 | 0.97106 | -0.55868 | 1.8339
91 | -0.061873 | -0.015586 | 0.061911 | 0.01561 | 3.7881e-05 | 2.4102e-05 | 0.094336 | 0.094336 | 0.094336 | 0.97625 | -0.45648 | 0.9769 | -0.44369 | 25.9166
92 | -0.0029869 | -0.00074858 | 0.0029869 | 0.00074855 | 3.935e-08 | -3.6781e-08 | 0.004577 | 0.004577 | 0.004577 | 0.97105 | -0.55895 | 0.97106 | -0.55868 | 1.2574
93 | 0.0013693 | 0.00034296 | -0.0013693 | -0.00034306 | 1.4999e-08 | -1.0279e-07 | 0.0020982 | 0.0020983 | 0.0020983 | 0.97106 | -0.55868 | 0.97105 | -0.55891 | 0.57644
94 | 0.0013693 | 0.00034306 | -0.0013693 | -0.00034318 | 1.716e-08 | -1.1759e-07 | 0.0020983 | 0.0020983 | 0.0020983 | 0.97105 | -0.55891 | 0.97104 | -0.55917 | 0.57646
95 | 0.005676 | 0.0014225 | -0.005675 | -0.0014223 | 1.0896e-06 | 2.2267e-07 | 0.0086994 | 0.0086996 | 0.0086996 | 0.97088 | -0.56238 | 0.97067 | -0.56641 | 2.39
96 | 0.0053252 | 0.0013342 | -0.0053246 | -0.0013341 | 5.5577e-07 | 4.6127e-08 | 0.0079242 | 0.0079243 | 0.0079243 | 0.99994 | -0.001113 | 0.99983 | -0.0033044 | 2.177
97 | 0.003466 | 0.00086834 | -0.0034659 | -0.00086842 | 1.2296e-07 | -8.2915e-08 | 0.0051583 | 0.0051583 | 0.0051583 | 0.99983 | -0.0033044 | 0.99979 | -0.0040493 | 1.4171
98 | 0.0016618 | 0.00041627 | -0.0016618 | -0.00041647 | 4.0422e-08 | -2.0521e-07 | 0.0024732 | 0.0024733 | 0.0024733 | 0.99979 | -0.0040493 | 0.99976 | -0.00456 | 0.67948
99 | -0.0024297 | -0.00060895 | 0.0024298 | 0.00060885 | 5.8323e-08 | -1.0417e-07 | 0.0037054 | 0.0037053 | 0.0037054 | 0.97575 | -0.46655 | 0.97577 | -0.46605 | 1.018
100 | -0.008001 | -0.0020051 | 0.0080024 | 0.0020057 | 1.408e-06 | 5.8599e-07 | 0.012201 | 0.012201 | 0.012201 | 0.97577 | -0.46605 | 0.97596 | -0.46236 | 3.352
101 | -0.0080024 | -0.0020057 | 0.0080038 | 0.0020063 | 1.398e-06 | 5.817e-07 | 0.012201 | 0.012201 | 0.012201 | 0.97596 | -0.46236 | 0.97615 | -0.45869 | 3.3519
102 | -0.010256 | -0.0025707 | 0.010256 | 0.0025707 | 6.029e-08 | 3.0363e-08 | 0.015634 | 0.015634 | 0.015634 | 0.97615 | -0.45869 | 0.97615 | -0.45857 | 4.295
103 | -0.017669 | -0.0044286 | 0.017675 | 0.0044324 | 6.476e-06 | 3.8469e-06 | 0.026934 | 0.026934 | 0.026934 | 0.97615 | -0.45857 | 0.97654 | -0.45088 | 7.3995
104 | -0.017675 | -0.0044324 | 0.017688 | 0.0044397 | 1.2169e-05 | 7.2282e-06 | 0.026934 | 0.026934 | 0.026934 | 0.97654 | -0.45088 | 0.97728 | -0.43644 | 7.3994
105 | 0.10565 | 0.026849 | -0.10559 | -0.02681 | 6.215e-05 | 3.9446e-05 | 0.15974 | 0.15974 | 0.15974 | 0.98499 | -0.28631 | 0.98436 | -0.29853 | 21.9421
106 | 0.096026 | 0.024367 | -0.095899 | -0.024287 | 0.00012652 | 8.0166e-05 | 0.14545 | 0.14545 | 0.14545 | 0.9831 | -0.32294 | 0.98169 | -0.35037 | 19.9797
107 | 0.095899 | 0.024287 | -0.095813 | -0.024233 | 8.6221e-05 | 5.4632e-05 | 0.14545 | 0.14545 | 0.14545 | 0.98169 | -0.35037 | 0.98072 | -0.36911 | 19.9798
108 | 0.09484 | 0.023989 | -0.094763 | -0.02394 | 7.7474e-05 | 4.9081e-05 | 0.14398 | 0.14398 | 0.14398 | 0.98072 | -0.36911 | 0.97985 | -0.38615 | 19.777
109 | 0.09165 | 0.023159 | -0.091528 | -0.023082 | 0.00012201 | 7.7242e-05 | 0.13925 | 0.13925 | 0.13925 | 0.97985 | -0.38615 | 0.97842 | -0.41396 | 19.1277
110 | 0.0014283 | 0.00035777 | -0.0014282 | -0.00035795 | 2.7182e-08 | -1.7465e-07 | 0.0021746 | 0.0021747 | 0.0021747 | 0.97728 | -0.43644 | 0.97726 | -0.43684 | 0.59744
111 | -0.019116 | -0.0047974 | 0.019119 | 0.0047995 | 3.3802e-06 | 2.03e-06 | 0.029108 | 0.029108 | 0.029108 | 0.97728 | -0.43644 | 0.97747 | -0.43273 | 7.9968
112 | 0.023845 | 0.0059905 | -0.023837 | -0.0059858 | 7.5599e-06 | 4.6459e-06 | 0.036269 | 0.036269 | 0.036269 | 0.97842 | -0.41396 | 0.97808 | -0.42061 | 9.9641
113 | 0.067683 | 0.017092 | -0.067648 | -0.01707 | 3.4666e-05 | 2.1749e-05 | 0.10298 | 0.10298 | 0.10298 | 0.97842 | -0.41396 | 0.97788 | -0.42466 | 14.1457
114 | -0.019119 | -0.0047995 | 0.01913 | 0.0048061 | 1.1066e-05 | 6.6454e-06 | 0.029108 | 0.029108 | 0.029108 | 0.97747 | -0.43273 | 0.97808 | -0.42061 | 7.9968
115 | 0.067648 | 0.01707 | -0.067638 | -0.017064 | 1.0014e-05 | 6.2824e-06 | 0.10298 | 0.10298 | 0.10298 | 0.97788 | -0.42466 | 0.97772 | -0.42775 | 14.1457
116 | 0.06516 | 0.016443 | -0.06511 | -0.016412 | 4.9694e-05 | 3.1129e-05 | 0.099209 | 0.09921 | 0.09921 | 0.97772 | -0.42775 | 0.9769 | -0.44369 | 13.6277
117 | 0.011128 | 0.0027895 | -0.011128 | -0.0027892 | 4.6129e-07 | 2.4234e-07 | 0.017008 | 0.017008 | 0.017008 | 0.97363 | -0.50775 | 0.97358 | -0.50862 | 4.6725
118 | -0.016308 | -0.0040877 | 0.016313 | 0.0040906 | 4.9903e-06 | 2.9273e-06 | 0.024924 | 0.024924 | 0.024924 | 0.97363 | -0.50775 | 0.97395 | -0.50133 | 6.8474
119 | 0.0094794 | 0.0023761 | -0.009479 | -0.0023759 | 4.281e-07 | 2.0636e-07 | 0.014488 | 0.014488 | 0.014488 | 0.97358 | -0.50862 | 0.97354 | -0.50957 | 3.9803
120 | 0.067418 | 0.016984 | -0.067373 | -0.016955 | 4.5255e-05 | 2.8397e-05 | 0.10303 | 0.10303 | 0.10303 | 0.97395 | -0.50133 | 0.97324 | -0.51538 | 14.153
121 | -0.083732 | -0.021074 | 0.083871 | 0.021162 | 0.00013973 | 8.829e-05 | 0.12796 | 0.12796 | 0.12796 | 0.97395 | -0.50133 | 0.97573 | -0.46648 | 17.5767
122 | 0.0078082 | 0.0019572 | -0.0078066 | -0.0019565 | 1.6661e-06 | 6.7855e-07 | 0.011935 | 0.011935 | 0.011935 | 0.97354 | -0.50957 | 0.97331 | -0.51405 | 3.2788
123 | 0.065713 | 0.016539 | -0.065699 | -0.01653 | 1.4287e-05 | 8.9559e-06 | 0.1005 | 0.1005 | 0.1005 | 0.97324 | -0.51538 | 0.97301 | -0.51993 | 13.8044
124 | -0.083871 | -0.021162 | 0.083998 | 0.021242 | 0.00012661 | 7.9998e-05 | 0.12796 | 0.12796 | 0.12796 | 0.97573 | -0.46648 | 0.97734 | -0.43501 | 17.5766
125 | 0.06404 | 0.016114 | -0.063981 | -0.016078 | 5.8519e-05 | 3.6645e-05 | 0.097959 | 0.09796 | 0.09796 | 0.97301 | -0.51993 | 0.97204 | -0.53907 | 13.456
126 | -0.095986 | -0.024247 | 0.096154 | 0.024353 | 0.00016734 | 0.00010605 | 0.14621 | 0.14621 | 0.14621 | 0.97734 | -0.43501 | 0.9792 | -0.3987 | 20.0838
127 | 0.063981 | 0.016078 | -0.063931 | -0.016046 | 5.0061e-05 | 3.135e-05 | 0.09796 | 0.09796 | 0.09796 | 0.97204 | -0.53907 | 0.97121 | -0.55547 | 13.456
128 | -0.10097 | -0.025559 | 0.10103 | 0.025603 | 6.8874e-05 | 4.3687e-05 | 0.15352 | 0.15352 | 0.15352 | 0.9792 | -0.3987 | 0.97993 | -0.3845 | 21.0883
129 | -0.12865 | -0.0326 | 0.12881 | 0.032705 | 0.00016427 | 0.00010455 | 0.19511 | 0.19511 | 0.19511 | 0.98179 | -0.34833 | 0.98316 | -0.32179 | 26.8007
130 | 0.12865 | 0.0326 | -0.12859 | -0.032566 | 5.4903e-05 | 3.4943e-05 | 0.19511 | 0.19511 | 0.19511 | 0.98179 | -0.34833 | 0.98133 | -0.35722 | 26.8007
131 | -0.13672 | -0.034688 | 0.13682 | 0.034752 | 9.9837e-05 | 6.3581e-05 | 0.20708 | 0.20708 | 0.20708 | 0.98316 | -0.32179 | 0.98394 | -0.30662 | 28.4457
132 | 0.027425 | 0.0068785 | -0.027421 | -0.0068759 | 4.6886e-06 | 2.6354e-06 | 0.041587 | 0.041587 | 0.041587 | 0.98133 | -0.35722 | 0.98115 | -0.36081 | 5.7126
133 | 0.10117 | 0.025687 | -0.10103 | -0.025603 | 0.00013262 | 8.412e-05 | 0.15352 | 0.15352 | 0.15352 | 0.98133 | -0.35722 | 0.97993 | -0.3845 | 21.0882
134 | 0.057685 | 0.014481 | -0.057666 | -0.014469 | 1.9411e-05 | 1.2095e-05 | 0.08839 | 0.08839 | 0.08839 | 0.97121 | -0.55547 | 0.97085 | -0.56253 | 12.1415
135 | 0.057666 | 0.014469 | -0.057639 | -0.014452 | 2.6507e-05 | 1.6517e-05 | 0.08839 | 0.08839 | 0.08839 | 0.97085 | -0.56253 | 0.97036 | -0.57218 | 12.1415
136 | 0.057639 | 0.014452 | -0.057622 | -0.014441 | 1.7661e-05 | 1.1005e-05 | 0.08839 | 0.08839 | 0.08839 | 0.97036 | -0.57218 | 0.97004 | -0.57861 | 12.1415
137 | 0.024457 | 0.0061331 | -0.02445 | -0.0061289 | 6.809e-06 | 4.1911e-06 | 0.037092 | 0.037092 | 0.037092 | 0.98115 | -0.36081 | 0.98085 | -0.36665 | 10.1902
138 | 0.017105 | 0.0042882 | -0.017102 | -0.0042863 | 3.3147e-06 | 1.9558e-06 | 0.025951 | 0.025951 | 0.025951 | 0.98085 | -0.36665 | 0.98064 | -0.37072 | 7.1293
139 | -0.14055 | -0.035685 | 0.14082 | 0.035861 | 0.00027605 | 0.00017584 | 0.21272 | 0.21272 | 0.21272 | 0.98394 | -0.30662 | 0.98605 | -0.26589 | 29.2192
140 | 0.014021 | 0.0035141 | -0.014021 | -0.0035139 | 3.5693e-07 | 2.0191e-07 | 0.021276 | 0.021276 | 0.021276 | 0.98064 | -0.37072 | 0.98062 | -0.37125 | 5.845
141 | -0.14631 | -0.037236 | 0.14634 | 0.037258 | 3.3853e-05 | 2.1572e-05 | 0.221 | 0.221 | 0.221 | 0.98605 | -0.26589 | 0.9863 | -0.26109 | 30.3566
142 | -0.14896 | -0.037912 | 0.14913 | 0.038022 | 0.00017295 | 0.00011022 | 0.22494 | 0.22494 | 0.22494 | 0.9863 | -0.26109 | 0.98755 | -0.23704 | 30.8978
143 | -0.15035 | -0.038328 | 0.1504 | 0.038358 | 4.7768e-05 | 3.0445e-05 | 0.22677 | 0.22677 | 0.22677 | 0.98755 | -0.23704 | 0.9879 | -0.23046 | 31.1502
144 | -0.15685 | -0.039977 | 0.15701 | 0.040074 | 0.00015247 | 9.7211e-05 | 0.2365 | 0.2365 | 0.2365 | 0.9879 | -0.23046 | 0.98894 | -0.21034 | 32.4861
145 | -0.15809 | -0.040344 | 0.15819 | 0.040408 | 9.9852e-05 | 6.3664e-05 | 0.23812 | 0.23812 | 0.23812 | 0.98894 | -0.21034 | 0.98963 | -0.19727 | 32.7092
146 | -0.0056783 | -0.0014231 | 0.0056791 | 0.0014233 | 7.7405e-07 | 1.448e-07 | 0.0086178 | 0.0086176 | 0.0086178 | 0.98047 | -0.37411 | 0.98062 | -0.37125 | 2.3675

## res_trafo
| p_hv_mw | q_hv_mvar | p_lv_mw | q_lv_mvar | pl_mw | ql_mvar | i_hv_ka | i_lv_ka | vm_hv_pu | va_hv_degree | vm_lv_pu | va_lv_degree | loading_percent
0 | -1.2729e-15 | -1.3162e-15 | 0.00165 | 1.2699e-07 | 0.00165 | 1.2699e-07 | 5.2857e-17 | 0.0023815 | 0.99998 | 149.9956 | 1 | 0 | 0.2619

## res_ext_grid
| p_mw | q_mvar
0 | 0.55884 | 0.14319

## res_load
| p_mw | q_mvar
0 | 0.0017946 | 0.00044978
1 | 0.0018222 | 0.00045669
2 | 0.0012875 | 0.00032269
3 | 0.0089881 | 0.0022526
4 | 0.0038241 | 0.0009584
5 | 0.0064024 | 0.0016046
6 | 0.009712 | 0.0024341
7 | 0.012629 | 0.0031651
8 | 0.013881 | 0.0034788
9 | 0.0087143 | 0.002184
10 | 0.0081043 | 0.0020311
11 | 0.0082093 | 0.0020574
12 | 0.0063693 | 0.0015963
13 | 0.012655 | 0.0031717
14 | 0.0046836 | 0.0011738
15 | 0.0057273 | 0.0014354
16 | 0.0081645 | 0.0020462
17 | 0.0040048 | 0.0010037
18 | 0.0036973 | 0.00092664
19 | 0.0015586 | 0.00039062
20 | 0.0036311 | 0.00091003
21 | 0.0013921 | 0.00034889
22 | 0.020392 | 0.0051106
23 | 0.0016901 | 0.00042357
24 | 0.0050024 | 0.0012537
25 | 0.0016724 | 0.00041915
26 | 0.0023295 | 0.00058382
27 | 0.0018595 | 0.00046604
28 | 0.0035166 | 0.00088133
29 | 0.0017822 | 0.00044667
30 | 0.0017892 | 0.00044843
31 | 0.0014239 | 0.00035686
32 | 0.0018063 | 0.0004527
33 | 0.00047457 | 0.00011894
34 | 0.0092994 | 0.0023307
35 | 0.0053503 | 0.0013409
36 | 0.005928 | 0.0014857
37 | 0.0088226 | 0.0022112
38 | 0.0071125 | 0.0017826
39 | 0.0014383 | 0.00036047
40 | 0.0092156 | 0.0023096
41 | 0.0070631 | 0.0017702
42 | 0.0042469 | 0.0010644
43 | 0.0072242 | 0.0018106
44 | 0.0012576 | 0.00031517
45 | 0.0037086 | 0.00092946
46 | 0.0038584 | 0.000967
47 | 0.0037105 | 0.00092995
48 | 0.0054168 | 0.0013576
49 | 0.0037818 | 0.0009478
50 | 0.0061941 | 0.0015524
51 | 0.002342 | 0.00058695
52 | 0.0051033 | 0.001279
53 | 0.0018409 | 0.00046137
54 | 0.0020948 | 0.00052501
55 | 0.006562 | 0.0016446
56 | 0.0055804 | 0.0013986
57 | 0.0031217 | 0.00078236
58 | 0.0035637 | 0.00089314
59 | 0.0029869 | 0.00074858
60 | 0.0056593 | 0.0014184
61 | 0.0013693 | 0.00034318
62 | 0.005675 | 0.0014223
63 | 0.004518 | 0.0011323
64 | 0.0058001 | 0.0014536
65 | 0.0018305 | 0.00045876
66 | 0.0040843 | 0.0010236
67 | 0.0018586 | 0.0004658
68 | 0.0018041 | 0.00045215
69 | 0.0016618 | 0.00041647
70 | 0.0024297 | 0.00060895
71 | 0.0055711 | 0.0013963
72 | 0.0022519 | 0.00056439
73 | 0.0074131 | 0.0018579
74 | 0.0018575 | 0.00046553
75 | 0.0045743 | 0.0011464
76 | 0.0030281 | 0.00075891
77 | 0.00097281 | 0.00024381
78 | 0.0031131 | 0.00078021
79 | 0.0014282 | 0.00035795
80 | 0.0047071 | 0.0011797
81 | 0.0024779 | 0.00062102
82 | 0.0031993 | 0.00080183
83 | 0.00518 | 0.0012982
84 | 0.0016484 | 0.00041313
85 | 0.0016707 | 0.00041873
86 | 0.00166 | 0.00041604
87 | 0.0078066 | 0.0019565
88 | 0.0016587 | 0.00041572
89 | 0.011989 | 0.0030046
90 | 0.0048123 | 0.0012061
91 | 0.0079125 | 0.0019831
92 | 0.0062462 | 0.0015654
93 | 0.0029639 | 0.00074281
94 | 0.0073444 | 0.0018407
95 | 0.0037238 | 0.00093328
96 | 0.0030808 | 0.00077213
97 | 0.005487 | 0.0013752
98 | 0.0026117 | 0.00065455
99 | 0.0012195 | 0.00030565
100 | 0.0064569 | 0.0016183
101 | 0.0010796 | 0.00027057
102 | 0.0066837 | 0.0016751
103 | 0.057622 | 0.014441
104 | 0.0056783 | 0.0014231
105 | 0.0083419 | 0.0020907

## dtypes
| element | column | dtype
0 | bus | name | object
1 | bus | vn_kv | float64
2 | bus | type | object
3 | bus | zone | object
4 | bus | in_service | bool
5 | load | name | object
6 | load | bus | uint32
7 | load | p_mw | float64
8 | load | q_mvar | float64
9 | load | const_z_percent | float64
10 | load | const_i_percent | float64
11 | load | sn_mva | float64
12 | load | scaling | float64
13 | load | in_service | bool
14 | load | type | object
15 | ext_grid | name | object
16 | ext_grid | bus | uint32
17 | ext_grid | vm_pu | float64
18 | ext_grid | va_degree | float64
19 | ext_grid | slack_weight | float64
20 | ext_grid | in_service | bool
21 | line | name | object
22 | line | std_type | object
23 | line | from_bus | uint32
24 | line | to_bus | uint32
25 | line | length_km | float64
26 | line | r_ohm_per_km | float64
27 | line | x_ohm_per_km | float64
28 | line | c_nf_per_km | float64
29 | line | g_us_per_km | float64
30 | line | max_i_ka | float64
31 | line | df | float64
32 | line | parallel | uint32
33 | line | type | object
34 | line | in_service | bool
35 | trafo | name | object
36 | trafo | std_type | object
37 | trafo | hv_bus | uint32
38 | trafo | lv_bus | uint32
39 | trafo | sn_mva | float64
40 | trafo | vn_hv_kv | float64
41 | trafo | vn_lv_kv | float64
42 | trafo | vk_percent | float64
43 | trafo | vkr_percent | float64
44 | trafo | pfe_kw | float64
45 | trafo | i0_percent | float64
46 | trafo | shift_degree | float64
47 | trafo | tap_side | object
48 | trafo | tap_neutral | int32
49 | trafo | tap_min | int32
50 | trafo | tap_max | int32
51 | trafo | tap_step_percent | float64
52 | trafo | tap_step_degree | float64
53 | trafo | tap_pos | int32
54 | trafo | tap_phase_shifter | bool
55 | trafo | parallel | uint32
56 | trafo | df | float64
57 | trafo | in_service | bool
58 | line_geodata | coords | object
59 | bus_geodata | x | float64
60 | bus_geodata | y | float64
61 | bus_geodata | coords | object
62 | res_bus | vm_pu | float64
63 | res_bus | va_degree | float64
64 | res_bus | p_mw | float64
65 | res_bus | q_mvar | float64
66 | res_line | p_from_mw | float64
67 | res_line | q_from_mvar | float64
68 | res_line | p_to_mw | float64
69 | res_line | q_to_mvar | float64
70 | res_line | pl_mw | float64
71 | res_line | ql_mvar | float64
72 | res_line | i_from_ka | float64
73 | res_line | i_to_ka | float64
74 | res_line | i_ka | float64
75 | res_line | vm_from_pu | float64
76 | res_line | va_from_degree | float64
77 | res_line | vm_to_pu | float64
78 | res_line | va_to_degree | float64
79 | res_line | loading_percent | float64
80 | res_trafo | p_hv_mw | float64
81 | res_trafo | q_hv_mvar | float64
82 | res_trafo | p_lv_mw | float64
83 | res_trafo | q_lv_mvar | float64
84 | res_trafo | pl_mw | float64
85 | res_trafo | ql_mvar | float64
86 | res_trafo | i_hv_ka | float64
87 | res_trafo | i_lv_ka | float64
88 | res_trafo | vm_hv_pu | float64
89 | res_trafo | va_hv_degree | float64
90 | res_trafo | vm_lv_pu | float64
91 | res_trafo | va_lv_degree | float64
92 | res_trafo | loading_percent | float64
93 | res_ext_grid | p_mw | float64
94 | res_ext_grid | q_mvar | float64
95 | res_load | p_mw | float64
96 | res_load | q_mvar | float64

## parameters
| version | format_version | converged | OPF_converged | name | f_hz | sn_mva
0 | 2.14.6 | 2.14.0 | TRUE | FALSE |  | 50 | 1