## bus
| name | vn_kv | type | zone | in_service
0 | bus_LV_156-2_0_3_node_0 | 0.4 | n |  | TRUE
1 | bus_LV_156-2_0_3_node_1 | 0.4 | n |  | TRUE
2 | bus_LV_156-2_0_3_node_2 | 0.4 | n |  | TRUE
3 | bus_LV_156-2_0_3_node_110 | 0.4 | n |  | TRUE
4 | bus_LV_156-2_0_3_node_111 | 0.4 | n |  | TRUE
5 | bus_LV_156-2_0_3_node_47 | 0.4 | n |  | TRUE
6 | bus_LV_156-2_0_3_node_3 | 0.4 | n |  | TRUE
7 | bus_LV_156-2_0_3_node_4 | 0.4 | n |  | TRUE
8 | bus_LV_156-2_0_3_node_5 | 0.4 | n |  | TRUE
9 | bus_LV_156-2_0_3_node_6 | 0.4 | n |  | TRUE
10 | bus_LV_156-2_0_3_node_122 | 0.4 | n |  | TRUE
11 | bus_LV_156-2_0_3_node_123 | 0.4 | n |  | TRUE
12 | bus_LV_156-2_0_3_node_124 | 0.4 | n |  | TRUE
13 | bus_LV_156-2_0_3_node_30 | 0.4 | n |  | TRUE
14 | bus_LV_156-2_0_3_node_125 | 0.4 | n |  | TRUE
15 | bus_LV_156-2_0_3_node_121 | 0.4 | n |  | TRUE
16 | bus_LV_156-2_0_3_node_10 | 0.4 | n |  | TRUE
17 | bus_LV_156-2_0_3_node_29 | 0.4 | n |  | TRUE
18 | bus_LV_156-2_0_3_node_7 | 0.4 | n |  | TRUE
19 | bus_LV_156-2_0_3_node_8 | 0.4 | n |  | TRUE
20 | bus_LV_156-2_0_3_node_9 | 0.4 | n |  | TRUE
21 | bus_LV_156-2_0_3_node_11 | 0.4 | n |  | TRUE
22 | bus_LV_156-2_0_3_node_15 | 0.4 | n |  | TRUE
23 | bus_LV_156-2_0_3_node_41 | 0.4 | n |  | TRUE
24 | bus_LV_156-2_0_3_node_13 | 0.4 | n |  | TRUE
25 | bus_LV_156-2_0_3_node_43 | 0.4 | n |  | TRUE
26 | bus_LV_156-2_0_3_node_39 | 0.4 | n |  | TRUE
27 | bus_LV_156-2_0_3_node_12 | 0.4 | n |  | TRUE
28 | bus_LV_156-2_0_3_node_14 | 0.4 | n |  | TRUE
29 | bus_LV_156-2_0_3_node_17 | 0.4 | n |  | TRUE
30 | bus_LV_156-2_0_3_node_21 | 0.4 | n |  | TRUE
31 | bus_LV_156-2_0_3_node_18 | 0.4 | n |  | TRUE
32 | bus_LV_156-2_0_3_node_54 | 0.4 | n |  | TRUE
33 | bus_LV_156-2_0_3_node_59 | 0.4 | n |  | TRUE
34 | bus_LV_156-2_0_3_node_53 | 0.4 | n |  | TRUE
35 | bus_LV_156-2_0_3_node_61 | 0.4 | n |  | TRUE
36 | bus_LV_156-2_0_3_node_60 | 0.4 | n |  | TRUE
37 | bus_LV_156-2_0_3_node_64 | 0.4 | n |  | TRUE
38 | bus_LV_156-2_0_3_node_19 | 0.4 | n |  | TRUE
39 | bus_LV_156-2_0_3_node_20 | 0.4 | n |  | TRUE
40 | bus_LV_156-2_0_3_node_77 | 0.4 | n |  | TRUE
41 | bus_LV_156-2_0_3_node_38 | 0.4 | n |  | TRUE
42 | bus_LV_156-2_0_3_node_65 | 0.4 | n |  | TRUE
43 | bus_LV_156-2_0_3_node_22 | 0.4 | n |  | TRUE
44 | bus_LV_156-2_0_3_node_23 | 0.4 | n |  | TRUE
45 | bus_LV_156-2_0_3_node_24 | 0.4 | n |  | TRUE
46 | bus_LV_156-2_0_3_node_26 | 0.4 | n |  | TRUE
47 | bus_LV_156-2_0_3_node_27 | 0.4 | n |  | TRUE
48 | bus_LV_156-2_0_3_node_28 | 0.4 | n |  | TRUE
49 | bus_LV_156-2_0_3_node_25 | 0.4 | n |  | TRUE
50 | bus_LV_156-2_0_3_node_46 | 0.4 | n |  | TRUE
51 | bus_LV_156-2_0_3_node_119 | 0.4 | n |  | TRUE
52 | bus_LV_156-2_0_3_node_48 | 0.4 | n |  | TRUE
53 | bus_LV_156-2_0_3_node_44 | 0.4 | n |  | TRUE
54 | bus_LV_156-2_0_3_node_31 | 0.4 | n |  | TRUE
55 | bus_LV_156-2_0_3_node_32 | 0.4 | n |  | TRUE
56 | bus_LV_156-2_0_3_node_33 | 0.4 | n |  | TRUE
57 | bus_LV_156-2_0_3_node_34 | 0.4 | n |  | TRUE
58 | bus_LV_156-2_0_3_node_35 | 0.4 | n |  | TRUE
59 | bus_LV_156-2_0_3_node_98 | 0.4 | n |  | TRUE
60 | bus_LV_156-2_0_3_node_36 | 0.4 | n |  | TRUE
61 | bus_LV_156-2_0_3_node_99 | 0.4 | n |  | TRUE
62 | bus_LV_156-2_0_3_node_37 | 0.4 | n |  | TRUE
63 | bus_LV_156-2_0_3_node_40 | 0.4 | n |  | TRUE
64 | bus_LV_156-2_0_3_node_42 | 0.4 | n |  | TRUE
65 | bus_LV_156-2_0_3_node_45 | 0.4 | n |  | TRUE
66 | bus_LV_156-2_0_3_node_49 | 0.4 | n |  | TRUE
67 | bus_LV_156-2_0_3_node_50 | 0.4 | n |  | TRUE
68 | bus_LV_156-2_0_3_node_51 | 0.4 | n |  | TRUE
69 | bus_LV_156-2_0_3_node_52 | 0.4 | n |  | TRUE
70 | bus_LV_156-2_0_3_node_116 | 0.4 | n |  | TRUE
71 | bus_LV_156-2_0_3_node_115 | 0.4 | n |  | TRUE
72 | bus_LV_156-2_0_3_node_57 | 0.4 | n |  | TRUE
73 | bus_LV_156-2_0_3_node_55 | 0.4 | n |  | TRUE
74 | bus_LV_156-2_0_3_node_56 | 0.4 | n |  | TRUE
75 | bus_LV_156-2_0_3_node_58 | 0.4 | n |  | TRUE
76 | bus_LV_156-2_0_3_node_113 | 0.4 | n |  | TRUE
77 | bus_LV_156-2_0_3_node_62 | 0.4 | n |  | TRUE
78 | bus_LV_156-2_0_3_node_63 | 0.4 | n |  | TRUE
79 | bus_LV_156-2_0_3_node_117 | 0.4 | n |  | TRUE
80 | bus_LV_156-2_0_3_node_68 | 0.4 | n |  | TRUE
81 | bus_LV_156-2_0_3_node_66 | 0.4 | n |  | TRUE
82 | bus_LV_156-2_0_3_node_67 | 0.4 | n |  | TRUE
83 | bus_LV_156-2_0_3_node_69 | 0.4 | n |  | TRUE
84 | bus_LV_156-2_0_3_node_70 | 0.4 | n |  | TRUE
85 | bus_LV_156-2_0_3_node_71 | 0.4 | n |  | TRUE
86 | bus_LV_156-2_0_3_node_72 | 0.4 | n |  | TRUE
87 | bus_LV_156-2_0_3_node_73 | 0.4 | n |  | TRUE
88 | bus_LV_156-2_0_3_node_75 | 0.4 | n |  | TRUE
89 | bus_LV_156-2_0_3_node_74 | 0.4 | n |  | TRUE
90 | bus_LV_156-2_0_3_node_76 | 0.4 | n |  | TRUE
91 | bus_LV_156-2_0_3_node_78 | 0.4 | n |  | TRUE
92 | bus_LV_156-2_0_3_node_79 | 0.4 | n |  | TRUE
93 | bus_LV_156-2_0_3_node_80 | 0.4 | n |  | TRUE
94 | bus_LV_156-2_0_3_node_81 | 0.4 | n |  | TRUE
95 | bus_LV_156-2_0_3_node_82 | 0.4 | n |  | TRUE
96 | bus_LV_156-2_0_3_node_83 | 0.4 | n |  | TRUE
97 | bus_LV_156-2_0_3_node_100 | 0.4 | n |  | TRUE
98 | bus_LV_156-2_0_3_node_84 | 0.4 | n |  | TRUE
99 | bus_LV_156-2_0_3_node_95 | 0.4 | n |  | TRUE
100 | bus_LV_156-2_0_3_node_96 | 0.4 | n |  | TRUE
101 | bus_LV_156-2_0_3_node_97 | 0.4 | n |  | TRUE
102 | bus_LV_156-2_0_3_node_85 | 0.4 | n |  | TRUE
103 | bus_LV_156-2_0_3_node_86 | 0.4 | n |  | TRUE
104 | bus_LV_156-2_0_3_node_87 | 0.4 | n |  | TRUE
105 | bus_LV_156-2_0_3_node_88 | 0.4 | n |  | TRUE
106 | bus_LV_156-2_0_3_node_89 | 0.4 | n |  | TRUE
107 | bus_LV_156-2_0_3_node_90 | 0.4 | n |  | TRUE
108 | bus_LV_156-2_0_3_node_105 | 0.4 | n |  | TRUE
109 | bus_LV_156-2_0_3_node_91 | 0.4 | n |  | TRUE
110 | bus_LV_156-2_0_3_node_106 | 0.4 | n |  | TRUE
111 | bus_LV_156-2_0_3_node_94 | 0.4 | n |  | TRUE
112 | bus_LV_156-2_0_3_node_92 | 0.4 | n |  | TRUE
113 | bus_LV_156-2_0_3_node_104 | 0.4 | n |  | TRUE
114 | bus_LV_156-2_0_3_node_93 | 0.4 | n |  | TRUE
115 | bus_LV_156-2_0_3_node_102 | 0.4 | n |  | TRUE
116 | bus_LV_156-2_0_3_node_109 | 0.4 | n |  | TRUE
117 | bus_LV_156-2_0_3_node_108 | 0.4 | n |  | TRUE
118 | bus_LV_156-2_0_3_node_107 | 0.4 | n |  | TRUE
119 | bus_LV_156-2_0_3_node_112 | 0.4 | n |  | TRUE
120 | bus_LV_156-2_0_3_node_114 | 0.4 | n |  | TRUE
121 | bus_MV_496_0_node_34 | 20 | n |  | TRUE

## load
| name | bus | p_mw | q_mvar | const_z_percent | const_i_percent | sn_mva | scaling | in_service | type
0 | LV_156-2_0_3_load_0 | 0 | 0.0088768 | 0.0022247 | 0 | 0 |  | 1 | TRUE | wye
1 | LV_156-2_0_3_load_1 | 1 | 0.014566 | 0.0036506 | 0 | 0 |  | 1 | TRUE | wye
2 | LV_156-2_0_3_load_2 | 2 | 0.0044526 | 0.0011159 | 0 | 0 |  | 1 | TRUE | wye
3 | LV_156-2_0_3_load_47 | 5 | 0.0037603 | 0.00094242 | 0 | 0 |  | 1 | TRUE | wye
4 | LV_156-2_0_3_load_3 | 6 | 0.011363 | 0.0028478 | 0 | 0 |  | 1 | TRUE | wye
5 | LV_156-2_0_3_load_123 | 11 | 0.013802 | 0.0034592 | 0 | 0 |  | 1 | TRUE | wye
6 | LV_156-2_0_3_load_124 | 12 | 0.01886 | 0.0047267 | 0 | 0 |  | 1 | TRUE | wye
7 | LV_156-2_0_3_load_125 | 14 | 0.0069609 | 0.0017446 | 0 | 0 |  | 1 | TRUE | wye
8 | LV_156-2_0_3_load_121 | 15 | 0.0067039 | 0.0016802 | 0 | 0 |  | 1 | TRUE | wye
9 | LV_156-2_0_3_load_10 | 16 | 0.0033951 | 0.00085089 | 0 | 0 |  | 1 | TRUE | wye
10 | LV_156-2_0_3_load_29 | 17 | 0.0022749 | 0.00057014 | 0 | 0 |  | 1 | TRUE | wye
11 | LV_156-2_0_3_load_7 | 18 | 0.0071204 | 0.0017845 | 0 | 0 |  | 1 | TRUE | wye
12 | LV_156-2_0_3_load_8 | 19 | 0.0035066 | 0.00087883 | 0 | 0 |  | 1 | TRUE | wye
13 | LV_156-2_0_3_load_15 | 22 | 0.0055235 | 0.0013843 | 0 | 0 |  | 1 | TRUE | wye
14 | LV_156-2_0_3_load_13 | 24 | 0.0080859 | 0.0020265 | 0 | 0 |  | 1 | TRUE | wye
15 | LV_156-2_0_3_load_43 | 25 | 0.01095 | 0.0027443 | 0 | 0 |  | 1 | TRUE | wye
16 | LV_156-2_0_3_load_39 | 26 | 0.025403 | 0.0063667 | 0 | 0 |  | 1 | TRUE | wye
17 | LV_156-2_0_3_load_12 | 27 | 0.0044113 | 0.0011056 | 0 | 0 |  | 1 | TRUE | wye
18 | LV_156-2_0_3_load_21 | 30 | 0.0018268 | 0.00045785 | 0 | 0 |  | 1 | TRUE | wye
19 | LV_156-2_0_3_load_18 | 31 | 0.0047092 | 0.0011802 | 0 | 0 |  | 1 | TRUE | wye
20 | LV_156-2_0_3_load_53 | 34 | 0.029626 | 0.007425 | 0 | 0 |  | 1 | TRUE | wye
21 | LV_156-2_0_3_load_61 | 35 | 0.0021411 | 0.00053661 | 0 | 0 |  | 1 | TRUE | wye
22 | LV_156-2_0_3_load_60 | 36 | 0.0012871 | 0.00032258 | 0 | 0 |  | 1 | TRUE | wye
23 | LV_156-2_0_3_load_64 | 37 | 0.0029537 | 0.00074027 | 0 | 0 |  | 1 | TRUE | wye
24 | LV_156-2_0_3_load_19 | 38 | 0.0017946 | 0.00044978 | 0 | 0 |  | 1 | TRUE | wye
25 | LV_156-2_0_3_load_20 | 39 | 0.003446 | 0.00086365 | 0 | 0 |  | 1 | TRUE | wye
26 | LV_156-2_0_3_load_77 | 40 | 0.0051003 | 0.0012783 | 0 | 0 |  | 1 | TRUE | wye
27 | LV_156-2_0_3_load_38 | 41 | 0.0023899 | 0.00059897 | 0 | 0 |  | 1 | TRUE | wye
28 | LV_156-2_0_3_load_65 | 42 | 0.0020428 | 0.00051197 | 0 | 0 |  | 1 | TRUE | wye
29 | LV_156-2_0_3_load_22 | 43 | 0.0027674 | 0.00069359 | 0 | 0 |  | 1 | TRUE | wye
30 | LV_156-2_0_3_load_27 | 47 | 0.0047013 | 0.0011782 | 0 | 0 |  | 1 | TRUE | wye
31 | LV_156-2_0_3_load_28 | 48 | 0.0040435 | 0.0010134 | 0 | 0 |  | 1 | TRUE | wye
32 | LV_156-2_0_3_load_25 | 49 | 0.0020114 | 0.00050411 | 0 | 0 |  | 1 | TRUE | wye
33 | LV_156-2_0_3_load_119 | 51 | 0.0093277 | 0.0023377 | 0 | 0 |  | 1 | TRUE | wye
34 | LV_156-2_0_3_load_48 | 52 | 0.0026062 | 0.00065317 | 0 | 0 |  | 1 | TRUE | wye
35 | LV_156-2_0_3_load_44 | 53 | 0.0048849 | 0.0012243 | 0 | 0 |  | 1 | TRUE | wye
36 | LV_156-2_0_3_load_31 | 54 | 0.0015936 | 0.00039938 | 0 | 0 |  | 1 | TRUE | wye
37 | LV_156-2_0_3_load_32 | 55 | 0.0021866 | 0.00054802 | 0 | 0 |  | 1 | TRUE | wye
38 | LV_156-2_0_3_load_33 | 56 | 0.0023449 | 0.00058768 | 0 | 0 |  | 1 | TRUE | wye
39 | LV_156-2_0_3_load_34 | 57 | 0.0055339 | 0.0013869 | 0 | 0 |  | 1 | TRUE | wye
40 | LV_156-2_0_3_load_35 | 58 | 0.0024446 | 0.00061267 | 0 | 0 |  | 1 | TRUE | wye
41 | LV_156-2_0_3_load_98 | 59 | 0.002073 | 0.00051955 | 0 | 0 |  | 1 | TRUE | wye
42 | LV_156-2_0_3_load_36 | 60 | 0.0024339 | 0.00061 | 0 | 0 |  | 1 | TRUE | wye
43 | LV_156-2_0_3_load_99 | 61 | 0.0014394 | 0.00036075 | 0 | 0 |  | 1 | TRUE | wye
44 | LV_156-2_0_3_load_37 | 62 | 0.0024561 | 0.00061556 | 0 | 0 |  | 1 | TRUE | wye
45 | LV_156-2_0_3_load_40 | 63 | 0.022079 | 0.0055336 | 0 | 0 |  | 1 | TRUE | wye
46 | LV_156-2_0_3_load_42 | 64 | 0.0046707 | 0.0011706 | 0 | 0 |  | 1 | TRUE | wye
47 | LV_156-2_0_3_load_45 | 65 | 0.003585 | 0.00089848 | 0 | 0 |  | 1 | TRUE | wye
48 | LV_156-2_0_3_load_49 | 66 | 0.0060227 | 0.0015094 | 0 | 0 |  | 1 | TRUE | wye
49 | LV_156-2_0_3_load_52 | 69 | 0.0075492 | 0.001892 | 0 | 0 |  | 1 | TRUE | wye
50 | LV_156-2_0_3_load_116 | 70 | 0.0019439 | 0.0004872 | 0 | 0 |  | 1 | TRUE | wye
51 | LV_156-2_0_3_load_57 | 72 | 0.0033472 | 0.00083889 | 0 | 0 |  | 1 | TRUE | wye
52 | LV_156-2_0_3_load_55 | 73 | 0.00197 | 0.00049373 | 0 | 0 |  | 1 | TRUE | wye
53 | LV_156-2_0_3_load_56 | 74 | 0.0020681 | 0.00051832 | 0 | 0 |  | 1 | TRUE | wye
54 | LV_156-2_0_3_load_58 | 75 | 0.0018805 | 0.0004713 | 0 | 0 |  | 1 | TRUE | wye
55 | LV_156-2_0_3_load_113 | 76 | 0.0011346 | 0.00028435 | 0 | 0 |  | 1 | TRUE | wye
56 | LV_156-2_0_3_load_62 | 77 | 0.00078628 | 0.00019706 | 0 | 0 |  | 1 | TRUE | wye
57 | LV_156-2_0_3_load_63 | 78 | 0.00093186 | 0.00023355 | 0 | 0 |  | 1 | TRUE | wye
58 | LV_156-2_0_3_load_117 | 79 | 0.00094593 | 0.00023707 | 0 | 0 |  | 1 | TRUE | wye
59 | LV_156-2_0_3_load_66 | 81 | 0.0019804 | 0.00049634 | 0 | 0 |  | 1 | TRUE | wye
60 | LV_156-2_0_3_load_69 | 83 | 0.0021155 | 0.00053019 | 0 | 0 |  | 1 | TRUE | wye
61 | LV_156-2_0_3_load_70 | 84 | 0.0019078 | 0.00047814 | 0 | 0 |  | 1 | TRUE | wye
62 | LV_156-2_0_3_load_71 | 85 | 0.0014106 | 0.00035354 | 0 | 0 |  | 1 | TRUE | wye
63 | LV_156-2_0_3_load_72 | 86 | 0.0012322 | 0.00030881 | 0 | 0 |  | 1 | TRUE | wye
64 | LV_156-2_0_3_load_73 | 87 | 0.0026645 | 0.00066778 | 0 | 0 |  | 1 | TRUE | wye
65 | LV_156-2_0_3_load_75 | 88 | 0.0011284 | 0.00028281 | 0 | 0 |  | 1 | TRUE | wye
66 | LV_156-2_0_3_load_74 | 89 | 0.0016298 | 0.00040846 | 0 | 0 |  | 1 | TRUE | wye
67 | LV_156-2_0_3_load_76 | 90 | 0.0018012 | 0.00045142 | 0 | 0 |  | 1 | TRUE | wye
68 | LV_156-2_0_3_load_78 | 91 | 0.0019924 | 0.00049934 | 0 | 0 |  | 1 | TRUE | wye
69 | LV_156-2_0_3_load_79 | 92 | 0.0024791 | 0.00062133 | 0 | 0 |  | 1 | TRUE | wye
70 | LV_156-2_0_3_load_81 | 94 | 0.00174 | 0.0004361 | 0 | 0 |  | 1 | TRUE | wye
71 | LV_156-2_0_3_load_82 | 95 | 0.0030224 | 0.00075748 | 0 | 0 |  | 1 | TRUE | wye
72 | LV_156-2_0_3_load_83 | 96 | 0.0012203 | 0.00030584 | 0 | 0 |  | 1 | TRUE | wye
73 | LV_156-2_0_3_load_100 | 97 | 0.0020768 | 0.00052049 | 0 | 0 |  | 1 | TRUE | wye
74 | LV_156-2_0_3_load_84 | 98 | 0.0025866 | 0.00064827 | 0 | 0 |  | 1 | TRUE | wye
75 | LV_156-2_0_3_load_97 | 101 | 0.0011381 | 0.00028523 | 0 | 0 |  | 1 | TRUE | wye
76 | LV_156-2_0_3_load_85 | 102 | 0.0018459 | 0.00046262 | 0 | 0 |  | 1 | TRUE | wye
77 | LV_156-2_0_3_load_86 | 103 | 0.0017769 | 0.00044532 | 0 | 0 |  | 1 | TRUE | wye
78 | LV_156-2_0_3_load_87 | 104 | 0.0013667 | 0.00034252 | 0 | 0 |  | 1 | TRUE | wye
79 | LV_156-2_0_3_load_88 | 105 | 0.0020499 | 0.00051374 | 0 | 0 |  | 1 | TRUE | wye
80 | LV_156-2_0_3_load_89 | 106 | 0.0022703 | 0.00056899 | 0 | 0 |  | 1 | TRUE | wye
81 | LV_156-2_0_3_load_105 | 108 | 0.0013983 | 0.00035045 | 0 | 0 |  | 1 | TRUE | wye
82 | LV_156-2_0_3_load_106 | 110 | 0.0013156 | 0.00032972 | 0 | 0 |  | 1 | TRUE | wye
83 | LV_156-2_0_3_load_94 | 111 | 0.0021955 | 0.00055025 | 0 | 0 |  | 1 | TRUE | wye
84 | LV_156-2_0_3_load_92 | 112 | 0.0016827 | 0.00042172 | 0 | 0 |  | 1 | TRUE | wye
85 | LV_156-2_0_3_load_104 | 113 | 0.002068 | 0.00051829 | 0 | 0 |  | 1 | TRUE | wye
86 | LV_156-2_0_3_load_93 | 114 | 0.0014689 | 0.00036814 | 0 | 0 |  | 1 | TRUE | wye
87 | LV_156-2_0_3_load_102 | 115 | 0.0023705 | 0.0005941 | 0 | 0 |  | 1 | TRUE | wye
88 | LV_156-2_0_3_load_108 | 117 | 0.0013766 | 0.00034501 | 0 | 0 |  | 1 | TRUE | wye
89 | LV_156-2_0_3_load_107 | 118 | 0.0015064 | 0.00037754 | 0 | 0 |  | 1 | TRUE | wye
90 | LV_156-2_0_3_load_112 | 119 | 0.0011859 | 0.00029721 | 0 | 0 |  | 1 | TRUE | wye
91 | LV_156-2_0_3_load_114 | 120 | 0.0020677 | 0.00051822 | 0 | 0 |  | 1 | TRUE | wye

## ext_grid
| name | bus | vm_pu | va_degree | slack_weight | in_service
0 |  | 18 | 1 | 0 | 1 | TRUE

## line
| name | std_type | from_bus | to_bus | length_km | r_ohm_per_km | x_ohm_per_km | c_nf_per_km | g_us_per_km | max_i_ka | df | parallel | type | in_service
0 | LV_156-2_0_3_line_0 |  | 0 | 1 | 0.020118 | 0.125 | 0.08 | 261 | 0 | 0.364 | 1 | 1 | cs | TRUE
1 | LV_156-2_0_3_line_1 |  | 1 | 2 | 0.029545 | 0.125 | 0.08 | 261 | 0 | 0.364 | 1 | 1 | cs | TRUE
2 | LV_156-2_0_3_line_2 |  | 2 | 3 | 0.018396 | 0.125 | 0.08 | 261 | 0 | 0.364 | 1 | 1 | cs | TRUE
3 | LV_156-2_0_3_line_3 |  | 3 | 4 | 0.035015 | 0.125 | 0.08 | 261 | 0 | 0.364 | 1 | 1 | cs | TRUE
4 | LV_156-2_0_3_line_4 |  | 3 | 5 | 0.022996 | 0.125 | 0.08 | 261 | 0 | 0.364 | 1 | 1 | cs | TRUE
5 | LV_156-2_0_3_line_5 |  | 4 | 15 | 0.003444 | 0.125 | 0.08 | 261 | 0 | 0.364 | 1 | 1 | cs | TRUE
6 | LV_156-2_0_3_line_6 |  | 4 | 10 | 0.01625 | 0.125 | 0.08 | 261 | 0 | 0.364 | 1 | 1 | cs | TRUE
7 | LV_156-2_0_3_line_7 |  | 5 | 65 | 0.012208 | 0.125 | 0.08 | 261 | 0 | 0.364 | 1 | 1 | cs | TRUE
8 | LV_156-2_0_3_line_8 |  | 6 | 7 | 0.026611 | 0.125 | 0.08 | 261 | 0 | 0.364 | 1 | 1 | cs | TRUE
9 | LV_156-2_0_3_line_9 |  | 7 | 8 | 0.019013 | 0.125 | 0.08 | 261 | 0 | 0.364 | 1 | 1 | cs | TRUE
10 | LV_156-2_0_3_line_10 |  | 7 | 9 | 0.002099 | 0.125 | 0.08 | 261 | 0 | 0.364 | 1 | 1 | cs | TRUE
11 | LV_156-2_0_3_line_11 |  | 8 | 10 | 0.0117 | 0.125 | 0.08 | 261 | 0 | 0.364 | 1 | 1 | cs | TRUE
12 | LV_156-2_0_3_line_12 |  | 8 | 11 | 0.014811 | 0.125 | 0.08 | 261 | 0 | 0.364 | 1 | 1 | cs | TRUE
13 | LV_156-2_0_3_line_13 |  | 9 | 12 | 0.009084 | 0.125 | 0.08 | 261 | 0 | 0.364 | 1 | 1 | cs | TRUE
14 | LV_156-2_0_3_line_14 |  | 9 | 13 | 0.045638 | 0.125 | 0.08 | 261 | 0 | 0.364 | 1 | 1 | cs | TRUE
15 | LV_156-2_0_3_line_15 |  | 10 | 14 | 0.003329 | 0.125 | 0.08 | 261 | 0 | 0.364 | 1 | 1 | cs | TRUE
16 | LV_156-2_0_3_line_16 |  | 13 | 16 | 0.011779 | 0.125 | 0.08 | 261 | 0 | 0.364 | 1 | 1 | cs | TRUE
17 | LV_156-2_0_3_line_17 |  | 13 | 17 | 0.0047776 | 0.125 | 0.08 | 261 | 0 | 0.364 | 1 | 1 | cs | TRUE
18 | LV_156-2_0_3_line_18 |  | 16 | 19 | 0.020826 | 0.125 | 0.08 | 261 | 0 | 0.364 | 1 | 1 | cs | TRUE
19 | LV_156-2_0_3_line_19 |  | 17 | 47 | 0.022059 | 0.125 | 0.08 | 261 | 0 | 0.364 | 1 | 1 | cs | TRUE
20 | LV_156-2_0_3_line_20 |  | 18 | 19 | 0.024984 | 0.125 | 0.08 | 261 | 0 | 0.364 | 1 | 1 | cs | TRUE
21 | LV_156-2_0_3_line_21 |  | 18 | 20 | 0.020744 | 0.125 | 0.08 | 261 | 0 | 0.364 | 1 | 2 | cs | TRUE
22 | LV_156-2_0_3_line_22 |  | 20 | 21 | 0.029353 | 0.125 | 0.08 | 261 | 0 | 0.364 | 1 | 2 | cs | TRUE
23 | LV_156-2_0_3_line_23 |  | 21 | 22 | 0.013411 | 0.125 | 0.08 | 261 | 0 | 0.364 | 1 | 2 | cs | TRUE
24 | LV_156-2_0_3_line_24 |  | 21 | 23 | 0.017508 | 0.125 | 0.08 | 261 | 0 | 0.364 | 1 | 1 | cs | TRUE
25 | LV_156-2_0_3_line_25 |  | 22 | 24 | 0.017852 | 0.125 | 0.08 | 261 | 0 | 0.364 | 1 | 2 | cs | TRUE
26 | LV_156-2_0_3_line_26 |  | 23 | 25 | 0.020345 | 0.125 | 0.08 | 261 | 0 | 0.364 | 1 | 1 | cs | TRUE
27 | LV_156-2_0_3_line_27 |  | 23 | 26 | 0.03572 | 0.125 | 0.08 | 261 | 0 | 0.364 | 1 | 1 | cs | TRUE
28 | LV_156-2_0_3_line_28 |  | 24 | 27 | 0.006975 | 0.125 | 0.08 | 261 | 0 | 0.364 | 1 | 2 | cs | TRUE
29 | LV_156-2_0_3_line_29 |  | 25 | 34 | 0.025886 | 0.125 | 0.08 | 261 | 0 | 0.364 | 1 | 1 | cs | TRUE
30 | LV_156-2_0_3_line_30 |  | 26 | 63 | 0.020151 | 0.125 | 0.08 | 261 | 0 | 0.364 | 1 | 1 | cs | TRUE
31 | LV_156-2_0_3_line_31 |  | 27 | 28 | 0.015169 | 0.125 | 0.08 | 261 | 0 | 0.364 | 1 | 2 | cs | TRUE
32 | LV_156-2_0_3_line_32 |  | 28 | 29 | 0.031662 | 0.125 | 0.08 | 261 | 0 | 0.364 | 1 | 2 | cs | TRUE
33 | LV_156-2_0_3_line_33 |  | 29 | 30 | 0.027563 | 0.125 | 0.08 | 261 | 0 | 0.364 | 1 | 1 | cs | TRUE
34 | LV_156-2_0_3_line_34 |  | 29 | 31 | 0.018044 | 0.125 | 0.08 | 261 | 0 | 0.364 | 1 | 2 | cs | TRUE
35 | LV_156-2_0_3_line_35 |  | 30 | 37 | 0.029846 | 0.125 | 0.08 | 261 | 0 | 0.364 | 1 | 1 | cs | TRUE
36 | LV_156-2_0_3_line_36 |  | 31 | 38 | 0.0038623 | 0.125 | 0.08 | 261 | 0 | 0.364 | 1 | 2 | cs | TRUE
37 | LV_156-2_0_3_line_37 |  | 32 | 33 | 0.030798 | 0.125 | 0.08 | 261 | 0 | 0.364 | 1 | 1 | cs | TRUE
38 | LV_156-2_0_3_line_38 |  | 32 | 34 | 0.026509 | 0.125 | 0.08 | 261 | 0 | 0.364 | 1 | 1 | cs | TRUE
39 | LV_156-2_0_3_line_39 |  | 33 | 72 | 0.0092417 | 0.125 | 0.08 | 261 | 0 | 0.364 | 1 | 1 | cs | TRUE
40 | LV_156-2_0_3_line_40 |  | 35 | 36 | 0.0051906 | 0.125 | 0.08 | 261 | 0 | 0.364 | 1 | 1 | cs | TRUE
41 | LV_156-2_0_3_line_41 |  | 36 | 77 | 0.0059205 | 0.125 | 0.08 | 261 | 0 | 0.364 | 1 | 1 | cs | TRUE
42 | LV_156-2_0_3_line_42 |  | 37 | 42 | 0.00038511 | 0.125 | 0.08 | 261 | 0 | 0.364 | 1 | 1 | cs | TRUE
43 | LV_156-2_0_3_line_43 |  | 38 | 39 | 0.017892 | 0.125 | 0.08 | 261 | 0 | 0.364 | 1 | 1 | cs | TRUE
44 | LV_156-2_0_3_line_44 |  | 39 | 40 | 0.019162 | 0.125 | 0.08 | 261 | 0 | 0.364 | 1 | 1 | cs | TRUE
45 | LV_156-2_0_3_line_45 |  | 40 | 41 | 0.010071 | 0.125 | 0.08 | 261 | 0 | 0.364 | 1 | 1 | cs | TRUE
46 | LV_156-2_0_3_line_46 |  | 41 | 62 | 0.0017692 | 0.125 | 0.08 | 261 | 0 | 0.364 | 1 | 1 | cs | TRUE
47 | LV_156-2_0_3_line_47 |  | 42 | 81 | 0.023574 | 0.125 | 0.08 | 261 | 0 | 0.364 | 1 | 1 | cs | TRUE
48 | LV_156-2_0_3_line_48 |  | 43 | 44 | 0.013367 | 0.125 | 0.08 | 261 | 0 | 0.364 | 1 | 1 | cs | TRUE
49 | LV_156-2_0_3_line_49 |  | 43 | 45 | 0.0152 | 0.125 | 0.08 | 261 | 0 | 0.364 | 1 | 1 | cs | TRUE
50 | LV_156-2_0_3_line_50 |  | 44 | 46 | 0.042839 | 0.125 | 0.08 | 261 | 0 | 0.364 | 1 | 1 | cs | TRUE
51 | LV_156-2_0_3_line_51 |  | 45 | 47 | 0.020738 | 0.125 | 0.08 | 261 | 0 | 0.364 | 1 | 1 | cs | TRUE
52 | LV_156-2_0_3_line_52 |  | 45 | 48 | 0.023748 | 0.125 | 0.08 | 261 | 0 | 0.364 | 1 | 1 | cs | TRUE
53 | LV_156-2_0_3_line_53 |  | 46 | 51 | 0.021903 | 0.125 | 0.08 | 261 | 0 | 0.364 | 1 | 1 | cs | TRUE
54 | LV_156-2_0_3_line_54 |  | 49 | 50 | 0.010508 | 0.125 | 0.08 | 261 | 0 | 0.364 | 1 | 1 | cs | TRUE
55 | LV_156-2_0_3_line_55 |  | 50 | 52 | 0.023197 | 0.125 | 0.08 | 261 | 0 | 0.364 | 1 | 1 | cs | TRUE
56 | LV_156-2_0_3_line_56 |  | 50 | 53 | 0.01233 | 0.125 | 0.08 | 261 | 0 | 0.364 | 1 | 1 | cs | TRUE
57 | LV_156-2_0_3_line_57 |  | 53 | 65 | 0.022607 | 0.125 | 0.08 | 261 | 0 | 0.364 | 1 | 1 | cs | TRUE
58 | LV_156-2_0_3_line_58 |  | 54 | 55 | 0.012856 | 0.125 | 0.08 | 261 | 0 | 0.364 | 1 | 1 | cs | TRUE
59 | LV_156-2_0_3_line_59 |  | 54 | 56 | 0.0080216 | 0.125 | 0.08 | 261 | 0 | 0.364 | 1 | 1 | cs | TRUE
60 | LV_156-2_0_3_line_60 |  | 55 | 57 | 0.01271 | 0.125 | 0.08 | 261 | 0 | 0.364 | 1 | 1 | cs | TRUE
61 | LV_156-2_0_3_line_61 |  | 56 | 58 | 0.019266 | 0.125 | 0.08 | 261 | 0 | 0.364 | 1 | 1 | cs | TRUE
62 | LV_156-2_0_3_line_62 |  | 57 | 59 | 0.05194 | 0.125 | 0.08 | 261 | 0 | 0.364 | 1 | 1 | cs | TRUE
63 | LV_156-2_0_3_line_63 |  | 58 | 60 | 0.00023915 | 0.125 | 0.08 | 261 | 0 | 0.364 | 1 | 1 | cs | TRUE
64 | LV_156-2_0_3_line_64 |  | 59 | 61 | 0.019494 | 0.125 | 0.08 | 261 | 0 | 0.364 | 1 | 1 | cs | TRUE
65 | LV_156-2_0_3_line_65 |  | 60 | 62 | 0.020094 | 0.125 | 0.08 | 261 | 0 | 0.364 | 1 | 1 | cs | TRUE
66 | LV_156-2_0_3_line_66 |  | 61 | 97 | 0.020883 | 0.125 | 0.08 | 261 | 0 | 0.364 | 1 | 1 | cs | TRUE
67 | LV_156-2_0_3_line_67 |  | 63 | 64 | 0.025074 | 0.125 | 0.08 | 261 | 0 | 0.364 | 1 | 1 | cs | TRUE
68 | LV_156-2_0_3_line_68 |  | 66 | 67 | 0.013858 | 0.125 | 0.08 | 261 | 0 | 0.364 | 1 | 1 | cs | TRUE
69 | LV_156-2_0_3_line_69 |  | 67 | 68 | 0.027576 | 0.125 | 0.08 | 261 | 0 | 0.364 | 1 | 1 | cs | TRUE
70 | LV_156-2_0_3_line_70 |  | 67 | 69 | 0.058323 | 0.125 | 0.08 | 261 | 0 | 0.364 | 1 | 1 | cs | TRUE
71 | LV_156-2_0_3_line_71 |  | 68 | 70 | 0.029069 | 0.125 | 0.08 | 261 | 0 | 0.364 | 1 | 1 | cs | TRUE
72 | LV_156-2_0_3_line_72 |  | 70 | 71 | 0.015942 | 0.125 | 0.08 | 261 | 0 | 0.364 | 1 | 1 | cs | TRUE
73 | LV_156-2_0_3_line_73 |  | 71 | 76 | 0.011521 | 0.125 | 0.08 | 261 | 0 | 0.364 | 1 | 1 | cs | TRUE
74 | LV_156-2_0_3_line_74 |  | 71 | 75 | 0.016409 | 0.125 | 0.08 | 261 | 0 | 0.364 | 1 | 1 | cs | TRUE
75 | LV_156-2_0_3_line_75 |  | 72 | 73 | 0.017611 | 0.125 | 0.08 | 261 | 0 | 0.364 | 1 | 1 | cs | TRUE
76 | LV_156-2_0_3_line_76 |  | 73 | 74 | 0.0033655 | 0.125 | 0.08 | 261 | 0 | 0.364 | 1 | 1 | cs | TRUE
77 | LV_156-2_0_3_line_77 |  | 74 | 75 | 0.003467 | 0.125 | 0.08 | 261 | 0 | 0.364 | 1 | 1 | cs | TRUE
78 | LV_156-2_0_3_line_78 |  | 76 | 119 | 0.0067118 | 0.125 | 0.08 | 261 | 0 | 0.364 | 1 | 1 | cs | TRUE
79 | LV_156-2_0_3_line_79 |  | 77 | 78 | 0.015324 | 0.125 | 0.08 | 261 | 0 | 0.364 | 1 | 1 | cs | TRUE
80 | LV_156-2_0_3_line_80 |  | 78 | 79 | 0.0064954 | 0.125 | 0.08 | 261 | 0 | 0.364 | 1 | 1 | cs | TRUE
81 | LV_156-2_0_3_line_81 |  | 79 | 80 | 0.005393 | 0.125 | 0.08 | 261 | 0 | 0.364 | 1 | 1 | cs | TRUE
82 | LV_156-2_0_3_line_82 |  | 80 | 82 | 0.031054 | 0.125 | 0.08 | 261 | 0 | 0.364 | 1 | 1 | cs | TRUE
83 | LV_156-2_0_3_line_83 |  | 81 | 82 | 0.028027 | 0.125 | 0.08 | 261 | 0 | 0.364 | 1 | 1 | cs | TRUE
84 | LV_156-2_0_3_line_84 |  | 83 | 84 | 0.0046568 | 0.125 | 0.08 | 261 | 0 | 0.364 | 1 | 1 | cs | TRUE
85 | LV_156-2_0_3_line_85 |  | 83 | 85 | 0.020993 | 0.125 | 0.08 | 261 | 0 | 0.364 | 1 | 1 | cs | TRUE
86 | LV_156-2_0_3_line_86 |  | 84 | 86 | 0.022109 | 0.125 | 0.08 | 261 | 0 | 0.364 | 1 | 1 | cs | TRUE
87 | LV_156-2_0_3_line_87 |  | 85 | 87 | 0.0043427 | 0.125 | 0.08 | 261 | 0 | 0.364 | 1 | 1 | cs | TRUE
88 | LV_156-2_0_3_line_88 |  | 86 | 88 | 0.0015515 | 0.125 | 0.08 | 261 | 0 | 0.364 | 1 | 1 | cs | TRUE
89 | LV_156-2_0_3_line_89 |  | 87 | 89 | 0.016413 | 0.125 | 0.08 | 261 | 0 | 0.364 | 1 | 1 | cs | TRUE
90 | LV_156-2_0_3_line_90 |  | 88 | 90 | 0.020904 | 0.125 | 0.08 | 261 | 0 | 0.364 | 1 | 1 | cs | TRUE
91 | LV_156-2_0_3_line_91 |  | 90 | 91 | 0.0047117 | 0.125 | 0.08 | 261 | 0 | 0.364 | 1 | 1 | cs | TRUE
92 | LV_156-2_0_3_line_92 |  | 91 | 92 | 0.019631 | 0.125 | 0.08 | 261 | 0 | 0.364 | 1 | 1 | cs | TRUE
93 | LV_156-2_0_3_line_93 |  | 92 | 93 | 0.0338 | 0.125 | 0.08 | 261 | 0 | 0.364 | 1 | 1 | cs | TRUE
94 | LV_156-2_0_3_line_94 |  | 93 | 94 | 0.0024872 | 0.125 | 0.08 | 261 | 0 | 0.364 | 1 | 1 | cs | TRUE
95 | LV_156-2_0_3_line_95 |  | 93 | 95 | 0.0082269 | 0.125 | 0.08 | 261 | 0 | 0.364 | 1 | 1 | cs | TRUE
96 | LV_156-2_0_3_line_96 |  | 94 | 96 | 0.035111 | 0.125 | 0.08 | 261 | 0 | 0.364 | 1 | 1 | cs | TRUE
97 | LV_156-2_0_3_line_97 |  | 95 | 97 | 0.018012 | 0.125 | 0.08 | 261 | 0 | 0.364 | 1 | 1 | cs | TRUE
98 | LV_156-2_0_3_line_98 |  | 96 | 98 | 0.001743 | 0.125 | 0.08 | 261 | 0 | 0.364 | 1 | 1 | cs | TRUE
99 | LV_156-2_0_3_line_99 |  | 98 | 99 | 0.018221 | 0.125 | 0.08 | 261 | 0 | 0.364 | 1 | 1 | cs | TRUE
100 | LV_156-2_0_3_line_100 |  | 99 | 100 | 0.001362 | 0.125 | 0.08 | 261 | 0 | 0.364 | 1 | 1 | cs | TRUE
101 | LV_156-2_0_3_line_101 |  | 99 | 101 | 0.020398 | 0.125 | 0.08 | 261 | 0 | 0.364 | 1 | 1 | cs | TRUE
102 | LV_156-2_0_3_line_102 |  | 100 | 115 | 0.015033 | 0.125 | 0.08 | 261 | 0 | 0.364 | 1 | 1 | cs | TRUE
103 | LV_156-2_0_3_line_103 |  | 101 | 116 | 0.004871 | 0.125 | 0.08 | 261 | 0 | 0.364 | 1 | 1 | cs | TRUE
104 | LV_156-2_0_3_line_104 |  | 102 | 103 | 0.00010259 | 0.125 | 0.08 | 261 | 0 | 0.364 | 1 | 1 | cs | TRUE
105 | LV_156-2_0_3_line_105 |  | 102 | 104 | 0.018263 | 0.125 | 0.08 | 261 | 0 | 0.364 | 1 | 1 | cs | TRUE
106 | LV_156-2_0_3_line_106 |  | 103 | 105 | 0.01988 | 0.125 | 0.08 | 261 | 0 | 0.364 | 1 | 1 | cs | TRUE
107 | LV_156-2_0_3_line_107 |  | 104 | 106 | 0.0063415 | 0.125 | 0.08 | 261 | 0 | 0.364 | 1 | 1 | cs | TRUE
108 | LV_156-2_0_3_line_108 |  | 105 | 107 | 0.013432 | 0.125 | 0.08 | 261 | 0 | 0.364 | 1 | 1 | cs | TRUE
109 | LV_156-2_0_3_line_109 |  | 106 | 108 | 0.0028918 | 0.125 | 0.08 | 261 | 0 | 0.364 | 1 | 1 | cs | TRUE
110 | LV_156-2_0_3_line_110 |  | 107 | 109 | 0.06562 | 0.125 | 0.08 | 261 | 0 | 0.364 | 1 | 1 | cs | TRUE
111 | LV_156-2_0_3_line_111 |  | 108 | 110 | 0.013177 | 0.125 | 0.08 | 261 | 0 | 0.364 | 1 | 1 | cs | TRUE
112 | LV_156-2_0_3_line_112 |  | 109 | 111 | 0.017387 | 0.125 | 0.08 | 261 | 0 | 0.364 | 1 | 1 | cs | TRUE
113 | LV_156-2_0_3_line_113 |  | 109 | 112 | 0.0070821 | 0.125 | 0.08 | 261 | 0 | 0.364 | 1 | 1 | cs | TRUE
114 | LV_156-2_0_3_line_114 |  | 110 | 118 | 0.0018094 | 0.125 | 0.08 | 261 | 0 | 0.364 | 1 | 1 | cs | TRUE
115 | LV_156-2_0_3_line_115 |  | 111 | 113 | 0.00053067 | 0.125 | 0.08 | 261 | 0 | 0.364 | 1 | 1 | cs | TRUE
116 | LV_156-2_0_3_line_116 |  | 112 | 114 | 0.007068 | 0.125 | 0.08 | 261 | 0 | 0.364 | 1 | 1 | cs | TRUE
117 | LV_156-2_0_3_line_117 |  | 116 | 117 | 0.011934 | 0.125 | 0.08 | 261 | 0 | 0.364 | 1 | 1 | cs | TRUE
118 | LV_156-2_0_3_line_118 |  | 117 | 118 | 0.0069893 | 0.125 | 0.08 | 261 | 0 | 0.364 | 1 | 1 | cs | TRUE
119 | LV_156-2_0_3_line_119 |  | 119 | 120 | 0.0066699 | 0.125 | 0.08 | 261 | 0 | 0.364 | 1 | 1 | cs | TRUE

## trafo
| name | std_type | hv_bus | lv_bus | sn_mva | vn_hv_kv | vn_lv_kv | vk_percent | vkr_percent | pfe_kw | i0_percent | shift_degree | tap_side | tap_neutral | tap_min | tap_max | tap_step_percent | tap_step_degree | tap_pos | tap_phase_shifter | parallel | df | in_service
0 | LV_156-2_0_3_trafo_7 | 0.63 MVA 20/0.4 kV | 121 | 18 | 0.63 | 20 | 0.4 | 6 | 1.206 | 1.65 | 0.2619 | 150 | hv | 0 | -2 | 2 | 2.5 | 0 | 0 | FALSE | 1 | 1 | TRUE

## line_geodata
| x0 | y0 | x1 | y1 | x2 | y2 | x3 | y3 | x4 | y4 | x5 | y5
0 | 2691687.1034 | 1236349.2932 | 2691707.0167 | 1236346.4338
1 | 2691717.0819 | 1236327.3015 | 2691717.6428 | 1236329.1114 | 2691718.8772 | 1236344.7307 | 2691707.0167 | 1236346.4338
2 | 2691711.4478 | 1236309.7906 | 2691714.7449 | 1236319.7598 | 2691717.0819 | 1236327.3015
3 | 2691711.4478 | 1236309.7906 | 2691732.8909 | 1236304.2287 | 2691731.7872 | 1236291.4134
4 | 2691711.4478 | 1236309.7906 | 2691694.1903 | 1236309.9354 | 2691691.5412 | 1236309.4609 | 2691689.7478 | 1236306.9981
5 | 2691728.3466 | 1236291.7161 | 2691731.7872 | 1236291.4134
6 | 2691731.7872 | 1236291.4134 | 2691730.4026 | 1236275.2247
7 | 2691688.7181 | 1236294.8339 | 2691689.7478 | 1236306.9981
8 | 2691738.6078 | 1236255.5482 | 2691712.0468 | 1236257.1835
9 | 2691738.6078 | 1236255.5482 | 2691742.0955 | 1236274.2379
10 | 2691738.6078 | 1236255.5482 | 2691738.2234 | 1236253.4852
11 | 2691742.0955 | 1236274.2379 | 2691730.4026 | 1236275.2247
12 | 2691756.4502 | 1236272.4138 | 2691750.5761 | 1236271.5113 | 2691742.0955 | 1236274.2379
13 | 2691738.2234 | 1236253.4852 | 2691747.2228 | 1236254.903
14 | 2691729.8423 | 1236208.6232 | 2691734.7635 | 1236234.9516 | 2691736.9513 | 1236246.6717 | 2691738.2234 | 1236253.4852
15 | 2691727.0758 | 1236275.5069 | 2691730.4026 | 1236275.2247
16 | 2691729.8423 | 1236208.6232 | 2691741.6176 | 1236208.9003
17 | 2691729.8423 | 1236208.6232 | 2691725.0937 | 1236209.1482
18 | 2691741.6176 | 1236208.9003 | 2691755.9735 | 1236209.2382 | 2691762.3389 | 1236210.3721
19 | 2691725.0937 | 1236209.1482 | 2691721.5485 | 1236209.5402 | 2691703.5997 | 1236213.9906
20 | 2691762.3389 | 1236210.3721 | 2691781.5366 | 1236213.7919 | 2691786.8069 | 1236215.3067
21 | 2691806.3745 | 1236222.1818 | 2691788.7323 | 1236215.8601 | 2691786.8069 | 1236215.3067
22 | 2691806.3745 | 1236222.1818 | 2691819.9297 | 1236227.0392 | 2691834.2221 | 1236231.6968
23 | 2691834.2221 | 1236231.6968 | 2691836.4073 | 1236218.4649
24 | 2691850.9089 | 1236237.1476 | 2691834.2221 | 1236231.6968
25 | 2691839.3173 | 1236200.8517 | 2691838.5392 | 1236205.5556 | 2691836.4073 | 1236218.4649
26 | 2691850.9089 | 1236237.1476 | 2691870.2498 | 1236243.4618
27 | 2691850.9089 | 1236237.1476 | 2691847.8259 | 1236246.1287 | 2691843.3054 | 1236249.7059 | 2691832.458 | 1236253.7634 | 2691827.5416 | 1236256.5116 | 2691826.1759 | 1236259.4563
28 | 2691839.3173 | 1236200.8517 | 2691840.4555 | 1236193.9701
29 | 2691870.2498 | 1236243.4618 | 2691889.3804 | 1236249.7072 | 2691894.4664 | 1236252.4145
30 | 2691826.1759 | 1236259.4563 | 2691824.1828 | 1236263.7539 | 2691821.0304 | 1236270.3767 | 2691819.3528 | 1236278.2797
31 | 2691842.9308 | 1236179.0042 | 2691840.4555 | 1236193.9701
32 | 2691816.5479 | 1236161.3836 | 2691828.466 | 1236169.3403 | 2691842.9308 | 1236179.0042
33 | 2691816.5479 | 1236161.3836 | 2691828.7899 | 1236151.8214 | 2691840.7117 | 1236150.215
34 | 2691816.5479 | 1236161.3836 | 2691799.9316 | 1236154.3484
35 | 2691870.3277 | 1236146.8407 | 2691866.0962 | 1236146.7945 | 2691840.7117 | 1236150.215
36 | 2691796.3749 | 1236152.8426 | 2691799.9316 | 1236154.3484
37 | 2691918.2598 | 1236263.931 | 2691904.7459 | 1236291.6198
38 | 2691918.2598 | 1236263.931 | 2691914.1911 | 1236262.7672 | 2691904.9786 | 1236258.0101 | 2691894.4664 | 1236252.4145
39 | 2691904.7459 | 1236291.6198 | 2691900.2916 | 1236299.7172
40 | 2691896.2885 | 1236195.9395 | 2691893.028 | 1236196.4248 | 2691891.5184 | 1236197.5689
41 | 2691896.2885 | 1236195.9395 | 2691902.1446 | 1236195.0678
42 | 2691870.7127 | 1236146.8449 | 2691870.3277 | 1236146.8407
43 | 2691796.3749 | 1236152.8426 | 2691792.9155 | 1236151.3779 | 2691779.0529 | 1236148.6136
44 | 2691779.0529 | 1236148.6136 | 2691767.285 | 1236146.2671 | 2691760.1233 | 1236146.3342
45 | 2691760.1233 | 1236146.3342 | 2691750.053 | 1236146.4285
46 | 2691748.2838 | 1236146.4451 | 2691750.053 | 1236146.4285
47 | 2691894.2858 | 1236147.1025 | 2691870.7127 | 1236146.8449
48 | 2691655.6839 | 1236225.6133 | 2691668.6862 | 1236222.5101
49 | 2691683.4708 | 1236218.9816 | 2691668.6862 | 1236222.5101
50 | 2691614.3837 | 1236237.4182 | 2691655.6839 | 1236225.6133
51 | 2691683.4708 | 1236218.9816 | 2691703.5997 | 1236213.9906
52 | 2691683.4708 | 1236218.9816 | 2691685.5955 | 1236242.6316
53 | 2691614.3837 | 1236237.4182 | 2691619.1001 | 1236250.5672 | 2691625.9318 | 1236254.6422
54 | 2691662.9891 | 1236283.8239 | 2691661.8417 | 1236273.3792
55 | 2691662.9891 | 1236283.8239 | 2691640.1119 | 1236287.6613
56 | 2691662.9891 | 1236283.8239 | 2691675.2963 | 1236283.0782
57 | 2691675.2963 | 1236283.0782 | 2691683.0255 | 1236282.6099 | 2691686.2643 | 1236284.1054 | 2691688.0325 | 1236286.7346 | 2691688.7181 | 1236294.8339
58 | 2691700.6653 | 1236146.8446 | 2691687.8093 | 1236146.9061
59 | 2691700.6653 | 1236146.8446 | 2691708.6868 | 1236146.8061
60 | 2691675.0998 | 1236146.9667 | 2691687.7549 | 1236146.9064 | 2691687.8093 | 1236146.9061
61 | 2691708.6868 | 1236146.8061 | 2691710.8324 | 1236146.7958 | 2691727.9516 | 1236146.6355
62 | 2691675.0998 | 1236146.9667 | 2691677.47 | 1236128.2564 | 2691680.05 | 1236121.936 | 2691701.6252 | 1236113.7408 | 2691704.6937 | 1236112.9286
63 | 2691728.1907 | 1236146.6333 | 2691727.9516 | 1236146.6355
64 | 2691704.6937 | 1236112.9286 | 2691723.5384 | 1236107.9407
65 | 2691728.1907 | 1236146.6333 | 2691748.2838 | 1236146.4451
66 | 2691723.5384 | 1236107.9407 | 2691736.3166 | 1236104.5585 | 2691743.5862 | 1236102.1283
67 | 2691817.9321 | 1236302.8635 | 2691816.1817 | 1236293.2184 | 2691819.3528 | 1236278.2797
68 | 2691868.8624 | 1236376.9159 | 2691856.653 | 1236383.4722
69 | 2691868.8624 | 1236376.9159 | 2691855.9502 | 1236352.5318
70 | 2691880.8045 | 1236408.7126 | 2691888.3697 | 1236404.9824 | 2691892.1338 | 1236397.9578 | 2691879.7602 | 1236371.0579 | 2691868.8624 | 1236376.9159
71 | 2691855.9502 | 1236352.5318 | 2691865.2132 | 1236349.6173 | 2691883.2587 | 1236342.61
72 | 2691898.1201 | 1236336.8392 | 2691883.2587 | 1236342.61
73 | 2691898.1201 | 1236336.8392 | 2691903.3537 | 1236347.1024
74 | 2691898.1201 | 1236336.8392 | 2691891.2138 | 1236321.9548 | 2691891.2138 | 1236321.9548
75 | 2691891.8035 | 1236315.1479 | 2691891.8035 | 1236315.1479 | 2691900.2916 | 1236299.7172
76 | 2691891.8035 | 1236315.1479 | 2691891.513 | 1236318.5008
77 | 2691891.2138 | 1236321.9548 | 2691891.513 | 1236318.5008
78 | 2691906.4028 | 1236353.0817 | 2691903.3537 | 1236347.1024
79 | 2691914.3176 | 1236187.0413 | 2691907.3726 | 1236194.2896 | 2691902.1446 | 1236195.0678
80 | 2691914.3176 | 1236187.0413 | 2691918.8113 | 1236182.3512
81 | 2691922.5424 | 1236178.4572 | 2691918.8113 | 1236182.3512
82 | 2691922.3117 | 1236147.4088 | 2691922.5424 | 1236178.4572
83 | 2691922.3117 | 1236147.4088 | 2691894.2858 | 1236147.1025
84 | 2691872.6548 | 1236083.3126 | 2691868.0025 | 1236083.5166
85 | 2691872.6548 | 1236083.3126 | 2691893.6279 | 1236082.3929
86 | 2691868.0025 | 1236083.5166 | 2691845.915 | 1236084.4851
87 | 2691897.9664 | 1236082.2026 | 2691893.6279 | 1236082.3929
88 | 2691845.915 | 1236084.4851 | 2691844.365 | 1236084.5531
89 | 2691897.9664 | 1236082.2026 | 2691914.3639 | 1236081.4836
90 | 2691844.365 | 1236084.5531 | 2691823.4815 | 1236085.4689
91 | 2691823.4815 | 1236085.4689 | 2691823.4815 | 1236085.4689 | 2691818.8595 | 1236086.3841
92 | 2691799.6024 | 1236090.1972 | 2691818.8595 | 1236086.3841
93 | 2691766.5996 | 1236090.7161 | 2691779.9891 | 1236094.0809 | 2691799.6024 | 1236090.1972
94 | 2691766.5996 | 1236090.7161 | 2691764.5606 | 1236089.2919
95 | 2691766.5996 | 1236090.7161 | 2691760.6687 | 1236096.4175
96 | 2691764.5606 | 1236089.2919 | 2691759.7785 | 1236085.9517 | 2691751.6712 | 1236074.7851 | 2691747.4459 | 1236059.8948
97 | 2691743.5862 | 1236102.1283 | 2691760.6687 | 1236096.4175 | 2691760.6687 | 1236096.4175
98 | 2691746.9701 | 1236058.218 | 2691747.4459 | 1236059.8948
99 | 2691741.9959 | 1236040.6887 | 2691746.9701 | 1236058.218
100 | 2691741.9959 | 1236040.6887 | 2691740.6666 | 1236041.0017
101 | 2691741.9959 | 1236040.6887 | 2691750.5817 | 1236038.5197 | 2691761.8305 | 1236035.9333
102 | 2691740.6666 | 1236041.0017 | 2691737.2741 | 1236026.3565
103 | 2691766.5777 | 1236034.8418 | 2691761.8305 | 1236035.9333
104 | 2691825.8277 | 1236018.7747 | 2691825.9261 | 1236018.7457
105 | 2691825.8277 | 1236018.7747 | 2691808.3107 | 1236023.9407
106 | 2691844.9937 | 1236013.1224 | 2691825.9261 | 1236018.7457
107 | 2691802.2282 | 1236025.7345 | 2691808.3107 | 1236023.9407
108 | 2691857.8772 | 1236009.3229 | 2691844.9937 | 1236013.1224
109 | 2691802.2282 | 1236025.7345 | 2691799.4545 | 1236026.5525
110 | 2691857.8772 | 1236009.3229 | 2691882.8627 | 1236001.3701 | 2691892.2922 | 1235998.0024 | 2691894.8333 | 1236007.4152 | 2691898.1266 | 1236019.0858 | 2691901.0012 | 1236026.0242
111 | 2691786.707 | 1236029.8769 | 2691795.7214 | 1236027.6534 | 2691799.4545 | 1236026.5525
112 | 2691901.0012 | 1236026.0242 | 2691888.8013 | 1236030.8834 | 2691885.5359 | 1236033.6109
113 | 2691901.0012 | 1236026.0242 | 2691905.6518 | 1236026.7744 | 2691907.9809 | 1236026.3283
114 | 2691784.9503 | 1236030.3102 | 2691786.707 | 1236029.8769
115 | 2691885.1286 | 1236033.9511 | 2691885.5359 | 1236033.6109
116 | 2691907.9809 | 1236026.3283 | 2691914.9227 | 1236024.9988
117 | 2691766.5777 | 1236034.8418 | 2691778.1644 | 1236031.9839
118 | 2691784.9503 | 1236030.3102 | 2691778.1644 | 1236031.9839
119 | 2691906.4028 | 1236353.0817 | 2691909.4328 | 1236359.0237

## bus_geodata
| x | y | coords
0 | 2691687.1034 | 1236349.2932
1 | 2691707.0167 | 1236346.4338
2 | 2691717.0819 | 1236327.3015
3 | 2691711.4478 | 1236309.7906
4 | 2691731.7872 | 1236291.4134
5 | 2691689.7478 | 1236306.9981
6 | 2691712.0468 | 1236257.1835
7 | 2691738.6078 | 1236255.5482
8 | 2691742.0955 | 1236274.2379
9 | 2691738.2234 | 1236253.4852
10 | 2691730.4026 | 1236275.2247
11 | 2691756.4502 | 1236272.4138
12 | 2691747.2228 | 1236254.903
13 | 2691729.8423 | 1236208.6232
14 | 2691727.0758 | 1236275.5069
15 | 2691728.3466 | 1236291.7161
16 | 2691741.6176 | 1236208.9003
17 | 2691725.0937 | 1236209.1482
18 | 2691786.8069 | 1236215.3067
19 | 2691762.3389 | 1236210.3721
20 | 2691806.3745 | 1236222.1818
21 | 2691834.2221 | 1236231.6968
22 | 2691836.4073 | 1236218.4649
23 | 2691850.9089 | 1236237.1476
24 | 2691839.3173 | 1236200.8517
25 | 2691870.2498 | 1236243.4618
26 | 2691826.1759 | 1236259.4563
27 | 2691840.4555 | 1236193.9701
28 | 2691842.9308 | 1236179.0042
29 | 2691816.5479 | 1236161.3836
30 | 2691840.7117 | 1236150.215
31 | 2691799.9316 | 1236154.3484
32 | 2691918.2598 | 1236263.931
33 | 2691904.7459 | 1236291.6198
34 | 2691894.4664 | 1236252.4145
35 | 2691891.5184 | 1236197.5689
36 | 2691896.2885 | 1236195.9395
37 | 2691870.3277 | 1236146.8407
38 | 2691796.3749 | 1236152.8426
39 | 2691779.0529 | 1236148.6136
40 | 2691760.1233 | 1236146.3342
41 | 2691750.053 | 1236146.4285
42 | 2691870.7127 | 1236146.8449
43 | 2691668.6862 | 1236222.5101
44 | 2691655.6839 | 1236225.6133
45 | 2691683.4708 | 1236218.9816
46 | 2691614.3837 | 1236237.4182
47 | 2691703.5997 | 1236213.9906
48 | 2691685.5955 | 1236242.6316
49 | 2691661.8417 | 1236273.3792
50 | 2691662.9891 | 1236283.8239
51 | 2691625.9318 | 1236254.6422
52 | 2691640.1119 | 1236287.6613
53 | 2691675.2963 | 1236283.0782
54 | 2691700.6653 | 1236146.8446
55 | 2691687.8093 | 1236146.9061
56 | 2691708.6868 | 1236146.8061
57 | 2691675.0998 | 1236146.9667
58 | 2691727.9516 | 1236146.6355
59 | 2691704.6937 | 1236112.9286
60 | 2691728.1907 | 1236146.6333
61 | 2691723.5384 | 1236107.9407
62 | 2691748.2838 | 1236146.4451
63 | 2691819.3528 | 1236278.2797
64 | 2691817.9321 | 1236302.8635
65 | 2691688.7181 | 1236294.8339
66 | 2691856.653 | 1236383.4722
67 | 2691868.8624 | 1236376.9159
68 | 2691855.9502 | 1236352.5318
69 | 2691880.8045 | 1236408.7126
70 | 2691883.2587 | 1236342.61
71 | 2691898.1201 | 1236336.8392
72 | 2691900.2916 | 1236299.7172
73 | 2691891.8035 | 1236315.1479
74 | 2691891.513 | 1236318.5008
75 | 2691891.2138 | 1236321.9548
76 | 2691903.3537 | 1236347.1024
77 | 2691902.1446 | 1236195.0678
78 | 2691914.3176 | 1236187.0413
79 | 2691918.8113 | 1236182.3512
80 | 2691922.5424 | 1236178.4572
81 | 2691894.2858 | 1236147.1025
82 | 2691922.3117 | 1236147.4088
83 | 2691872.6548 | 1236083.3126
84 | 2691868.0025 | 1236083.5166
85 | 2691893.6279 | 1236082.3929
86 | 2691845.915 | 1236084.4851
87 | 2691897.9664 | 1236082.2026
88 | 2691844.365 | 1236084.5531
89 | 2691914.3639 | 1236081.4836
90 | 2691823.4815 | 1236085.4689
91 | 2691818.8595 | 1236086.3841
92 | 2691799.6024 | 1236090.1972
93 | 2691766.5996 | 1236090.7161
94 | 2691764.5606 | 1236089.2919
95 | 2691760.6687 | 1236096.4175
96 | 2691747.4459 | 1236059.8948
97 | 2691743.5862 | 1236102.1283
98 | 2691746.9701 | 1236058.218
99 | 2691741.9959 | 1236040.6887
100 | 2691740.6666 | 1236041.0017
101 | 2691761.8305 | 1236035.9333
102 | 2691825.8277 | 1236018.7747
103 | 2691825.9261 | 1236018.7457
104 | 2691808.3107 | 1236023.9407
105 | 2691844.9937 | 1236013.1224
106 | 2691802.2282 | 1236025.7345
107 | 2691857.8772 | 1236009.3229
108 | 2691799.4545 | 1236026.5525
109 | 2691901.0012 | 1236026.0242
110 | 2691786.707 | 1236029.8769
111 | 2691885.5359 | 1236033.6109
112 | 2691907.9809 | 1236026.3283
113 | 2691885.1286 | 1236033.9511
114 | 2691914.9227 | 1236024.9988
115 | 2691737.2741 | 1236026.3565
116 | 2691766.5777 | 1236034.8418
117 | 2691778.1644 | 1236031.9839
118 | 2691784.9503 | 1236030.3102
119 | 2691906.4028 | 1236353.0817
120 | 2691909.4328 | 1236359.0237
121 | 2691786.8069 | 1236215.3067

## line_std_types
| c_nf_per_km | r_ohm_per_km | x_ohm_per_km | max_i_ka | type | q_mm2 | alpha | voltage_rating
NAYY 4x50 SE | 210 | 0.642 | 0.083 | 0.142 | cs | 50 | 0.00403 | LV
NAYY 4x120 SE | 264 | 0.225 | 0.08 | 0.242 | cs | 120 | 0.00403 | LV
NAYY 4x150 SE | 261 | 0.208 | 0.08 | 0.27 | cs | 150 | 0.00403 | LV
NA2XS2Y 1x95 RM/25 12/20 kV | 216 | 0.313 | 0.132 | 0.252 | cs | 95 | 0.00403 | MV
NA2XS2Y 1x185 RM/25 12/20 kV | 273 | 0.161 | 0.117 | 0.362 | cs | 185 | 0.00403 | MV
NA2XS2Y 1x240 RM/25 12/20 kV | 304 | 0.122 | 0.112 | 0.421 | cs | 240 | 0.00403 | MV
NA2XS2Y 1x95 RM/25 6/10 kV | 315 | 0.313 | 0.123 | 0.249 | cs | 95 | 0.00403 | MV
NA2XS2Y 1x185 RM/25 6/10 kV | 406 | 0.161 | 0.11 | 0.358 | cs | 185 | 0.00403 | MV
NA2XS2Y 1x240 RM/25 6/10 kV | 456 | 0.122 | 0.105 | 0.416 | cs | 240 | 0.00403 | MV
NA2XS2Y 1x150 RM/25 12/20 kV | 250 | 0.206 | 0.116 | 0.319 | cs | 150 | 0.00403 | MV
NA2XS2Y 1x120 RM/25 12/20 kV | 230 | 0.253 | 0.119 | 0.283 | cs | 120 | 0.00403 | MV
NA2XS2Y 1x70 RM/25 12/20 kV | 190 | 0.443 | 0.132 | 0.22 | cs | 70 | 0.00403 | MV
NA2XS2Y 1x150 RM/25 6/10 kV | 360 | 0.206 | 0.11 | 0.315 | cs | 150 | 0.00403 | MV
NA2XS2Y 1x120 RM/25 6/10 kV | 340 | 0.253 | 0.113 | 0.28 | cs | 120 | 0.00403 | MV
NA2XS2Y 1x70 RM/25 6/10 kV | 280 | 0.443 | 0.123 | 0.217 | cs | 70 | 0.00403 | MV
N2XS(FL)2Y 1x120 RM/35 64/110 kV | 112 | 0.153 | 0.166 | 0.366 | cs | 120 | 0.00393 | HV
N2XS(FL)2Y 1x185 RM/35 64/110 kV | 125 | 0.099 | 0.156 | 0.457 | cs | 185 | 0.00393 | HV
N2XS(FL)2Y 1x240 RM/35 64/110 kV | 135 | 0.075 | 0.149 | 0.526 | cs | 240 | 0.00393 | HV
N2XS(FL)2Y 1x300 RM/35 64/110 kV | 144 | 0.06 | 0.144 | 0.588 | cs | 300 | 0.00393 | HV
15-AL1/3-ST1A 0.4 | 11 | 1.8769 | 0.35 | 0.105 | ol | 16 | 0.00403 | LV
24-AL1/4-ST1A 0.4 | 11.25 | 1.2012 | 0.335 | 0.14 | ol | 24 | 0.00403 | LV
48-AL1/8-ST1A 0.4 | 12.2 | 0.5939 | 0.3 | 0.21 | ol | 48 | 0.00403 | LV
94-AL1/15-ST1A 0.4 | 13.2 | 0.306 | 0.29 | 0.35 | ol | 94 | 0.00403 | LV
34-AL1/6-ST1A 10.0 | 9.7 | 0.8342 | 0.36 | 0.17 | ol | 34 | 0.00403 | MV
48-AL1/8-ST1A 10.0 | 10.1 | 0.5939 | 0.35 | 0.21 | ol | 48 | 0.00403 | MV
70-AL1/11-ST1A 10.0 | 10.4 | 0.4132 | 0.339 | 0.29 | ol | 70 | 0.00403 | MV
94-AL1/15-ST1A 10.0 | 10.75 | 0.306 | 0.33 | 0.35 | ol | 94 | 0.00403 | MV
122-AL1/20-ST1A 10.0 | 11.1 | 0.2376 | 0.323 | 0.41 | ol | 122 | 0.00403 | MV
149-AL1/24-ST1A 10.0 | 11.25 | 0.194 | 0.315 | 0.47 | ol | 149 | 0.00403 | MV
34-AL1/6-ST1A 20.0 | 9.15 | 0.8342 | 0.382 | 0.17 | ol | 34 | 0.00403 | MV
48-AL1/8-ST1A 20.0 | 9.5 | 0.5939 | 0.372 | 0.21 | ol | 48 | 0.00403 | MV
70-AL1/11-ST1A 20.0 | 9.7 | 0.4132 | 0.36 | 0.29 | ol | 70 | 0.00403 | MV
94-AL1/15-ST1A 20.0 | 10 | 0.306 | 0.35 | 0.35 | ol | 94 | 0.00403 | MV
122-AL1/20-ST1A 20.0 | 10.3 | 0.2376 | 0.344 | 0.41 | ol | 122 | 0.00403 | MV
149-AL1/24-ST1A 20.0 | 10.5 | 0.194 | 0.337 | 0.47 | ol | 149 | 0.00403 | MV
184-AL1/30-ST1A 20.0 | 10.75 | 0.1571 | 0.33 | 0.535 | ol | 184 | 0.00403 | MV
243-AL1/39-ST1A 20.0 | 11 | 0.1188 | 0.32 | 0.645 | ol | 243 | 0.00403 | MV
48-AL1/8-ST1A 110.0 | 8 | 0.5939 | 0.46 | 0.21 | ol | 48 | 0.00403 | HV
70-AL1/11-ST1A 110.0 | 8.4 | 0.4132 | 0.45 | 0.29 | ol | 70 | 0.00403 | HV
94-AL1/15-ST1A 110.0 | 8.65 | 0.306 | 0.44 | 0.35 | ol | 94 | 0.00403 | HV
122-AL1/20-ST1A 110.0 | 8.5 | 0.2376 | 0.43 | 0.41 | ol | 122 | 0.00403 | HV
149-AL1/24-ST1A 110.0 | 8.75 | 0.194 | 0.41 | 0.47 | ol | 149 | 0.00403 | HV
184-AL1/30-ST1A 110.0 | 8.8 | 0.1571 | 0.4 | 0.535 | ol | 184 | 0.00403 | HV
243-AL1/39-ST1A 110.0 | 9 | 0.1188 | 0.39 | 0.645 | ol | 243 | 0.00403 | HV
305-AL1/39-ST1A 110.0 | 9.2 | 0.0949 | 0.38 | 0.74 | ol | 305 | 0.00403 | HV
490-AL1/64-ST1A 110.0 | 9.75 | 0.059 | 0.37 | 0.96 | ol | 490 | 0.00403 | HV
679-AL1/86-ST1A 110.0 | 9.95 | 0.042 | 0.36 | 1.15 | ol | 679 | 0.00403 | HV
490-AL1/64-ST1A 220.0 | 10 | 0.059 | 0.285 | 0.96 | ol | 490 | 0.00403 | HV
679-AL1/86-ST1A 220.0 | 11.7 | 0.042 | 0.275 | 1.15 | ol | 679 | 0.00403 | HV
490-AL1/64-ST1A 380.0 | 11 | 0.059 | 0.253 | 0.96 | ol | 490 | 0.00403 | HV
679-AL1/86-ST1A 380.0 | 14.6 | 0.042 | 0.25 | 1.15 | ol | 679 | 0.00403 | HV

## trafo_std_types
| i0_percent | pfe_kw | vkr_percent | sn_mva | vn_lv_kv | vn_hv_kv | vk_percent | shift_degree | vector_group | tap_side | tap_neutral | tap_min | tap_max | tap_step_degree | tap_step_percent | tap_phase_shifter
160 MVA 380/110 kV | 0.06 | 60 | 0.25 | 160 | 110 | 380 | 12.2 | 0 | Yy0 | hv | 0 | -9 | 9 | 0 | 1.5 | FALSE
100 MVA 220/110 kV | 0.06 | 55 | 0.26 | 100 | 110 | 220 | 12 | 0 | Yy0 | hv | 0 | -9 | 9 | 0 | 1.5 | FALSE
63 MVA 110/20 kV | 0.04 | 22 | 0.32 | 63 | 20 | 110 | 18 | 150 | YNd5 | hv | 0 | -9 | 9 | 0 | 1.5 | FALSE
40 MVA 110/20 kV | 0.05 | 18 | 0.34 | 40 | 20 | 110 | 16.2 | 150 | YNd5 | hv | 0 | -9 | 9 | 0 | 1.5 | FALSE
25 MVA 110/20 kV | 0.07 | 14 | 0.41 | 25 | 20 | 110 | 12 | 150 | YNd5 | hv | 0 | -9 | 9 | 0 | 1.5 | FALSE
63 MVA 110/10 kV | 0.04 | 22 | 0.32 | 63 | 10 | 110 | 18 | 150 | YNd5 | hv | 0 | -9 | 9 | 0 | 1.5 | FALSE
40 MVA 110/10 kV | 0.05 | 18 | 0.34 | 40 | 10 | 110 | 16.2 | 150 | YNd5 | hv | 0 | -9 | 9 | 0 | 1.5 | FALSE
25 MVA 110/10 kV | 0.07 | 14 | 0.41 | 25 | 10 | 110 | 12 | 150 | YNd5 | hv | 0 | -9 | 9 | 0 | 1.5 | FALSE
0.25 MVA 20/0.4 kV | 0.32 | 0.8 | 1.44 | 0.25 | 0.4 | 20 | 6 | 150 | Yzn5 | hv | 0 | -2 | 2 | 0 | 2.5 | FALSE
0.4 MVA 20/0.4 kV | 0.3375 | 1.35 | 1.425 | 0.4 | 0.4 | 20 | 6 | 150 | Dyn5 | hv | 0 | -2 | 2 | 0 | 2.5 | FALSE
0.63 MVA 20/0.4 kV | 0.2619 | 1.65 | 1.206 | 0.63 | 0.4 | 20 | 6 | 150 | Dyn5 | hv | 0 | -2 | 2 | 0 | 2.5 | FALSE
0.25 MVA 10/0.4 kV | 0.24 | 0.6 | 1.2 | 0.25 | 0.4 | 10 | 4 | 150 | Dyn5 | hv | 0 | -2 | 2 | 0 | 2.5 | FALSE
0.4 MVA 10/0.4 kV | 0.2375 | 0.95 | 1.325 | 0.4 | 0.4 | 10 | 4 | 150 | Dyn5 | hv | 0 | -2 | 2 | 0 | 2.5 | FALSE
0.63 MVA 10/0.4 kV | 0.1873 | 1.18 | 1.0794 | 0.63 | 0.4 | 10 | 4 | 150 | Dyn5 | hv | 0 | -2 | 2 | 0 | 2.5 | FALSE

## trafo3w_std_types
| sn_hv_mva | sn_mv_mva | sn_lv_mva | vn_hv_kv | vn_mv_kv | vn_lv_kv | vk_hv_percent | vk_mv_percent | vk_lv_percent | vkr_hv_percent | vkr_mv_percent | vkr_lv_percent | pfe_kw | i0_percent | shift_mv_degree | shift_lv_degree | vector_group | tap_side | tap_neutral | tap_min | tap_max | tap_step_percent
63/25/38 MVA 110/20/10 kV | 63 | 25 | 38 | 110 | 20 | 10 | 10.4 | 10.4 | 10.4 | 0.28 | 0.32 | 0.35 | 35 | 0.89 | 0 | 0 | YN0yn0yn0 | hv | 0 | -10 | 10 | 1.2
63/25/38 MVA 110/10/10 kV | 63 | 25 | 38 | 110 | 10 | 10 | 10.4 | 10.4 | 10.4 | 0.28 | 0.32 | 0.35 | 35 | 0.89 | 0 | 0 | YN0yn0yn0 | hv | 0 | -10 | 10 | 1.2

## fuse_std_types
| fuse_type | i_rated_a | t_avg | t_min | t_total | x_avg | x_min | x_total
HV 100A | HV 100A | 100 | 0 | [10.0, 3.64, 0.854, 0.281, 0.1, 0.0531, 0.022, 0.01] | [10.0, 4.267, 1.21, 0.403, 0.1, 0.058, 0.022, 0.01] | 0 | [300.0, 350.0, 450.0, 550.0, 700.0, 850.0, 1200.0, 1752.0] | [600.0, 700.0, 900.0, 1150.0, 1665.0, 2000.0, 3000.0, 4313.0]
HV 10A | HV 10A | 10 | 0 | [10.0, 1675.0, 0.344, 0.156, 0.1, 0.0417, 0.0171, 0.01] | [10.0, 1.3, 0.3, 0.155, 0.1, 0.0555, 0.023, 0.01] | 0 | [30.0, 32.0, 35.0, 37.0, 39.0, 50.0, 70.0, 88.0] | [60.0, 70.0, 80.0, 87.0, 94.0, 110.0, 150.0, 216.0]
HV 125A | HV 125A | 125 | 0 | [10.0, 1.82, 0.344, 0.1, 0.0467, 0.0269, 0.01] | [10.0, 2.478, 0.426, 0.1, 0.0427, 0.0211, 0.01] | 0 | [375.0, 500.0, 700.0, 925.0, 1200.0, 1500.0, 2341.0] | [750.0, 1000.0, 1500.0, 2200.0, 3000.0, 4000.0, 5765.0]
HV 160A | HV 160A | 160 | 0 | [10.0, 4.15, 1.03, 0.198, 0.1, 0.051, 0.0172, 0.01] | [10.0, 2.3, 0.734, 0.274, 0.1, 0.046, 0.0177, 0.01] | 0 | [480.0, 550.0, 700.0, 1000.0, 1260.0, 1600.0, 2500.0, 3227.0] | [960.0, 1300.0, 1700.0, 2200.0, 2996.0, 4000.0, 6000.0, 7946.0]
HV 16A | HV 16A | 16 | 0 | [10.0, 0.352, 0.164, 0.1, 0.0649, 0.0342, 0.01] | [10.0, 2.34, 0.722, 0.181, 0.1, 0.055, 0.0296, 0.01] | 0 | [48.0, 60.0, 65.0, 71.0, 80.0, 100.0, 162.0] | [96.0, 110.0, 125.0, 150.0, 168.0, 200.0, 250.0, 398.0]
HV 200A | HV 200A | 200 | 0 | [10.0, 4.267, 1.21, 0.403, 0.1, 0.058, 0.022, 0.01] | [10.0, 3.73, 1.654, 0.328, 0.1, 0.0531, 0.019, 0.01] | 0 | [600.0, 700.0, 900.0, 1150.0, 1665.0, 2000.0, 3000.0, 4313.0] | [1200.0, 1500.0, 1800.0, 2700.0, 3960.0, 5000.0, 7500.0, 10620.0]
HV 20A | HV 20A | 20 | 0 | [10.0, 1.3, 0.3, 0.155, 0.1, 0.0555, 0.023, 0.01] | [10.0, 1.3, 0.161, 0.1, 0.0611, 0.0399, 0.0141, 0.01] | 0 | [60.0, 70.0, 80.0, 87.0, 94.0, 110.0, 150.0, 216.0] | [120.0, 150.0, 200.0, 223.0, 260.0, 300.0, 450.0, 532.0]
HV 25A | HV 25A | 25 | 0 | [10.0, 2.512, 0.833, 0.299, 0.1, 0.0372, 0.0223, 0.01] | [10.0, 3.125, 0.597, 0.198, 0.1, 0.0378, 0.022, 0.01] | 0 | [75.0, 82.0, 90.0, 100.0, 124.0, 170.0, 200.0, 289.0] | [150.0, 170.0, 210.0, 250.0, 294.0, 400.0, 500.0, 711.0]
HV 31.5A | HV 31.5A | 31.5 | 0 | [10.0, 2.34, 0.722, 0.181, 0.1, 0.055, 0.0296, 0.01] | [10.0, 2.84, 0.368, 0.164, 0.1, 0.0621, 0.0378, 0.0195, 0.01] | 0 | [95.0, 110.0, 125.0, 150.0, 165.0, 200.0, 250.0, 390.0] | [189.0, 220.0, 300.0, 350.0, 393.0, 450.0, 530.0, 700.0, 960.0]
HV 40A | HV 40A | 40 | 0 | [10.0, 1.3, 0.161, 0.1, 0.0611, 0.0399, 0.0141, 0.01] | [10.0, 2.05, 0.369, 0.198, 0.1, 0.051, 0.0298, 0.01] | 0 | [120.0, 150.0, 200.0, 223.0, 260.0, 300.0, 450.0, 532.0] | [240.0, 300.0, 400.0, 450.0, 530.0, 650.0, 800.0, 1311.0]
HV 50A | HV 50A | 50 | 0 | [10.0, 3.215, 0.597, 0.198, 0.1, 0.0378, 0.022, 0.01] | [10.0, 3.64, 0.854, 0.281, 0.1, 0.0531, 0.022, 0.01] | 0 | [150.0, 170.0, 210.0, 250.0, 294.0, 400.0, 500.0, 711.0] | [300.0, 350.0, 450.0, 550.0, 700.0, 850.0, 1200.0, 1752.0]
HV 6.3A | HV 6.3A | 6.3 | 0 | [10.0, 1.39, 0.344, 0.168, 0.1, 0.056, 0.0263, 0.01] | [10.0, 1.711, 0.516, 0.198, 0.1, 0.0634, 0.0303, 0.01] | 0 | [19.0, 19.5, 20.4, 20.8, 22.0, 25.0, 32.0, 48.0] | [38.0, 40.0, 43.0, 48.0, 53.0, 60.0, 75.0, 118.0]
HV 63A | HV 63A | 63 | 0 | [10.0, 2.84, 0.368, 0.164, 0.1, 0.0621, 0.0378, 0.0195, 0.01] | [10.0, 1.82, 0.344, 0.1, 0.0467, 0.0269, 0.01] | 0 | [189.0, 220.0, 300.0, 350.0, 393.0, 450.0, 530.0, 700.0, 961.0] | [378.0, 500.0, 700.0, 934.0, 1200.0, 1500.0, 2366.0]
HV 80A | HV 80A | 80 | 0 | [10.0, 2.05, 0.369, 0.198, 0.1, 0.051, 0.0298, 0.01] | [10.0, 4.15, 1.03, 0.198, 0.1, 0.051, 0.0172, 0.01] | 0 | [240.0, 300.0, 400.0, 450.0, 530.0, 650.0, 800.0, 1311.0] | [480.0, 550.0, 700.0, 1000.0, 1260.0, 1600.0, 2500.0, 3227.0]
Siemens NH-1-100 | Siemens NH-1-100 | 100 | [5400.0, 2000.0, 400.0, 20.0, 1.0, 0.2, 0.012, 0.004] | 0 | 0 | [150.0, 190.0, 250.0, 430.0, 900.0, 1250.0, 2700.0, 3600.0] | 0 | 0
Siemens NH-1-125 | Siemens NH-1-125 | 125 | [4800.0, 120.0, 7.0, 0.1, 0.004] | 0 | 0 | [180.0, 400.0, 740.0, 2000.0, 4250.0] | 0 | 0
Siemens NH-1-16 | Siemens NH-1-16 | 16 | [4000.0, 400.0, 2.0, 0.1, 0.04, 0.01] | 0 | 0 | [26.0, 35.0, 75.0, 150.0, 200.0, 300.0] | 0 | 0
Siemens NH-1-160 | Siemens NH-1-160 | 160 | [4800.0, 120.0, 7.0, 0.1, 0.004] | 0 | 0 | [210.0, 500.0, 900.0, 2300.0, 5000.0] | 0 | 0
Siemens NH-1-25 | Siemens NH-1-25 | 25 | [4000.0, 1000.0, 10.0, 0.2, 0.02, 0.01] | 0 | 0 | [40.0, 50.0, 100.0, 210.0, 400.0, 500.0] | 0 | 0
Siemens NH-1-50 | Siemens NH-1-50 | 50 | [4000.0, 40.0, 4.0, 1.0, 0.02, 0.01] | 0 | 0 | [86.0, 200.0, 300.0, 400.0, 1000.0, 1280.0] | 0 | 0
Siemens NH-1-63 | Siemens NH-1-63 | 63 | [4000.0, 100.0, 10.0, 2.0, 0.04, 0.01] | 0 | 0 | [100.0, 200.0, 300.0, 400.0, 1000.0, 1500.0] | 0 | 0
Siemens NH-1-80 | Siemens NH-1-80 | 80 | [4800.0, 120.0, 7.0, 0.1, 0.01] | 0 | 0 | [150.58, 250.0, 450.0, 1150.0, 2470.0] | 0 | 0
Siemens NH-2-1000 | Siemens NH-2-1000 | 1000 | [4800.0, 120.0, 7.0, 0.1, 0.004] | 0 | 0 | [1900.0, 3500.0, 8400.0, 24000.0, 52000.0] | 0 | 0
Siemens NH-2-200 | Siemens NH-2-200 | 200 | [4800.0, 120.0, 7.0, 0.1, 0.004] | 0 | 0 | [280.0, 650.0, 1200.0, 3000.0, 7000.0] | 0 | 0
Siemens NH-2-224 | Siemens NH-2-224 | 224 | [4800.0, 120.0, 7.0, 0.2, 0.04, 0.004] | 0 | 0 | [400.0, 750.0, 1453.0, 3025.0, 4315.0, 7600.0] | 0 | 0
Siemens NH-2-250 | Siemens NH-2-250 | 250 | [4800.0, 120.0, 7.0, 0.1, 0.004] | 0 | 0 | [450.0, 800.0, 1650.0, 4000.0, 8500.0] | 0 | 0
Siemens NH-2-315 | Siemens NH-2-315 | 315 | [4800.0, 120.0, 7.0, 0.1, 0.004] | 0 | 0 | [550.0, 920.0, 1900.0, 5000.0, 11000.0] | 0 | 0
Siemens NH-2-355 | Siemens NH-2-355 | 355 | [4800.0, 120.0, 6.0, 0.1, 0.004] | 0 | 0 | [650.0, 1116.27, 2350.0, 5840.0, 12790.0] | 0 | 0
Siemens NH-2-400 | Siemens NH-2-400 | 400 | [4800.0, 120.0, 7.0, 0.1, 0.004] | 0 | 0 | [720.0, 1350.0, 2800.0, 6500.0, 15000.0] | 0 | 0
Siemens NH-2-425 | Siemens NH-2-425 | 425 | [4800.0, 120.0, 7.0, 0.1, 0.004] | 0 | 0 | [850.0, 1500.0, 3050.0, 7500.0, 16500.0] | 0 | 0
Siemens NH-2-630 | Siemens NH-2-630 | 630 | [4800.0, 120.0, 7.0, 0.1, 0.004] | 0 | 0 | [1200.0, 2000.0, 4800.0, 12000.0, 26000.0] | 0 | 0

## res_bus
| vm_pu | va_degree | p_mw | q_mvar
0 | 0.98328 | -0.32206 | 0.0088768 | 0.0022247
1 | 0.98345 | -0.31884 | 0.014566 | 0.0036506
2 | 0.98409 | -0.30636 | 0.0044526 | 0.0011159
3 | 0.98456 | -0.29713 | 0 | 0
4 | 0.986 | -0.269 | 0 | 0
5 | 0.9842 | -0.3041 | 0.0037603 | 0.00094242
6 | 0.98839 | -0.22267 | 0.011363 | 0.0028478
7 | 0.98867 | -0.21728 | 0 | 0
8 | 0.9874 | -0.24179 | 0 | 0
9 | 0.98883 | -0.21415 | 0 | 0
10 | 0.98678 | -0.25402 | 0 | 0
11 | 0.98722 | -0.24545 | 0.013802 | 0.0034592
12 | 0.98867 | -0.21721 | 0.01886 | 0.0047267
13 | 0.99313 | -0.13117 | 0 | 0
14 | 0.98675 | -0.25443 | 0.0069609 | 0.0017446
15 | 0.98598 | -0.26941 | 0.0067039 | 0.0016802
16 | 0.99449 | -0.10507 | 0.0033951 | 0.00085089
17 | 0.99303 | -0.13312 | 0.0022749 | 0.00057014
18 | 1 | 0 | -0.38876 | -0.098959
19 | 0.99696 | -0.057859 | 0.0035066 | 0.00087883
20 | 0.99761 | -0.045239 | 0 | 0
21 | 0.99424 | -0.10962 | 0 | 0
22 | 0.99344 | -0.12474 | 0.0055235 | 0.0013843
23 | 0.99228 | -0.14733 | 0 | 0
24 | 0.99243 | -0.14402 | 0.0080859 | 0.0020265
25 | 0.99098 | -0.17249 | 0.01095 | 0.0027443
26 | 0.99057 | -0.18037 | 0.025403 | 0.0063667
27 | 0.99206 | -0.15107 | 0.0044113 | 0.0011056
28 | 0.99129 | -0.16582 | 0 | 0
29 | 0.98968 | -0.19667 | 0 | 0
30 | 0.98931 | -0.20398 | 0.0018268 | 0.00045785
31 | 0.98889 | -0.21191 | 0.0047092 | 0.0011802
32 | 0.98887 | -0.21332 | 0 | 0
33 | 0.98805 | -0.22935 | 0 | 0
34 | 0.98958 | -0.19954 | 0.029626 | 0.007425
35 | 0.98829 | -0.22372 | 0.0021411 | 0.00053661
36 | 0.9883 | -0.22352 | 0.0012871 | 0.00032258
37 | 0.98895 | -0.21094 | 0.0029537 | 0.00074027
38 | 0.98873 | -0.21501 | 0.0017946 | 0.00044978
39 | 0.98726 | -0.24322 | 0.003446 | 0.00086365
40 | 0.98575 | -0.27234 | 0.0051003 | 0.0012783
41 | 0.985 | -0.28676 | 0.0023899 | 0.00059897
42 | 0.98894 | -0.211 | 0.0020428 | 0.00051197
43 | 0.99214 | -0.15043 | 0.0027674 | 0.00069359
44 | 0.99202 | -0.15264 | 0 | 0
45 | 0.9923 | -0.14718 | 0 | 0
46 | 0.99166 | -0.15972 | 0 | 0
47 | 0.99261 | -0.14125 | 0.0047013 | 0.0011782
48 | 0.99222 | -0.14888 | 0.0040435 | 0.0010134
49 | 0.98379 | -0.31225 | 0.0020114 | 0.00050411
50 | 0.98381 | -0.31187 | 0 | 0
51 | 0.99147 | -0.16335 | 0.0093277 | 0.0023377
52 | 0.98375 | -0.31296 | 0.0026062 | 0.00065317
53 | 0.98386 | -0.31084 | 0.0048849 | 0.0012243
54 | 0.98169 | -0.35077 | 0.0015936 | 0.00039938
55 | 0.9809 | -0.36615 | 0.0021866 | 0.00054802
56 | 0.9822 | -0.34096 | 0.0023449 | 0.00058768
57 | 0.98014 | -0.38087 | 0.0055339 | 0.0013869
58 | 0.98345 | -0.31661 | 0.0024446 | 0.00061267
59 | 0.97731 | -0.43603 | 0.002073 | 0.00051955
60 | 0.98347 | -0.3163 | 0.0024339 | 0.00061
61 | 0.97629 | -0.45608 | 0.0014394 | 0.00036075
62 | 0.98487 | -0.28921 | 0.0024561 | 0.00061556
63 | 0.99008 | -0.18995 | 0.022079 | 0.0055336
64 | 0.98997 | -0.19203 | 0.0046707 | 0.0011706
65 | 0.98406 | -0.30698 | 0.003585 | 0.00089848
66 | 0.98592 | -0.27063 | 0.0060227 | 0.0015094
67 | 0.986 | -0.26913 | 0 | 0
68 | 0.98635 | -0.26242 | 0 | 0
69 | 0.9856 | -0.27703 | 0.0075492 | 0.001892
70 | 0.98671 | -0.25535 | 0.0019439 | 0.0004872
71 | 0.98694 | -0.25093 | 0 | 0
72 | 0.9878 | -0.23417 | 0.0033472 | 0.00083889
73 | 0.98738 | -0.24229 | 0.00197 | 0.00049373
74 | 0.98731 | -0.24373 | 0.0020681 | 0.00051832
75 | 0.98724 | -0.24508 | 0.0018805 | 0.0004713
76 | 0.98689 | -0.25183 | 0.0011346 | 0.00028435
77 | 0.98832 | -0.22315 | 0.00078628 | 0.00019706
78 | 0.98838 | -0.222 | 0.00093186 | 0.00023355
79 | 0.98841 | -0.22141 | 0.00094593 | 0.00023707
80 | 0.98844 | -0.22082 | 0 | 0
81 | 0.98877 | -0.2144 | 0.0019804 | 0.00049634
82 | 0.98861 | -0.21744 | 0 | 0
83 | 0.97254 | -0.52996 | 0.0021155 | 0.00053019
84 | 0.97257 | -0.52929 | 0.0019078 | 0.00047814
85 | 0.97243 | -0.53217 | 0.0014106 | 0.00035354
86 | 0.97277 | -0.52533 | 0.0012322 | 0.00030881
87 | 0.97241 | -0.53251 | 0.0026645 | 0.00066778
88 | 0.97279 | -0.52501 | 0.0011284 | 0.00028281
89 | 0.97238 | -0.53301 | 0.0016298 | 0.00040846
90 | 0.97302 | -0.52036 | 0.0018012 | 0.00045142
91 | 0.97309 | -0.51915 | 0.0019924 | 0.00049934
92 | 0.97338 | -0.51342 | 0.0024791 | 0.00062133
93 | 0.97395 | -0.502 | 0 | 0
94 | 0.97388 | -0.50344 | 0.00174 | 0.0004361
95 | 0.97434 | -0.49449 | 0.0030224 | 0.00075748
96 | 0.97291 | -0.52258 | 0.0012203 | 0.00030584
97 | 0.97522 | -0.47705 | 0.0020768 | 0.00052049
98 | 0.97286 | -0.5235 | 0.0025866 | 0.00064827
99 | 0.97242 | -0.53217 | 0 | 0
100 | 0.97242 | -0.53223 | 0 | 0
101 | 0.97198 | -0.541 | 0.0011381 | 0.00028523
102 | 0.97088 | -0.5627 | 0.0018459 | 0.00046262
103 | 0.97088 | -0.56272 | 0.0017769 | 0.00044532
104 | 0.9711 | -0.55828 | 0.0013667 | 0.00034252
105 | 0.9707 | -0.5662 | 0.0020499 | 0.00051374
106 | 0.97119 | -0.55658 | 0.0022703 | 0.00056899
107 | 0.97061 | -0.56804 | 0 | 0
108 | 0.97123 | -0.55569 | 0.0013983 | 0.00035045
109 | 0.97016 | -0.57705 | 0 | 0
110 | 0.97146 | -0.55128 | 0.0013156 | 0.00032972
111 | 0.97009 | -0.57842 | 0.0021955 | 0.00055025
112 | 0.97013 | -0.57747 | 0.0016827 | 0.00042172
113 | 0.97009 | -0.57844 | 0.002068 | 0.00051829
114 | 0.97013 | -0.57766 | 0.0014689 | 0.00036814
115 | 0.97239 | -0.53289 | 0.0023705 | 0.0005941
116 | 0.97188 | -0.543 | 0 | 0
117 | 0.97163 | -0.54792 | 0.0013766 | 0.00034501
118 | 0.97149 | -0.55063 | 0.0015064 | 0.00037754
119 | 0.98687 | -0.25222 | 0.0011859 | 0.00029721
120 | 0.98686 | -0.25247 | 0.0020677 | 0.00051822
121 | 0.99998 | 149.9956 | 0 | 0

## res_line
| p_from_mw | q_from_mvar | p_to_mw | q_to_mvar | pl_mw | ql_mvar | i_from_ka | i_to_ka | i_ka | vm_from_pu | va_from_degree | vm_to_pu | va_to_degree | loading_percent
0 | -0.0088768 | -0.0022247 | 0.0088782 | 0.0022254 | 1.3614e-06 | 6.1606e-07 | 0.013433 | 0.013433 | 0.013433 | 0.98328 | -0.32206 | 0.98345 | -0.31884 | 3.6905
1 | -0.023444 | -0.005876 | 0.023458 | 0.0058845 | 1.3941e-05 | 8.5473e-06 | 0.035473 | 0.035473 | 0.035473 | 0.98345 | -0.31884 | 0.98409 | -0.30636 | 9.7453
2 | -0.027911 | -0.0070005 | 0.027923 | 0.0070081 | 1.2288e-05 | 7.6305e-06 | 0.042205 | 0.042205 | 0.042205 | 0.98409 | -0.30636 | 0.98456 | -0.29713 | 11.5949
3 | -0.04478 | -0.011235 | 0.044841 | 0.011273 | 6.0152e-05 | 3.8052e-05 | 0.067683 | 0.067683 | 0.067683 | 0.98456 | -0.29713 | 0.986 | -0.269 | 18.5943
4 | 0.016857 | 0.0042272 | -0.016852 | -0.0042239 | 5.5978e-06 | 3.2903e-06 | 0.025478 | 0.025478 | 0.025478 | 0.98456 | -0.29713 | 0.9842 | -0.3041 | 6.9995
5 | 0.0067041 | 0.0016802 | -0.0067039 | -0.0016802 | 1.322e-07 | 4.0681e-08 | 0.010117 | 0.010117 | 0.010117 | 0.986 | -0.269 | 0.98598 | -0.26941 | 2.7795
6 | -0.051545 | -0.012954 | 0.051582 | 0.012977 | 3.6885e-05 | 2.3399e-05 | 0.077801 | 0.0778 | 0.077801 | 0.986 | -0.269 | 0.98678 | -0.25402 | 21.3738
7 | 0.013091 | 0.0032815 | -0.01309 | -0.0032805 | 1.7935e-06 | 9.927e-07 | 0.019793 | 0.019793 | 0.019793 | 0.9842 | -0.3041 | 0.98406 | -0.30698 | 5.4377
8 | -0.011363 | -0.0028478 | 0.011366 | 0.0028494 | 2.9204e-06 | 1.5279e-06 | 0.017107 | 0.017107 | 0.017107 | 0.98839 | -0.22267 | 0.98867 | -0.21728 | 4.6997
9 | 0.072466 | 0.018258 | -0.072382 | -0.018204 | 8.4867e-05 | 5.4072e-05 | 0.1091 | 0.1091 | 0.1091 | 0.98867 | -0.21728 | 0.9874 | -0.24179 | 29.9729
10 | -0.083832 | -0.021107 | 0.083845 | 0.021115 | 1.2538e-05 | 7.9972e-06 | 0.12621 | 0.12621 | 0.12621 | 0.98867 | -0.21728 | 0.98883 | -0.21415 | 34.6725
11 | 0.058577 | 0.014743 | -0.058543 | -0.014722 | 3.4207e-05 | 2.1743e-05 | 0.088297 | 0.088297 | 0.088297 | 0.9874 | -0.24179 | 0.98678 | -0.25402 | 24.2575
12 | 0.013805 | 0.0034605 | -0.013802 | -0.0034592 | 2.4039e-06 | 1.3491e-06 | 0.020804 | 0.020804 | 0.020804 | 0.9874 | -0.24179 | 0.98722 | -0.24545 | 5.7154
13 | 0.018862 | 0.0047283 | -0.01886 | -0.0047267 | 2.7446e-06 | 1.64e-06 | 0.028385 | 0.028385 | 0.028385 | 0.98883 | -0.21415 | 0.98867 | -0.21721 | 7.798
14 | -0.10271 | -0.025844 | 0.10312 | 0.026105 | 0.00040901 | 0.00026118 | 0.15459 | 0.15459 | 0.15459 | 0.98883 | -0.21415 | 0.99313 | -0.13117 | 42.4705
15 | 0.006961 | 0.0017446 | -0.0069609 | -0.0017446 | 1.3755e-07 | 4.5509e-08 | 0.010497 | 0.010497 | 0.010497 | 0.98678 | -0.25402 | 0.98675 | -0.25443 | 2.8838
16 | -0.12625 | -0.03191 | 0.12641 | 0.032011 | 0.00015822 | 0.00010111 | 0.18926 | 0.18926 | 0.18926 | 0.99313 | -0.13117 | 0.99449 | -0.10507 | 51.995
17 | 0.023138 | 0.0058055 | -0.023135 | -0.0058042 | 2.1535e-06 | 1.3164e-06 | 0.03467 | 0.03467 | 0.03467 | 0.99313 | -0.13117 | 0.99303 | -0.13312 | 9.5246
18 | -0.12981 | -0.032862 | 0.1301 | 0.033051 | 0.00029496 | 0.0001885 | 0.19434 | 0.19434 | 0.19434 | 0.99449 | -0.10507 | 0.99696 | -0.057859 | 53.3906
19 | 0.02086 | 0.0052341 | -0.020852 | -0.0052292 | 8.0838e-06 | 4.8884e-06 | 0.031261 | 0.031261 | 0.031261 | 0.99303 | -0.13312 | 0.99261 | -0.14125 | 8.5881
20 | 0.13398 | 0.034168 | -0.13361 | -0.03393 | 0.00037316 | 0.0002385 | 0.19958 | 0.19958 | 0.19958 | 1 | 0 | 0.99696 | -0.057859 | 54.8284
21 | 0.25312 | 0.064791 | -0.25257 | -0.064438 | 0.0005532 | 0.0003535 | 0.37713 | 0.37713 | 0.37713 | 1 | 0 | 0.99761 | -0.045239 | 51.804
22 | 0.25257 | 0.064438 | -0.25179 | -0.063938 | 0.00078279 | 0.00050022 | 0.37713 | 0.37713 | 0.37713 | 0.99761 | -0.045239 | 0.99424 | -0.10962 | 51.804
23 | 0.12933 | 0.033035 | -0.12924 | -0.032974 | 9.4428e-05 | 6.0086e-05 | 0.19378 | 0.19378 | 0.19378 | 0.99424 | -0.10962 | 0.99344 | -0.12474 | 26.6186
24 | 0.12246 | 0.030903 | -0.12224 | -0.030762 | 0.00022072 | 0.00014103 | 0.18335 | 0.18335 | 0.18335 | 0.99424 | -0.10962 | 0.99228 | -0.14733 | 50.3711
25 | 0.12371 | 0.03159 | -0.1236 | -0.031517 | 0.00011519 | 7.3261e-05 | 0.18551 | 0.18551 | 0.18551 | 0.99344 | -0.12474 | 0.99243 | -0.14402 | 25.4821
26 | 0.069989 | 0.017631 | -0.069905 | -0.017578 | 8.4095e-05 | 5.3558e-05 | 0.10499 | 0.10499 | 0.10499 | 0.99228 | -0.14733 | 0.99098 | -0.17249 | 28.8426
27 | 0.052248 | 0.013131 | -0.052166 | -0.013078 | 8.2258e-05 | 5.2184e-05 | 0.078364 | 0.078364 | 0.078364 | 0.99228 | -0.14733 | 0.99057 | -0.18037 | 21.5286
28 | 0.11551 | 0.02949 | -0.11547 | -0.029465 | 3.9317e-05 | 2.4983e-05 | 0.17339 | 0.17339 | 0.17339 | 0.99243 | -0.14402 | 0.99206 | -0.15107 | 23.8168
29 | 0.058955 | 0.014833 | -0.058879 | -0.014785 | 7.6107e-05 | 4.8375e-05 | 0.088545 | 0.088545 | 0.088545 | 0.99098 | -0.17249 | 0.98958 | -0.19954 | 24.3256
30 | 0.026763 | 0.0067117 | -0.026751 | -0.0067042 | 1.2214e-05 | 7.5579e-06 | 0.040204 | 0.040204 | 0.040204 | 0.99057 | -0.18037 | 0.99008 | -0.18995 | 11.045
31 | 0.11106 | 0.02836 | -0.11098 | -0.02831 | 7.9105e-05 | 5.0236e-05 | 0.16677 | 0.16677 | 0.16677 | 0.99206 | -0.15107 | 0.99129 | -0.16582 | 22.908
32 | 0.11098 | 0.02831 | -0.11082 | -0.028205 | 0.00016511 | 0.00010486 | 0.16677 | 0.16677 | 0.16677 | 0.99129 | -0.16582 | 0.98968 | -0.19667 | 22.908
33 | 0.014909 | 0.0037395 | -0.014904 | -0.0037366 | 5.1946e-06 | 2.9705e-06 | 0.022418 | 0.022418 | 0.022418 | 0.98968 | -0.19667 | 0.98931 | -0.20398 | 6.1587
34 | 0.095908 | 0.024465 | -0.095837 | -0.024421 | 7.05e-05 | 4.4657e-05 | 0.14435 | 0.14435 | 0.14435 | 0.98968 | -0.19667 | 0.98889 | -0.21191 | 19.8287
35 | 0.013077 | 0.0032787 | -0.013073 | -0.0032763 | 4.3304e-06 | 2.3884e-06 | 0.01967 | 0.01967 | 0.01967 | 0.98931 | -0.20398 | 0.98895 | -0.21094 | 5.4039
36 | 0.091128 | 0.02324 | -0.091114 | -0.023232 | 1.3645e-05 | 8.6339e-06 | 0.13727 | 0.13727 | 0.13727 | 0.98889 | -0.21191 | 0.98873 | -0.21501 | 18.8554
37 | 0.029233 | 0.007348 | -0.029211 | -0.0073341 | 2.2356e-05 | 1.3913e-05 | 0.043997 | 0.043997 | 0.043997 | 0.98887 | -0.21332 | 0.98805 | -0.22935 | 12.0871
38 | -0.029233 | -0.007348 | 0.029253 | 0.00736 | 1.9243e-05 | 1.1975e-05 | 0.043997 | 0.043997 | 0.043997 | 0.98887 | -0.21332 | 0.98958 | -0.19954 | 12.087
39 | 0.029211 | 0.0073341 | -0.029204 | -0.00733 | 6.7085e-06 | 4.1751e-06 | 0.043997 | 0.043997 | 0.043997 | 0.98805 | -0.22935 | 0.9878 | -0.23417 | 12.0871
40 | -0.0021411 | -0.00053661 | 0.0021411 | 0.00053656 | 2.0228e-08 | -5.3566e-08 | 0.0032237 | 0.0032237 | 0.0032237 | 0.98829 | -0.22372 | 0.9883 | -0.22352 | 0.88564
41 | -0.0034282 | -0.00085913 | 0.0034283 | 0.0008591 | 5.9151e-08 | -3.8012e-08 | 0.0051616 | 0.0051616 | 0.0051616 | 0.9883 | -0.22352 | 0.98832 | -0.22315 | 1.418
42 | 0.010119 | 0.0025361 | -0.010119 | -0.0025361 | 3.348e-08 | 1.6486e-08 | 0.015226 | 0.015226 | 0.015226 | 0.98895 | -0.21094 | 0.98894 | -0.211 | 4.183
43 | 0.08932 | 0.022782 | -0.089198 | -0.022704 | 0.0001215 | 7.7529e-05 | 0.13457 | 0.13457 | 0.13457 | 0.98873 | -0.21501 | 0.98726 | -0.24322 | 36.9688
44 | 0.085752 | 0.021841 | -0.085632 | -0.021764 | 0.00012027 | 7.6726e-05 | 0.12937 | 0.12937 | 0.12937 | 0.98726 | -0.24322 | 0.98575 | -0.27234 | 35.5419
45 | 0.080531 | 0.020486 | -0.080476 | -0.02045 | 5.591e-05 | 3.5654e-05 | 0.12167 | 0.12167 | 0.12167 | 0.98575 | -0.27234 | 0.985 | -0.28676 | 33.4268
46 | 0.078086 | 0.019851 | -0.078076 | -0.019845 | 9.2478e-06 | 5.8961e-06 | 0.11806 | 0.11806 | 0.11806 | 0.985 | -0.28676 | 0.98487 | -0.28921 | 32.4349
47 | 0.0080765 | 0.0020241 | -0.0080752 | -0.0020236 | 1.3055e-06 | 5.3312e-07 | 0.012152 | 0.012152 | 0.012152 | 0.98894 | -0.211 | 0.98877 | -0.2144 | 3.3386
48 | 0.0093335 | 0.0023404 | -0.0093325 | -0.00234 | 9.8235e-07 | 4.561e-07 | 0.013999 | 0.013999 | 0.013999 | 0.99214 | -0.15043 | 0.99202 | -0.15264 | 3.8459
49 | -0.012101 | -0.003034 | 0.012103 | 0.003035 | 1.8776e-06 | 1.0053e-06 | 0.018149 | 0.018149 | 0.018149 | 0.99214 | -0.15043 | 0.9923 | -0.14718 | 4.9861
50 | 0.0093325 | 0.00234 | -0.0093293 | -0.0023385 | 3.1482e-06 | 1.462e-06 | 0.013999 | 0.013999 | 0.013999 | 0.99202 | -0.15264 | 0.99166 | -0.15972 | 3.8459
51 | -0.016147 | -0.0040483 | 0.016151 | 0.0040509 | 4.5594e-06 | 2.6501e-06 | 0.024213 | 0.024213 | 0.024213 | 0.9923 | -0.14718 | 0.99261 | -0.14125 | 6.652
52 | 0.0040438 | 0.0010133 | -0.0040435 | -0.0010134 | 3.2746e-07 | -9.7177e-08 | 0.0060638 | 0.0060639 | 0.0060639 | 0.9923 | -0.14718 | 0.99222 | -0.14888 | 1.6659
53 | 0.0093293 | 0.0023385 | -0.0093277 | -0.0023377 | 1.6097e-06 | 7.4767e-07 | 0.013999 | 0.013999 | 0.013999 | 0.99166 | -0.15972 | 0.99147 | -0.16335 | 3.8459
54 | -0.0020114 | -0.00050411 | 0.0020115 | 0.000504 | 3.6471e-08 | -1.1008e-07 | 0.0030424 | 0.0030423 | 0.0030424 | 0.98379 | -0.31225 | 0.98381 | -0.31187 | 0.83582
55 | 0.0026063 | 0.00065296 | -0.0026062 | -0.00065317 | 1.3518e-07 | -2.0802e-07 | 0.003942 | 0.0039421 | 0.0039421 | 0.98381 | -0.31187 | 0.98375 | -0.31296 | 1.083
56 | -0.0046178 | -0.001157 | 0.004618 | 0.001157 | 2.2554e-07 | -1.2222e-08 | 0.0069843 | 0.0069843 | 0.0069843 | 0.98381 | -0.31187 | 0.98386 | -0.31084 | 1.9188
57 | -0.0095029 | -0.0023812 | 0.0095046 | 0.0023821 | 1.7512e-06 | 8.3361e-07 | 0.014372 | 0.014372 | 0.014372 | 0.98386 | -0.31084 | 0.98406 | -0.30698 | 3.9484
58 | 0.066589 | 0.016883 | -0.06654 | -0.016852 | 4.9183e-05 | 3.1315e-05 | 0.101 | 0.101 | 0.101 | 0.98169 | -0.35077 | 0.9809 | -0.36615 | 27.7482
59 | -0.068182 | -0.017283 | 0.068215 | 0.017303 | 3.2173e-05 | 2.0489e-05 | 0.10342 | 0.10342 | 0.10342 | 0.98169 | -0.35077 | 0.9822 | -0.34096 | 28.4117
60 | 0.064353 | 0.016304 | -0.064308 | -0.016275 | 4.5481e-05 | 2.8948e-05 | 0.097686 | 0.097686 | 0.097686 | 0.9809 | -0.36615 | 0.98014 | -0.38087 | 26.8369
61 | -0.070559 | -0.017891 | 0.070642 | 0.017943 | 8.2669e-05 | 5.2664e-05 | 0.10697 | 0.10697 | 0.10697 | 0.9822 | -0.34096 | 0.98345 | -0.31661 | 29.3877
62 | 0.058774 | 0.014888 | -0.058618 | -0.014789 | 0.00015527 | 9.8721e-05 | 0.089285 | 0.089285 | 0.089285 | 0.98014 | -0.38087 | 0.97731 | -0.43603 | 24.5289
63 | -0.073087 | -0.018556 | 0.073088 | 0.018557 | 1.0984e-06 | 6.9994e-07 | 0.11067 | 0.11067 | 0.11067 | 0.98345 | -0.31661 | 0.98347 | -0.3163 | 30.4038
64 | 0.056545 | 0.01427 | -0.056491 | -0.014235 | 5.4228e-05 | 3.4462e-05 | 0.086129 | 0.086129 | 0.086129 | 0.97731 | -0.43603 | 0.97629 | -0.45608 | 23.6618
65 | -0.075522 | -0.019167 | 0.07562 | 0.01923 | 9.8535e-05 | 6.2807e-05 | 0.11435 | 0.11435 | 0.11435 | 0.98347 | -0.3163 | 0.98487 | -0.28921 | 31.4155
66 | 0.055052 | 0.013875 | -0.054997 | -0.01384 | 5.5172e-05 | 3.5049e-05 | 0.083935 | 0.083935 | 0.083935 | 0.97629 | -0.45608 | 0.97522 | -0.47705 | 23.0591
67 | 0.0046711 | 0.0011706 | -0.0046707 | -0.0011706 | 4.6342e-07 | -2.5837e-08 | 0.0070203 | 0.0070204 | 0.0070204 | 0.99008 | -0.18995 | 0.98997 | -0.19203 | 1.9287
68 | -0.0060227 | -0.0015094 | 0.0060231 | 0.0015095 | 4.2939e-07 | 9.8065e-08 | 0.0090898 | 0.0090898 | 0.0090898 | 0.98592 | -0.27063 | 0.986 | -0.26913 | 2.4972
69 | -0.013575 | -0.0034026 | 0.013579 | 0.003405 | 4.3403e-06 | 2.4259e-06 | 0.020487 | 0.020487 | 0.020487 | 0.986 | -0.26913 | 0.98635 | -0.26242 | 5.6283
70 | 0.007552 | 0.0018931 | -0.0075492 | -0.001892 | 2.841e-06 | 1.0747e-06 | 0.011397 | 0.011397 | 0.011397 | 0.986 | -0.26913 | 0.9856 | -0.27703 | 3.1312
71 | -0.013579 | -0.003405 | 0.013584 | 0.0034076 | 4.5752e-06 | 2.557e-06 | 0.020487 | 0.020487 | 0.020487 | 0.98635 | -0.26242 | 0.98671 | -0.25535 | 5.6283
72 | -0.015528 | -0.0038948 | 0.015531 | 0.0038967 | 3.2786e-06 | 1.8947e-06 | 0.023418 | 0.023418 | 0.023418 | 0.98671 | -0.25535 | 0.98694 | -0.25093 | 6.4336
73 | 0.0043885 | 0.0010996 | -0.0043883 | -0.0010997 | 1.8913e-07 | -2.6168e-08 | 0.0066165 | 0.0066165 | 0.0066165 | 0.98694 | -0.25093 | 0.98689 | -0.25183 | 1.8177
74 | -0.01992 | -0.0049963 | 0.019925 | 0.0049997 | 5.5507e-06 | 3.3427e-06 | 0.030035 | 0.030035 | 0.030035 | 0.98694 | -0.25093 | 0.98724 | -0.24508 | 8.2513
75 | 0.025857 | 0.0064911 | -0.025847 | -0.0064849 | 1.0022e-05 | 6.1885e-06 | 0.038955 | 0.038955 | 0.038955 | 0.9878 | -0.23417 | 0.98738 | -0.24229 | 10.7019
76 | 0.023877 | 0.0059911 | -0.023875 | -0.0059901 | 1.6343e-06 | 1.0029e-06 | 0.035986 | 0.035986 | 0.035986 | 0.98738 | -0.24229 | 0.98731 | -0.24373 | 9.8863
77 | 0.021807 | 0.0054718 | -0.021806 | -0.005471 | 1.4046e-06 | 8.5461e-07 | 0.032869 | 0.032869 | 0.032869 | 0.98731 | -0.24373 | 0.98724 | -0.24508 | 9.0299
78 | 0.0032537 | 0.00081532 | -0.0032536 | -0.00081536 | 6.0576e-08 | -4.6991e-08 | 0.0049058 | 0.0049059 | 0.0049059 | 0.98689 | -0.25183 | 0.98687 | -0.25222 | 1.3478
79 | -0.0042146 | -0.0010562 | 0.0042148 | 0.0010561 | 2.3138e-07 | -4.8303e-08 | 0.0063454 | 0.0063453 | 0.0063454 | 0.98832 | -0.22315 | 0.98838 | -0.222 | 1.7432
80 | -0.0051466 | -0.0012897 | 0.0051468 | 0.0012897 | 1.4623e-07 | 1.034e-08 | 0.0077482 | 0.0077482 | 0.0077482 | 0.98838 | -0.222 | 0.98841 | -0.22141 | 2.1286
81 | -0.0060927 | -0.0015267 | 0.0060929 | 0.0015268 | 1.7014e-07 | 3.9768e-08 | 0.0091723 | 0.0091723 | 0.0091723 | 0.98841 | -0.22141 | 0.98844 | -0.22082 | 2.5199
82 | -0.0060929 | -0.0015268 | 0.0060939 | 0.001527 | 9.7971e-07 | 2.289e-07 | 0.0091723 | 0.0091721 | 0.0091723 | 0.98844 | -0.22082 | 0.98861 | -0.21744 | 2.5199
83 | 0.0060948 | 0.0015272 | -0.0060939 | -0.001527 | 8.842e-07 | 2.0645e-07 | 0.009172 | 0.0091721 | 0.0091721 | 0.98877 | -0.2144 | 0.98861 | -0.21744 | 2.5198
84 | -0.0078211 | -0.0019599 | 0.0078213 | 0.00196 | 2.5006e-07 | 1.0225e-07 | 0.011966 | 0.011966 | 0.011966 | 0.97254 | -0.52996 | 0.97257 | -0.52929 | 3.2875
85 | 0.0057056 | 0.0014297 | -0.005705 | -0.0014296 | 5.9995e-07 | 1.235e-07 | 0.0087297 | 0.0087298 | 0.0087298 | 0.97254 | -0.52996 | 0.97243 | -0.53217 | 2.3983
86 | -0.0097291 | -0.0024381 | 0.009731 | 0.002439 | 1.837e-06 | 9.0126e-07 | 0.014885 | 0.014885 | 0.014885 | 0.97257 | -0.52929 | 0.97277 | -0.52533 | 4.0894
87 | 0.0042944 | 0.0010761 | -0.0042943 | -0.0010761 | 7.0321e-08 | -8.8685e-09 | 0.0065712 | 0.0065712 | 0.0065712 | 0.97243 | -0.53217 | 0.97241 | -0.53251 | 1.8053
88 | -0.010963 | -0.0027479 | 0.010963 | 0.0027479 | 1.6363e-07 | 8.5459e-08 | 0.01677 | 0.01677 | 0.01677 | 0.97277 | -0.52533 | 0.97279 | -0.52501 | 4.6071
89 | 0.0016298 | 0.00040828 | -0.0016298 | -0.00040846 | 3.8283e-08 | -1.7911e-07 | 0.0024939 | 0.002494 | 0.002494 | 0.97241 | -0.53251 | 0.97238 | -0.53301 | 0.68516
90 | -0.012092 | -0.0030308 | 0.012094 | 0.0030322 | 2.6817e-06 | 1.4567e-06 | 0.018496 | 0.018496 | 0.018496 | 0.97279 | -0.52501 | 0.97302 | -0.52036 | 5.0813
91 | -0.013896 | -0.0034836 | 0.013896 | 0.0034841 | 7.979e-07 | 4.5213e-07 | 0.02125 | 0.02125 | 0.02125 | 0.97302 | -0.52036 | 0.97309 | -0.51915 | 5.838
92 | -0.015889 | -0.0039834 | 0.015893 | 0.003986 | 4.3459e-06 | 2.5374e-06 | 0.024297 | 0.024297 | 0.024297 | 0.97309 | -0.51915 | 0.97338 | -0.51342 | 6.675
93 | -0.018372 | -0.0046073 | 0.018382 | 0.0046133 | 9.9989e-06 | 5.9789e-06 | 0.028087 | 0.028087 | 0.028087 | 0.97338 | -0.51342 | 0.97395 | -0.502 | 7.7162
94 | 0.031453 | 0.007909 | -0.031451 | -0.0079076 | 2.1547e-06 | 1.3481e-06 | 0.048064 | 0.048064 | 0.048064 | 0.97395 | -0.502 | 0.97388 | -0.50344 | 13.2044
95 | -0.049835 | -0.012522 | 0.049853 | 0.012534 | 1.789e-05 | 1.1347e-05 | 0.076151 | 0.076151 | 0.076151 | 0.97395 | -0.502 | 0.97434 | -0.49449 | 20.9205
96 | 0.029711 | 0.0074715 | -0.029684 | -0.0074546 | 2.7145e-05 | 1.6936e-05 | 0.045405 | 0.045405 | 0.045405 | 0.97388 | -0.50344 | 0.97291 | -0.52258 | 12.474
97 | -0.052876 | -0.013291 | 0.05292 | 0.013319 | 4.4061e-05 | 2.7974e-05 | 0.080767 | 0.080766 | 0.080767 | 0.97434 | -0.49449 | 0.97522 | -0.47705 | 22.1886
98 | 0.028464 | 0.0071487 | -0.028462 | -0.007148 | 1.2391e-06 | 7.7135e-07 | 0.043539 | 0.043539 | 0.043539 | 0.97291 | -0.52258 | 0.97286 | -0.5235 | 11.9613
99 | 0.025876 | 0.0064997 | -0.025865 | -0.0064931 | 1.0706e-05 | 6.6257e-06 | 0.039583 | 0.039583 | 0.039583 | 0.97286 | -0.5235 | 0.97242 | -0.53217 | 10.8744
100 | 0.0023706 | 0.00059395 | -0.0023705 | -0.00059396 | 6.7204e-09 | -1.2595e-08 | 0.0036274 | 0.0036274 | 0.0036274 | 0.97242 | -0.53217 | 0.97242 | -0.53223 | 0.99654
101 | 0.023495 | 0.0058991 | -0.023485 | -0.0058931 | 9.8889e-06 | 6.076e-06 | 0.035956 | 0.035956 | 0.035956 | 0.97242 | -0.53217 | 0.97198 | -0.541 | 9.8779
102 | 0.0023705 | 0.00059396 | -0.0023705 | -0.0005941 | 7.4178e-08 | -1.3901e-07 | 0.0036274 | 0.0036275 | 0.0036275 | 0.97242 | -0.53223 | 0.97239 | -0.53289 | 0.99656
103 | 0.022347 | 0.0056078 | -0.022344 | -0.0056065 | 2.1382e-06 | 1.3081e-06 | 0.034213 | 0.034213 | 0.034213 | 0.97198 | -0.541 | 0.97188 | -0.543 | 9.3993
104 | 0.011248 | 0.0028195 | -0.011248 | -0.0028195 | 1.1434e-08 | 6.047e-09 | 0.017239 | 0.017239 | 0.017239 | 0.97088 | -0.5627 | 0.97088 | -0.56272 | 4.7359
105 | -0.013093 | -0.0032822 | 0.013096 | 0.0032837 | 2.7581e-06 | 1.5393e-06 | 0.020068 | 0.020068 | 0.020068 | 0.97088 | -0.5627 | 0.9711 | -0.55828 | 5.5132
106 | 0.0094707 | 0.0023742 | -0.0094692 | -0.0023735 | 1.5707e-06 | 7.5948e-07 | 0.014516 | 0.014516 | 0.014516 | 0.97088 | -0.56272 | 0.9707 | -0.5662 | 3.9878
107 | -0.014463 | -0.0036262 | 0.014464 | 0.0036269 | 1.168e-06 | 6.6905e-07 | 0.022162 | 0.022162 | 0.022162 | 0.9711 | -0.55828 | 0.97119 | -0.55658 | 6.0885
108 | 0.0074193 | 0.0018597 | -0.0074186 | -0.0018595 | 6.5155e-07 | 2.5097e-07 | 0.011373 | 0.011373 | 0.011373 | 0.9707 | -0.5662 | 0.97061 | -0.56804 | 3.1246
109 | -0.016734 | -0.0041959 | 0.016735 | 0.0041963 | 7.1293e-07 | 4.2049e-07 | 0.02564 | 0.02564 | 0.02564 | 0.97119 | -0.55658 | 0.97123 | -0.55569 | 7.0441
110 | 0.0074186 | 0.0018595 | -0.0074155 | -0.0018582 | 3.1831e-06 | 1.2266e-06 | 0.011373 | 0.011374 | 0.011374 | 0.97061 | -0.56804 | 0.97016 | -0.57705 | 3.1246
111 | -0.018133 | -0.0045468 | 0.018137 | 0.004549 | 3.814e-06 | 2.2779e-06 | 0.027783 | 0.027783 | 0.027783 | 0.97123 | -0.55569 | 0.97146 | -0.55128 | 7.6326
112 | 0.0042638 | 0.0010685 | -0.0042635 | -0.0010685 | 2.7885e-07 | -3.6209e-08 | 0.0065397 | 0.0065398 | 0.0065398 | 0.97016 | -0.57705 | 0.97009 | -0.57842 | 1.7966
113 | 0.0031517 | 0.00078974 | -0.0031516 | -0.00078978 | 6.2058e-08 | -4.773e-08 | 0.0048339 | 0.004834 | 0.004834 | 0.97016 | -0.57705 | 0.97013 | -0.57747 | 1.328
114 | -0.019453 | -0.0048788 | 0.019453 | 0.0048791 | 6.0246e-07 | 3.6317e-07 | 0.029798 | 0.029798 | 0.029798 | 0.97146 | -0.55128 | 0.97149 | -0.55063 | 8.1862
115 | 0.002068 | 0.00051828 | -0.002068 | -0.00051829 | 2.0024e-09 | -5.2707e-09 | 0.0031721 | 0.0031721 | 0.0031721 | 0.97009 | -0.57842 | 0.97009 | -0.57844 | 0.87146
116 | 0.0014689 | 0.00036807 | -0.0014689 | -0.00036814 | 1.3455e-08 | -7.866e-08 | 0.002253 | 0.0022531 | 0.0022531 | 0.97013 | -0.57747 | 0.97013 | -0.57766 | 0.61898
117 | 0.022344 | 0.0056065 | -0.022339 | -0.0056033 | 5.2385e-06 | 3.2048e-06 | 0.034213 | 0.034213 | 0.034213 | 0.97188 | -0.543 | 0.97163 | -0.54792 | 9.3993
118 | 0.020963 | 0.0052583 | -0.02096 | -0.0052567 | 2.7016e-06 | 1.6424e-06 | 0.032105 | 0.032105 | 0.032105 | 0.97163 | -0.54792 | 0.97149 | -0.55063 | 8.8201
119 | 0.0020678 | 0.00051816 | -0.0020677 | -0.00051822 | 2.4314e-08 | -6.966e-08 | 0.0031178 | 0.0031178 | 0.0031178 | 0.98687 | -0.25222 | 0.98686 | -0.25247 | 0.85654

## res_trafo
| p_hv_mw | q_hv_mvar | p_lv_mw | q_lv_mvar | pl_mw | ql_mvar | i_hv_ka | i_lv_ka | vm_hv_pu | va_hv_degree | vm_lv_pu | va_lv_degree | loading_percent
0 | -1.2729e-15 | -1.3162e-15 | 0.00165 | 1.2699e-07 | 0.00165 | 1.2699e-07 | 5.2857e-17 | 0.0023815 | 0.99998 | 149.9956 | 1 | 0 | 0.2619

## res_ext_grid
| p_mw | q_mvar
0 | 0.39588 | 0.10074

## res_load
| p_mw | q_mvar
0 | 0.0088768 | 0.0022247
1 | 0.014566 | 0.0036506
2 | 0.0044526 | 0.0011159
3 | 0.0037603 | 0.00094242
4 | 0.011363 | 0.0028478
5 | 0.013802 | 0.0034592
6 | 0.01886 | 0.0047267
7 | 0.0069609 | 0.0017446
8 | 0.0067039 | 0.0016802
9 | 0.0033951 | 0.00085089
10 | 0.0022749 | 0.00057014
11 | 0.0071204 | 0.0017845
12 | 0.0035066 | 0.00087883
13 | 0.0055235 | 0.0013843
14 | 0.0080859 | 0.0020265
15 | 0.01095 | 0.0027443
16 | 0.025403 | 0.0063667
17 | 0.0044113 | 0.0011056
18 | 0.0018268 | 0.00045785
19 | 0.0047092 | 0.0011802
20 | 0.029626 | 0.007425
21 | 0.0021411 | 0.00053661
22 | 0.0012871 | 0.00032258
23 | 0.0029537 | 0.00074027
24 | 0.0017946 | 0.00044978
25 | 0.003446 | 0.00086365
26 | 0.0051003 | 0.0012783
27 | 0.0023899 | 0.00059897
28 | 0.0020428 | 0.00051197
29 | 0.0027674 | 0.00069359
30 | 0.0047013 | 0.0011782
31 | 0.0040435 | 0.0010134
32 | 0.0020114 | 0.00050411
33 | 0.0093277 | 0.0023377
34 | 0.0026062 | 0.00065317
35 | 0.0048849 | 0.0012243
36 | 0.0015936 | 0.00039938
37 | 0.0021866 | 0.00054802
38 | 0.0023449 | 0.00058768
39 | 0.0055339 | 0.0013869
40 | 0.0024446 | 0.00061267
41 | 0.002073 | 0.00051955
42 | 0.0024339 | 0.00061
43 | 0.0014394 | 0.00036075
44 | 0.0024561 | 0.00061556
45 | 0.022079 | 0.0055336
46 | 0.0046707 | 0.0011706
47 | 0.003585 | 0.00089848
48 | 0.0060227 | 0.0015094
49 | 0.0075492 | 0.001892
50 | 0.0019439 | 0.0004872
51 | 0.0033472 | 0.00083889
52 | 0.00197 | 0.00049373
53 | 0.0020681 | 0.00051832
54 | 0.0018805 | 0.0004713
55 | 0.0011346 | 0.00028435
56 | 0.00078628 | 0.00019706
57 | 0.00093186 | 0.00023355
58 | 0.00094593 | 0.00023707
59 | 0.0019804 | 0.00049634
60 | 0.0021155 | 0.00053019
61 | 0.0019078 | 0.00047814
62 | 0.0014106 | 0.00035354
63 | 0.0012322 | 0.00030881
64 | 0.0026645 | 0.00066778
65 | 0.0011284 | 0.00028281
66 | 0.0016298 | 0.00040846
67 | 0.0018012 | 0.00045142
68 | 0.0019924 | 0.00049934
69 | 0.0024791 | 0.00062133
70 | 0.00174 | 0.0004361
71 | 0.0030224 | 0.00075748
72 | 0.0012203 | 0.00030584
73 | 0.0020768 | 0.00052049
74 | 0.0025866 | 0.00064827
75 | 0.0011381 | 0.00028523
76 | 0.0018459 | 0.00046262
77 | 0.0017769 | 0.00044532
78 | 0.0013667 | 0.00034252
79 | 0.0020499 | 0.00051374
80 | 0.0022703 | 0.00056899
81 | 0.0013983 | 0.00035045
82 | 0.0013156 | 0.00032972
83 | 0.0021955 | 0.00055025
84 | 0.0016827 | 0.00042172
85 | 0.002068 | 0.00051829
86 | 0.0014689 | 0.00036814
87 | 0.0023705 | 0.0005941
88 | 0.0013766 | 0.00034501
89 | 0.0015064 | 0.00037754
90 | 0.0011859 | 0.00029721
91 | 0.0020677 | 0.00051822

## dtypes
| element | column | dtype
0 | bus | name | object
1 | bus | vn_kv | float64
2 | bus | type | object
3 | bus | zone | object
4 | bus | in_service | bool
5 | load | name | object
6 | load | bus | uint32
7 | load | p_mw | float64
8 | load | q_mvar | float64
9 | load | const_z_percent | float64
10 | load | const_i_percent | float64
11 | load | sn_mva | float64
12 | load | scaling | float64
13 | load | in_service | bool
14 | load | type | object
15 | ext_grid | name | object
16 | ext_grid | bus | uint32
17 | ext_grid | vm_pu | float64
18 | ext_grid | va_degree | float64
19 | ext_grid | slack_weight | float64
20 | ext_grid | in_service | bool
21 | line | name | object
22 | line | std_type | object
23 | line | from_bus | uint32
24 | line | to_bus | uint32
25 | line | length_km | float64
26 | line | r_ohm_per_km | float64
27 | line | x_ohm_per_km | float64
28 | line | c_nf_per_km | float64
29 | line | g_us_per_km | float64
30 | line | max_i_ka | float64
31 | line | df | float64
32 | line | parallel | uint32
33 | line | type | object
34 | line | in_service | bool
35 | trafo | name | object
36 | trafo | std_type | object
37 | trafo | hv_bus | uint32
38 | trafo | lv_bus | uint32
39 | trafo | sn_mva | float64
40 | trafo | vn_hv_kv | float64
41 | trafo | vn_lv_kv | float64
42 | trafo | vk_percent | float64
43 | trafo | vkr_percent | float64
44 | trafo | pfe_kw | float64
45 | trafo | i0_percent | float64
46 | trafo | shift_degree | float64
47 | trafo | tap_side | object
48 | trafo | tap_neutral | int32
49 | trafo | tap_min | int32
50 | trafo | tap_max | int32
51 | trafo | tap_step_percent | float64
52 | trafo | tap_step_degree | float64
53 | trafo | tap_pos | int32
54 | trafo | tap_phase_shifter | bool
55 | trafo | parallel | uint32
56 | trafo | df | float64
57 | trafo | in_service | bool
58 | line_geodata | coords | object
59 | bus_geodata | x | float64
60 | bus_geodata | y | float64
61 | bus_geodata | coords | object
62 | res_bus | vm_pu | float64
63 | res_bus | va_degree | float64
64 | res_bus | p_mw | float64
65 | res_bus | q_mvar | float64
66 | res_line | p_from_mw | float64
67 | res_line | q_from_mvar | float64
68 | res_line | p_to_mw | float64
69 | res_line | q_to_mvar | float64
70 | res_line | pl_mw | float64
71 | res_line | ql_mvar | float64
72 | res_line | i_from_ka | float64
73 | res_line | i_to_ka | float64
74 | res_line | i_ka | float64
75 | res_line | vm_from_pu | float64
76 | res_line | va_from_degree | float64
77 | res_line | vm_to_pu | float64
78 | res_line | va_to_degree | float64
79 | res_line | loading_percent | float64
80 | res_trafo | p_hv_mw | float64
81 | res_trafo | q_hv_mvar | float64
82 | res_trafo | p_lv_mw | float64
83 | res_trafo | q_lv_mvar | float64
84 | res_trafo | pl_mw | float64
85 | res_trafo | ql_mvar | float64
86 | res_trafo | i_hv_ka | float64
87 | res_trafo | i_lv_ka | float64
88 | res_trafo | vm_hv_pu | float64
89 | res_trafo | va_hv_degree | float64
90 | res_trafo | vm_lv_pu | float64
91 | res_trafo | va_lv_degree | float64
92 | res_trafo | loading_percent | float64
93 | res_ext_grid | p_mw | float64
94 | res_ext_grid | q_mvar | float64
95 | res_load | p_mw | float64
96 | res_load | q_mvar | float64

## parameters
| version | format_version | converged | OPF_converged | name | f_hz | sn_mva
0 | 2.14.6 | 2.14.0 | TRUE | FALSE |  | 50 | 1