## bus
| name | vn_kv | type | zone | in_service
0 | bus_LV_156-32_0_5_node_0 | 0.4 | n |  | TRUE
1 | bus_LV_156-32_0_5_node_1 | 0.4 | n |  | TRUE
2 | bus_LV_156-32_0_5_node_2 | 0.4 | n |  | TRUE
3 | bus_LV_156-32_0_5_node_3 | 0.4 | n |  | TRUE
4 | bus_LV_156-32_0_5_node_4 | 0.4 | n |  | TRUE
5 | bus_LV_156-32_0_5_node_40 | 0.4 | n |  | TRUE
6 | bus_LV_156-32_0_5_node_91 | 0.4 | n |  | TRUE
7 | bus_LV_156-32_0_5_node_90 | 0.4 | n |  | TRUE
8 | bus_LV_156-32_0_5_node_37 | 0.4 | n |  | TRUE
9 | bus_LV_156-32_0_5_node_33 | 0.4 | n |  | TRUE
10 | bus_LV_156-32_0_5_node_84 | 0.4 | n |  | TRUE
11 | bus_LV_156-32_0_5_node_5 | 0.4 | n |  | TRUE
12 | bus_LV_156-32_0_5_node_6 | 0.4 | n |  | TRUE
13 | bus_LV_156-32_0_5_node_7 | 0.4 | n |  | TRUE
14 | bus_LV_156-32_0_5_node_8 | 0.4 | n |  | TRUE
15 | bus_LV_156-32_0_5_node_9 | 0.4 | n |  | TRUE
16 | bus_LV_156-32_0_5_node_10 | 0.4 | n |  | TRUE
17 | bus_LV_156-32_0_5_node_11 | 0.4 | n |  | TRUE
18 | bus_LV_156-32_0_5_node_12 | 0.4 | n |  | TRUE
19 | bus_LV_156-32_0_5_node_13 | 0.4 | n |  | TRUE
20 | bus_LV_156-32_0_5_node_14 | 0.4 | n |  | TRUE
21 | bus_LV_156-32_0_5_node_15 | 0.4 | n |  | TRUE
22 | bus_LV_156-32_0_5_node_23 | 0.4 | n |  | TRUE
23 | bus_LV_156-32_0_5_node_17 | 0.4 | n |  | TRUE
24 | bus_LV_156-32_0_5_node_100 | 0.4 | n |  | TRUE
25 | bus_LV_156-32_0_5_node_16 | 0.4 | n |  | TRUE
26 | bus_LV_156-32_0_5_node_112 | 0.4 | n |  | TRUE
27 | bus_LV_156-32_0_5_node_18 | 0.4 | n |  | TRUE
28 | bus_LV_156-32_0_5_node_19 | 0.4 | n |  | TRUE
29 | bus_LV_156-32_0_5_node_101 | 0.4 | n |  | TRUE
30 | bus_LV_156-32_0_5_node_64 | 0.4 | n |  | TRUE
31 | bus_LV_156-32_0_5_node_60 | 0.4 | n |  | TRUE
32 | bus_LV_156-32_0_5_node_20 | 0.4 | n |  | TRUE
33 | bus_LV_156-32_0_5_node_21 | 0.4 | n |  | TRUE
34 | bus_LV_156-32_0_5_node_22 | 0.4 | n |  | TRUE
35 | bus_LV_156-32_0_5_node_38 | 0.4 | n |  | TRUE
36 | bus_LV_156-32_0_5_node_55 | 0.4 | n |  | TRUE
37 | bus_LV_156-32_0_5_node_54 | 0.4 | n |  | TRUE
38 | bus_LV_156-32_0_5_node_114 | 0.4 | n |  | TRUE
39 | bus_LV_156-32_0_5_node_41 | 0.4 | n |  | TRUE
40 | bus_LV_156-32_0_5_node_56 | 0.4 | n |  | TRUE
41 | bus_LV_156-32_0_5_node_53 | 0.4 | n |  | TRUE
42 | bus_LV_156-32_0_5_node_115 | 0.4 | n |  | TRUE
43 | bus_LV_156-32_0_5_node_113 | 0.4 | n |  | TRUE
44 | bus_LV_156-32_0_5_node_24 | 0.4 | n |  | TRUE
45 | bus_LV_156-32_0_5_node_25 | 0.4 | n |  | TRUE
46 | bus_LV_156-32_0_5_node_26 | 0.4 | n |  | TRUE
47 | bus_LV_156-32_0_5_node_27 | 0.4 | n |  | TRUE
48 | bus_LV_156-32_0_5_node_28 | 0.4 | n |  | TRUE
49 | bus_LV_156-32_0_5_node_29 | 0.4 | n |  | TRUE
50 | bus_LV_156-32_0_5_node_31 | 0.4 | n |  | TRUE
51 | bus_LV_156-32_0_5_node_32 | 0.4 | n |  | TRUE
52 | bus_LV_156-32_0_5_node_30 | 0.4 | n |  | TRUE
53 | bus_LV_156-32_0_5_node_78 | 0.4 | n |  | TRUE
54 | bus_LV_156-32_0_5_node_79 | 0.4 | n |  | TRUE
55 | bus_LV_156-32_0_5_node_34 | 0.4 | n |  | TRUE
56 | bus_LV_156-32_0_5_node_35 | 0.4 | n |  | TRUE
57 | bus_LV_156-32_0_5_node_36 | 0.4 | n |  | TRUE
58 | bus_LV_156-32_0_5_node_39 | 0.4 | n |  | TRUE
59 | bus_LV_156-32_0_5_node_42 | 0.4 | n |  | TRUE
60 | bus_LV_156-32_0_5_node_43 | 0.4 | n |  | TRUE
61 | bus_LV_156-32_0_5_node_46 | 0.4 | n |  | TRUE
62 | bus_LV_156-32_0_5_node_44 | 0.4 | n |  | TRUE
63 | bus_LV_156-32_0_5_node_49 | 0.4 | n |  | TRUE
64 | bus_LV_156-32_0_5_node_47 | 0.4 | n |  | TRUE
65 | bus_LV_156-32_0_5_node_48 | 0.4 | n |  | TRUE
66 | bus_LV_156-32_0_5_node_50 | 0.4 | n |  | TRUE
67 | bus_LV_156-32_0_5_node_94 | 0.4 | n |  | TRUE
68 | bus_LV_156-32_0_5_node_96 | 0.4 | n |  | TRUE
69 | bus_LV_156-32_0_5_node_93 | 0.4 | n |  | TRUE
70 | bus_LV_156-32_0_5_node_52 | 0.4 | n |  | TRUE
71 | bus_LV_156-32_0_5_node_74 | 0.4 | n |  | TRUE
72 | bus_LV_156-32_0_5_node_73 | 0.4 | n |  | TRUE
73 | bus_LV_156-32_0_5_node_57 | 0.4 | n |  | TRUE
74 | bus_LV_156-32_0_5_node_58 | 0.4 | n |  | TRUE
75 | bus_LV_156-32_0_5_node_59 | 0.4 | n |  | TRUE
76 | bus_LV_156-32_0_5_node_61 | 0.4 | n |  | TRUE
77 | bus_LV_156-32_0_5_node_62 | 0.4 | n |  | TRUE
78 | bus_LV_156-32_0_5_node_65 | 0.4 | n |  | TRUE
79 | bus_LV_156-32_0_5_node_72 | 0.4 | n |  | TRUE
80 | bus_LV_156-32_0_5_node_70 | 0.4 | n |  | TRUE
81 | bus_LV_156-32_0_5_node_63 | 0.4 | n |  | TRUE
82 | bus_LV_156-32_0_5_node_121 | 0.4 | n |  | TRUE
83 | bus_LV_156-32_0_5_node_77 | 0.4 | n |  | TRUE
84 | bus_LV_156-32_0_5_node_75 | 0.4 | n |  | TRUE
85 | bus_LV_156-32_0_5_node_66 | 0.4 | n |  | TRUE
86 | bus_LV_156-32_0_5_node_68 | 0.4 | n |  | TRUE
87 | bus_LV_156-32_0_5_node_122 | 0.4 | n |  | TRUE
88 | bus_LV_156-32_0_5_node_76 | 0.4 | n |  | TRUE
89 | bus_LV_156-32_0_5_node_67 | 0.4 | n |  | TRUE
90 | bus_LV_156-32_0_5_node_69 | 0.4 | n |  | TRUE
91 | bus_LV_156-32_0_5_node_71 | 0.4 | n |  | TRUE
92 | bus_LV_156-32_0_5_node_117 | 0.4 | n |  | TRUE
93 | bus_LV_156-32_0_5_node_116 | 0.4 | n |  | TRUE
94 | bus_LV_156-32_0_5_node_118 | 0.4 | n |  | TRUE
95 | bus_LV_156-32_0_5_node_82 | 0.4 | n |  | TRUE
96 | bus_LV_156-32_0_5_node_80 | 0.4 | n |  | TRUE
97 | bus_LV_156-32_0_5_node_85 | 0.4 | n |  | TRUE
98 | bus_LV_156-32_0_5_node_81 | 0.4 | n |  | TRUE
99 | bus_LV_156-32_0_5_node_83 | 0.4 | n |  | TRUE
100 | bus_LV_156-32_0_5_node_92 | 0.4 | n |  | TRUE
101 | bus_LV_156-32_0_5_node_89 | 0.4 | n |  | TRUE
102 | bus_LV_156-32_0_5_node_88 | 0.4 | n |  | TRUE
103 | bus_LV_156-32_0_5_node_86 | 0.4 | n |  | TRUE
104 | bus_LV_156-32_0_5_node_87 | 0.4 | n |  | TRUE
105 | bus_LV_156-32_0_5_node_95 | 0.4 | n |  | TRUE
106 | bus_LV_156-32_0_5_node_97 | 0.4 | n |  | TRUE
107 | bus_LV_156-32_0_5_node_98 | 0.4 | n |  | TRUE
108 | bus_LV_156-32_0_5_node_99 | 0.4 | n |  | TRUE
109 | bus_LV_156-32_0_5_node_109 | 0.4 | n |  | TRUE
110 | bus_LV_156-32_0_5_node_102 | 0.4 | n |  | TRUE
111 | bus_LV_156-32_0_5_node_103 | 0.4 | n |  | TRUE
112 | bus_LV_156-32_0_5_node_108 | 0.4 | n |  | TRUE
113 | bus_LV_156-32_0_5_node_104 | 0.4 | n |  | TRUE
114 | bus_LV_156-32_0_5_node_105 | 0.4 | n |  | TRUE
115 | bus_LV_156-32_0_5_node_106 | 0.4 | n |  | TRUE
116 | bus_LV_156-32_0_5_node_110 | 0.4 | n |  | TRUE
117 | bus_LV_156-32_0_5_node_107 | 0.4 | n |  | TRUE
118 | bus_LV_156-32_0_5_node_111 | 0.4 | n |  | TRUE
119 | bus_LV_156-32_0_5_node_120 | 0.4 | n |  | TRUE
120 | bus_LV_156-32_0_5_node_119 | 0.4 | n |  | TRUE
121 | bus_MV_492_0_node_173 | 20 | n |  | TRUE

## load
| name | bus | p_mw | q_mvar | const_z_percent | const_i_percent | sn_mva | scaling | in_service | type
0 | LV_156-32_0_5_load_0 | 0 | 0.0035448 | 0.00088841 | 0 | 0 |  | 1 | TRUE | wye
1 | LV_156-32_0_5_load_3 | 3 | 0.0013298 | 0.00033327 | 0 | 0 |  | 1 | TRUE | wye
2 | LV_156-32_0_5_load_40 | 5 | 0.0018134 | 0.00045448 | 0 | 0 |  | 1 | TRUE | wye
3 | LV_156-32_0_5_load_91 | 6 | 0.0089074 | 0.0022324 | 0 | 0 |  | 1 | TRUE | wye
4 | LV_156-32_0_5_load_90 | 7 | 0.0027972 | 0.00070105 | 0 | 0 |  | 1 | TRUE | wye
5 | LV_156-32_0_5_load_37 | 8 | 0.0060602 | 0.0015188 | 0 | 0 |  | 1 | TRUE | wye
6 | LV_156-32_0_5_load_33 | 9 | 0.0027879 | 0.00069872 | 0 | 0 |  | 1 | TRUE | wye
7 | LV_156-32_0_5_load_84 | 10 | 0.0032842 | 0.00082311 | 0 | 0 |  | 1 | TRUE | wye
8 | LV_156-32_0_5_load_5 | 11 | 0.0089249 | 0.0022368 | 0 | 0 |  | 1 | TRUE | wye
9 | LV_156-32_0_5_load_6 | 12 | 0.011557 | 0.0028964 | 0 | 0 |  | 1 | TRUE | wye
10 | LV_156-32_0_5_load_8 | 14 | 0.0060171 | 0.001508 | 0 | 0 |  | 1 | TRUE | wye
11 | LV_156-32_0_5_load_10 | 16 | 0.019556 | 0.0049012 | 0 | 0 |  | 1 | TRUE | wye
12 | LV_156-32_0_5_load_11 | 17 | 0.0053883 | 0.0013504 | 0 | 0 |  | 1 | TRUE | wye
13 | LV_156-32_0_5_load_12 | 18 | 0.0017448 | 0.00043728 | 0 | 0 |  | 1 | TRUE | wye
14 | LV_156-32_0_5_load_13 | 19 | 0.0058343 | 0.0014622 | 0 | 0 |  | 1 | TRUE | wye
15 | LV_156-32_0_5_load_14 | 20 | 0.0038815 | 0.00097279 | 0 | 0 |  | 1 | TRUE | wye
16 | LV_156-32_0_5_load_15 | 21 | 0.0074604 | 0.0018698 | 0 | 0 |  | 1 | TRUE | wye
17 | LV_156-32_0_5_load_23 | 22 | 0.0017608 | 0.0004413 | 0 | 0 |  | 1 | TRUE | wye
18 | LV_156-32_0_5_load_100 | 24 | 0.0014414 | 0.00036124 | 0 | 0 |  | 1 | TRUE | wye
19 | LV_156-32_0_5_load_16 | 25 | 0.0074501 | 0.0018672 | 0 | 0 |  | 1 | TRUE | wye
20 | LV_156-32_0_5_load_112 | 26 | 0.0016405 | 0.00041114 | 0 | 0 |  | 1 | TRUE | wye
21 | LV_156-32_0_5_load_19 | 28 | 0.0013481 | 0.00033787 | 0 | 0 |  | 1 | TRUE | wye
22 | LV_156-32_0_5_load_101 | 29 | 0.0015514 | 0.00038883 | 0 | 0 |  | 1 | TRUE | wye
23 | LV_156-32_0_5_load_20 | 32 | 0.0028746 | 0.00072044 | 0 | 0 |  | 1 | TRUE | wye
24 | LV_156-32_0_5_load_22 | 34 | 0.0013219 | 0.0003313 | 0 | 0 |  | 1 | TRUE | wye
25 | LV_156-32_0_5_load_55 | 36 | 0.00463 | 0.0011604 | 0 | 0 |  | 1 | TRUE | wye
26 | LV_156-32_0_5_load_54 | 37 | 0.0020023 | 0.00050183 | 0 | 0 |  | 1 | TRUE | wye
27 | LV_156-32_0_5_load_114 | 38 | 0.0012859 | 0.00032229 | 0 | 0 |  | 1 | TRUE | wye
28 | LV_156-32_0_5_load_41 | 39 | 0.0035473 | 0.00088905 | 0 | 0 |  | 1 | TRUE | wye
29 | LV_156-32_0_5_load_56 | 40 | 0.0047473 | 0.0011898 | 0 | 0 |  | 1 | TRUE | wye
30 | LV_156-32_0_5_load_53 | 41 | 0.0039322 | 0.00098549 | 0 | 0 |  | 1 | TRUE | wye
31 | LV_156-32_0_5_load_115 | 42 | 0.0055326 | 0.0013866 | 0 | 0 |  | 1 | TRUE | wye
32 | LV_156-32_0_5_load_113 | 43 | 0.0083287 | 0.0020874 | 0 | 0 |  | 1 | TRUE | wye
33 | LV_156-32_0_5_load_24 | 44 | 0.0019537 | 0.00048963 | 0 | 0 |  | 1 | TRUE | wye
34 | LV_156-32_0_5_load_28 | 48 | 0.0033472 | 0.0008389 | 0 | 0 |  | 1 | TRUE | wye
35 | LV_156-32_0_5_load_29 | 49 | 0.0040997 | 0.0010275 | 0 | 0 |  | 1 | TRUE | wye
36 | LV_156-32_0_5_load_31 | 50 | 0.0025437 | 0.00063752 | 0 | 0 |  | 1 | TRUE | wye
37 | LV_156-32_0_5_load_32 | 51 | 0.0028495 | 0.00071416 | 0 | 0 |  | 1 | TRUE | wye
38 | LV_156-32_0_5_load_78 | 53 | 0.0058843 | 0.0014747 | 0 | 0 |  | 1 | TRUE | wye
39 | LV_156-32_0_5_load_34 | 55 | 0.006466 | 0.0016205 | 0 | 0 |  | 1 | TRUE | wye
40 | LV_156-32_0_5_load_35 | 56 | 0.0033634 | 0.00084295 | 0 | 0 |  | 1 | TRUE | wye
41 | LV_156-32_0_5_load_42 | 59 | 0.0022576 | 0.00056581 | 0 | 0 |  | 1 | TRUE | wye
42 | LV_156-32_0_5_load_46 | 61 | 0.0021373 | 0.00053566 | 0 | 0 |  | 1 | TRUE | wye
43 | LV_156-32_0_5_load_44 | 62 | 0.0012486 | 0.00031293 | 0 | 0 |  | 1 | TRUE | wye
44 | LV_156-32_0_5_load_49 | 63 | 0.002424 | 0.00060751 | 0 | 0 |  | 1 | TRUE | wye
45 | LV_156-32_0_5_load_48 | 65 | 0.0031371 | 0.00078624 | 0 | 0 |  | 1 | TRUE | wye
46 | LV_156-32_0_5_load_50 | 66 | 0.0017276 | 0.00043297 | 0 | 0 |  | 1 | TRUE | wye
47 | LV_156-32_0_5_load_94 | 67 | 0.0016483 | 0.00041311 | 0 | 0 |  | 1 | TRUE | wye
48 | LV_156-32_0_5_load_96 | 68 | 0.0016573 | 0.00041537 | 0 | 0 |  | 1 | TRUE | wye
49 | LV_156-32_0_5_load_93 | 69 | 0.0015828 | 0.00039668 | 0 | 0 |  | 1 | TRUE | wye
50 | LV_156-32_0_5_load_52 | 70 | 0.0032429 | 0.00081276 | 0 | 0 |  | 1 | TRUE | wye
51 | LV_156-32_0_5_load_74 | 71 | 0.0046196 | 0.0011578 | 0 | 0 |  | 1 | TRUE | wye
52 | LV_156-32_0_5_load_73 | 72 | 0.0041594 | 0.0010425 | 0 | 0 |  | 1 | TRUE | wye
53 | LV_156-32_0_5_load_57 | 73 | 0.0065057 | 0.0016305 | 0 | 0 |  | 1 | TRUE | wye
54 | LV_156-32_0_5_load_58 | 74 | 0.0039833 | 0.00099832 | 0 | 0 |  | 1 | TRUE | wye
55 | LV_156-32_0_5_load_65 | 78 | 0.00080664 | 0.00020216 | 0 | 0 |  | 1 | TRUE | wye
56 | LV_156-32_0_5_load_72 | 79 | 0.0033128 | 0.00083027 | 0 | 0 |  | 1 | TRUE | wye
57 | LV_156-32_0_5_load_70 | 80 | 0.0034523 | 0.00086524 | 0 | 0 |  | 1 | TRUE | wye
58 | LV_156-32_0_5_load_121 | 82 | 0.0033142 | 0.00083061 | 0 | 0 |  | 1 | TRUE | wye
59 | LV_156-32_0_5_load_66 | 85 | 0.00088979 | 0.000223 | 0 | 0 |  | 1 | TRUE | wye
60 | LV_156-32_0_5_load_68 | 86 | 0.00096168 | 0.00024102 | 0 | 0 |  | 1 | TRUE | wye
61 | LV_156-32_0_5_load_122 | 87 | 0.0062097 | 0.0015563 | 0 | 0 |  | 1 | TRUE | wye
62 | LV_156-32_0_5_load_67 | 89 | 0.00089855 | 0.0002252 | 0 | 0 |  | 1 | TRUE | wye
63 | LV_156-32_0_5_load_69 | 90 | 0.0009562 | 0.00023965 | 0 | 0 |  | 1 | TRUE | wye
64 | LV_156-32_0_5_load_71 | 91 | 0.0091223 | 0.0022863 | 0 | 0 |  | 1 | TRUE | wye
65 | LV_156-32_0_5_load_116 | 93 | 0.0095739 | 0.0023994 | 0 | 0 |  | 1 | TRUE | wye
66 | LV_156-32_0_5_load_118 | 94 | 0.012462 | 0.0031232 | 0 | 0 |  | 1 | TRUE | wye
67 | LV_156-32_0_5_load_82 | 95 | 0.0026601 | 0.00066669 | 0 | 0 |  | 1 | TRUE | wye
68 | LV_156-32_0_5_load_80 | 96 | 0.0057548 | 0.0014423 | 0 | 0 |  | 1 | TRUE | wye
69 | LV_156-32_0_5_load_85 | 97 | 0.0026001 | 0.00065165 | 0 | 0 |  | 1 | TRUE | wye
70 | LV_156-32_0_5_load_92 | 100 | 0.0075372 | 0.001889 | 0 | 0 |  | 1 | TRUE | wye
71 | LV_156-32_0_5_load_89 | 101 | 0.0025548 | 0.0006403 | 0 | 0 |  | 1 | TRUE | wye
72 | LV_156-32_0_5_load_88 | 102 | 0.0028206 | 0.0007069 | 0 | 0 |  | 1 | TRUE | wye
73 | LV_156-32_0_5_load_86 | 103 | 0.0065336 | 0.0016375 | 0 | 0 |  | 1 | TRUE | wye
74 | LV_156-32_0_5_load_87 | 104 | 0.0028669 | 0.00071852 | 0 | 0 |  | 1 | TRUE | wye
75 | LV_156-32_0_5_load_95 | 105 | 0.0016524 | 0.00041414 | 0 | 0 |  | 1 | TRUE | wye
76 | LV_156-32_0_5_load_97 | 106 | 0.001563 | 0.00039173 | 0 | 0 |  | 1 | TRUE | wye
77 | LV_156-32_0_5_load_98 | 107 | 0.0016671 | 0.00041783 | 0 | 0 |  | 1 | TRUE | wye
78 | LV_156-32_0_5_load_109 | 109 | 0.0016609 | 0.00041627 | 0 | 0 |  | 1 | TRUE | wye
79 | LV_156-32_0_5_load_102 | 110 | 0.0012765 | 0.00031992 | 0 | 0 |  | 1 | TRUE | wye
80 | LV_156-32_0_5_load_103 | 111 | 0.001305 | 0.00032706 | 0 | 0 |  | 1 | TRUE | wye
81 | LV_156-32_0_5_load_108 | 112 | 0.0020272 | 0.00050807 | 0 | 0 |  | 1 | TRUE | wye
82 | LV_156-32_0_5_load_104 | 113 | 0.0013112 | 0.00032862 | 0 | 0 |  | 1 | TRUE | wye
83 | LV_156-32_0_5_load_106 | 115 | 0.0012766 | 0.00031994 | 0 | 0 |  | 1 | TRUE | wye
84 | LV_156-32_0_5_load_110 | 116 | 0.0022314 | 0.00055925 | 0 | 0 |  | 1 | TRUE | wye
85 | LV_156-32_0_5_load_107 | 117 | 0.0021007 | 0.00052648 | 0 | 0 |  | 1 | TRUE | wye
86 | LV_156-32_0_5_load_111 | 118 | 0.0013794 | 0.0003457 | 0 | 0 |  | 1 | TRUE | wye
87 | LV_156-32_0_5_load_120 | 119 | 0.0081132 | 0.0020334 | 0 | 0 |  | 1 | TRUE | wye
88 | LV_156-32_0_5_load_119 | 120 | 0.002747 | 0.00068846 | 0 | 0 |  | 1 | TRUE | wye

## ext_grid
| name | bus | vm_pu | va_degree | slack_weight | in_service
0 |  | 15 | 1 | 0 | 1 | TRUE

## line
| name | std_type | from_bus | to_bus | length_km | r_ohm_per_km | x_ohm_per_km | c_nf_per_km | g_us_per_km | max_i_ka | df | parallel | type | in_service
0 | LV_156-32_0_5_line_0 |  | 0 | 1 | 0.029915 | 0.125 | 0.08 | 261 | 0 | 0.364 | 1 | 1 | cs | TRUE
1 | LV_156-32_0_5_line_1 |  | 1 | 2 | 0.054978 | 0.125 | 0.08 | 261 | 0 | 0.364 | 1 | 1 | cs | TRUE
2 | LV_156-32_0_5_line_2 |  | 2 | 3 | 0.01626 | 0.125 | 0.08 | 261 | 0 | 0.364 | 1 | 1 | cs | TRUE
3 | LV_156-32_0_5_line_3 |  | 2 | 4 | 0.009034 | 0.125 | 0.08 | 261 | 0 | 0.364 | 1 | 1 | cs | TRUE
4 | LV_156-32_0_5_line_4 |  | 3 | 5 | 0.0081097 | 0.125 | 0.08 | 261 | 0 | 0.364 | 1 | 1 | cs | TRUE
5 | LV_156-32_0_5_line_5 |  | 4 | 6 | 0.004336 | 0.125 | 0.08 | 261 | 0 | 0.364 | 1 | 1 | cs | TRUE
6 | LV_156-32_0_5_line_6 |  | 4 | 7 | 0.018589 | 0.125 | 0.08 | 261 | 0 | 0.364 | 1 | 1 | cs | TRUE
7 | LV_156-32_0_5_line_7 |  | 5 | 8 | 0.028532 | 0.125 | 0.08 | 261 | 0 | 0.364 | 1 | 1 | cs | TRUE
8 | LV_156-32_0_5_line_8 |  | 6 | 9 | 0.028233 | 0.125 | 0.08 | 261 | 0 | 0.364 | 1 | 1 | cs | TRUE
9 | LV_156-32_0_5_line_9 |  | 7 | 10 | 0.0066085 | 0.125 | 0.08 | 261 | 0 | 0.364 | 1 | 1 | cs | TRUE
10 | LV_156-32_0_5_line_10 |  | 8 | 57 | 0.011983 | 0.125 | 0.08 | 261 | 0 | 0.364 | 1 | 1 | cs | TRUE
11 | LV_156-32_0_5_line_11 |  | 9 | 49 | 0.016672 | 0.125 | 0.08 | 261 | 0 | 0.364 | 1 | 1 | cs | TRUE
12 | LV_156-32_0_5_line_12 |  | 11 | 12 | 0.0028486 | 0.125 | 0.08 | 261 | 0 | 0.364 | 1 | 1 | cs | TRUE
13 | LV_156-32_0_5_line_13 |  | 11 | 13 | 0.022801 | 0.125 | 0.08 | 261 | 0 | 0.364 | 1 | 1 | cs | TRUE
14 | LV_156-32_0_5_line_14 |  | 12 | 14 | 0.046009 | 0.125 | 0.08 | 261 | 0 | 0.364 | 1 | 1 | cs | TRUE
15 | LV_156-32_0_5_line_15 |  | 13 | 15 | 0.051969 | 0.125 | 0.08 | 261 | 0 | 0.364 | 1 | 2 | cs | TRUE
16 | LV_156-32_0_5_line_16 |  | 13 | 16 | 0.024693 | 0.125 | 0.08 | 261 | 0 | 0.364 | 1 | 1 | cs | TRUE
17 | LV_156-32_0_5_line_17 |  | 14 | 17 | 0.0047761 | 0.125 | 0.08 | 261 | 0 | 0.364 | 1 | 1 | cs | TRUE
18 | LV_156-32_0_5_line_18 |  | 15 | 18 | 0.029446 | 0.125 | 0.08 | 261 | 0 | 0.364 | 1 | 1 | cs | TRUE
19 | LV_156-32_0_5_line_19 |  | 15 | 19 | 0.0082146 | 0.125 | 0.08 | 261 | 0 | 0.364 | 1 | 2 | cs | TRUE
20 | LV_156-32_0_5_line_20 |  | 16 | 20 | 0.010652 | 0.125 | 0.08 | 261 | 0 | 0.364 | 1 | 1 | cs | TRUE
21 | LV_156-32_0_5_line_21 |  | 17 | 21 | 0.0087826 | 0.125 | 0.08 | 261 | 0 | 0.364 | 1 | 1 | cs | TRUE
22 | LV_156-32_0_5_line_22 |  | 18 | 22 | 0.0067074 | 0.125 | 0.08 | 261 | 0 | 0.364 | 1 | 1 | cs | TRUE
23 | LV_156-32_0_5_line_23 |  | 19 | 23 | 0.02664 | 0.125 | 0.08 | 261 | 0 | 0.364 | 1 | 2 | cs | TRUE
24 | LV_156-32_0_5_line_24 |  | 20 | 24 | 0.024479 | 0.125 | 0.08 | 261 | 0 | 0.364 | 1 | 1 | cs | TRUE
25 | LV_156-32_0_5_line_25 |  | 21 | 25 | 0.017692 | 0.125 | 0.08 | 261 | 0 | 0.364 | 1 | 1 | cs | TRUE
26 | LV_156-32_0_5_line_26 |  | 22 | 26 | 0.0064768 | 0.125 | 0.08 | 261 | 0 | 0.364 | 1 | 1 | cs | TRUE
27 | LV_156-32_0_5_line_27 |  | 23 | 27 | 0.00201 | 0.125 | 0.08 | 261 | 0 | 0.364 | 1 | 2 | cs | TRUE
28 | LV_156-32_0_5_line_28 |  | 23 | 28 | 0.020542 | 0.125 | 0.08 | 261 | 0 | 0.364 | 1 | 1 | cs | TRUE
29 | LV_156-32_0_5_line_29 |  | 24 | 29 | 0.019253 | 0.125 | 0.08 | 261 | 0 | 0.364 | 1 | 1 | cs | TRUE
30 | LV_156-32_0_5_line_30 |  | 25 | 30 | 0.012997 | 0.125 | 0.08 | 261 | 0 | 0.364 | 1 | 1 | cs | TRUE
31 | LV_156-32_0_5_line_31 |  | 26 | 43 | 0.0049404 | 0.125 | 0.08 | 261 | 0 | 0.364 | 1 | 1 | cs | TRUE
32 | LV_156-32_0_5_line_32 |  | 27 | 32 | 0.022761 | 0.125 | 0.08 | 261 | 0 | 0.364 | 1 | 2 | cs | TRUE
33 | LV_156-32_0_5_line_33 |  | 27 | 33 | 0.033454 | 0.125 | 0.08 | 261 | 0 | 0.364 | 1 | 1 | cs | TRUE
34 | LV_156-32_0_5_line_34 |  | 28 | 34 | 0.011299 | 0.125 | 0.08 | 261 | 0 | 0.364 | 1 | 1 | cs | TRUE
35 | LV_156-32_0_5_line_35 |  | 29 | 110 | 0.0086468 | 0.125 | 0.08 | 261 | 0 | 0.364 | 1 | 1 | cs | TRUE
36 | LV_156-32_0_5_line_36 |  | 30 | 31 | 0.029247 | 0.125 | 0.08 | 261 | 0 | 0.364 | 1 | 1 | cs | TRUE
37 | LV_156-32_0_5_line_37 |  | 31 | 74 | 0.044463 | 0.125 | 0.08 | 261 | 0 | 0.364 | 1 | 1 | cs | TRUE
38 | LV_156-32_0_5_line_38 |  | 32 | 35 | 0.014138 | 0.125 | 0.08 | 261 | 0 | 0.364 | 1 | 2 | cs | TRUE
39 | LV_156-32_0_5_line_39 |  | 33 | 36 | 0.024019 | 0.125 | 0.08 | 261 | 0 | 0.364 | 1 | 1 | cs | TRUE
40 | LV_156-32_0_5_line_40 |  | 33 | 37 | 0.02063 | 0.125 | 0.08 | 261 | 0 | 0.364 | 1 | 1 | cs | TRUE
41 | LV_156-32_0_5_line_41 |  | 34 | 38 | 0.0067087 | 0.125 | 0.08 | 261 | 0 | 0.364 | 1 | 1 | cs | TRUE
42 | LV_156-32_0_5_line_42 |  | 35 | 39 | 0.018351 | 0.125 | 0.08 | 261 | 0 | 0.364 | 1 | 2 | cs | TRUE
43 | LV_156-32_0_5_line_43 |  | 36 | 40 | 0.018228 | 0.125 | 0.08 | 261 | 0 | 0.364 | 1 | 1 | cs | TRUE
44 | LV_156-32_0_5_line_44 |  | 37 | 41 | 0.00036794 | 0.125 | 0.08 | 261 | 0 | 0.364 | 1 | 1 | cs | TRUE
45 | LV_156-32_0_5_line_45 |  | 38 | 42 | 0.0035674 | 0.125 | 0.08 | 261 | 0 | 0.364 | 1 | 1 | cs | TRUE
46 | LV_156-32_0_5_line_46 |  | 39 | 61 | 0.01284 | 0.125 | 0.08 | 261 | 0 | 0.364 | 1 | 1 | cs | TRUE
47 | LV_156-32_0_5_line_47 |  | 40 | 71 | 0.024122 | 0.125 | 0.08 | 261 | 0 | 0.364 | 1 | 1 | cs | TRUE
48 | LV_156-32_0_5_line_48 |  | 41 | 70 | 0.036044 | 0.125 | 0.08 | 261 | 0 | 0.364 | 1 | 1 | cs | TRUE
49 | LV_156-32_0_5_line_49 |  | 44 | 45 | 0.0063593 | 0.125 | 0.08 | 261 | 0 | 0.364 | 1 | 1 | cs | TRUE
50 | LV_156-32_0_5_line_50 |  | 44 | 46 | 0.016476 | 0.125 | 0.08 | 261 | 0 | 0.364 | 1 | 1 | cs | TRUE
51 | LV_156-32_0_5_line_51 |  | 45 | 47 | 0.01383 | 0.125 | 0.08 | 261 | 0 | 0.364 | 1 | 1 | cs | TRUE
52 | LV_156-32_0_5_line_52 |  | 45 | 48 | 0.039067 | 0.125 | 0.08 | 261 | 0 | 0.364 | 1 | 1 | cs | TRUE
53 | LV_156-32_0_5_line_53 |  | 46 | 49 | 0.019855 | 0.125 | 0.08 | 261 | 0 | 0.364 | 1 | 1 | cs | TRUE
54 | LV_156-32_0_5_line_54 |  | 47 | 50 | 0.009752 | 0.125 | 0.08 | 261 | 0 | 0.364 | 1 | 1 | cs | TRUE
55 | LV_156-32_0_5_line_55 |  | 47 | 51 | 0.026013 | 0.125 | 0.08 | 261 | 0 | 0.364 | 1 | 1 | cs | TRUE
56 | LV_156-32_0_5_line_56 |  | 51 | 52 | 0.0039774 | 0.125 | 0.08 | 261 | 0 | 0.364 | 1 | 1 | cs | TRUE
57 | LV_156-32_0_5_line_57 |  | 52 | 53 | 0.01185 | 0.125 | 0.08 | 261 | 0 | 0.364 | 1 | 1 | cs | TRUE
58 | LV_156-32_0_5_line_58 |  | 53 | 54 | 0.01005 | 0.125 | 0.08 | 261 | 0 | 0.364 | 1 | 1 | cs | TRUE
59 | LV_156-32_0_5_line_59 |  | 54 | 95 | 0.0041367 | 0.125 | 0.08 | 261 | 0 | 0.364 | 1 | 1 | cs | TRUE
60 | LV_156-32_0_5_line_60 |  | 54 | 96 | 0.0059255 | 0.125 | 0.08 | 261 | 0 | 0.364 | 1 | 1 | cs | TRUE
61 | LV_156-32_0_5_line_61 |  | 55 | 56 | 0.023755 | 0.125 | 0.08 | 261 | 0 | 0.364 | 1 | 1 | cs | TRUE
62 | LV_156-32_0_5_line_62 |  | 55 | 57 | 0.033303 | 0.125 | 0.08 | 261 | 0 | 0.364 | 1 | 1 | cs | TRUE
63 | LV_156-32_0_5_line_63 |  | 57 | 58 | 0.018276 | 0.125 | 0.08 | 261 | 0 | 0.364 | 1 | 1 | cs | TRUE
64 | LV_156-32_0_5_line_64 |  | 58 | 59 | 0.0034314 | 0.125 | 0.08 | 261 | 0 | 0.364 | 1 | 1 | cs | TRUE
65 | LV_156-32_0_5_line_65 |  | 58 | 60 | 0.013107 | 0.125 | 0.08 | 261 | 0 | 0.364 | 1 | 1 | cs | TRUE
66 | LV_156-32_0_5_line_66 |  | 59 | 62 | 0.023746 | 0.125 | 0.08 | 261 | 0 | 0.364 | 1 | 1 | cs | TRUE
67 | LV_156-32_0_5_line_67 |  | 60 | 63 | 0.045149 | 0.125 | 0.08 | 261 | 0 | 0.364 | 1 | 1 | cs | TRUE
68 | LV_156-32_0_5_line_68 |  | 61 | 64 | 0.019764 | 0.125 | 0.08 | 261 | 0 | 0.364 | 1 | 1 | cs | TRUE
69 | LV_156-32_0_5_line_69 |  | 63 | 64 | 0.0050018 | 0.125 | 0.08 | 261 | 0 | 0.364 | 1 | 1 | cs | TRUE
70 | LV_156-32_0_5_line_70 |  | 64 | 65 | 0.008451 | 0.125 | 0.08 | 261 | 0 | 0.364 | 1 | 1 | cs | TRUE
71 | LV_156-32_0_5_line_71 |  | 66 | 67 | 0.026737 | 0.125 | 0.08 | 261 | 0 | 0.364 | 1 | 1 | cs | TRUE
72 | LV_156-32_0_5_line_72 |  | 67 | 68 | 0.0099235 | 0.125 | 0.08 | 261 | 0 | 0.364 | 1 | 1 | cs | TRUE
73 | LV_156-32_0_5_line_73 |  | 67 | 69 | 0.0058662 | 0.125 | 0.08 | 261 | 0 | 0.364 | 1 | 1 | cs | TRUE
74 | LV_156-32_0_5_line_74 |  | 68 | 107 | 0.0099789 | 0.125 | 0.08 | 261 | 0 | 0.364 | 1 | 1 | cs | TRUE
75 | LV_156-32_0_5_line_75 |  | 69 | 105 | 0.0099064 | 0.125 | 0.08 | 261 | 0 | 0.364 | 1 | 1 | cs | TRUE
76 | LV_156-32_0_5_line_76 |  | 71 | 72 | 0.011606 | 0.125 | 0.08 | 261 | 0 | 0.364 | 1 | 1 | cs | TRUE
77 | LV_156-32_0_5_line_77 |  | 72 | 84 | 0.014846 | 0.125 | 0.08 | 261 | 0 | 0.364 | 1 | 1 | cs | TRUE
78 | LV_156-32_0_5_line_78 |  | 73 | 74 | 0.032914 | 0.125 | 0.08 | 261 | 0 | 0.364 | 1 | 1 | cs | TRUE
79 | LV_156-32_0_5_line_79 |  | 73 | 75 | 0.071102 | 0.125 | 0.08 | 261 | 0 | 0.364 | 1 | 1 | cs | TRUE
80 | LV_156-32_0_5_line_80 |  | 75 | 76 | 0.011057 | 0.125 | 0.08 | 261 | 0 | 0.364 | 1 | 1 | cs | TRUE
81 | LV_156-32_0_5_line_81 |  | 75 | 77 | 0.040266 | 0.125 | 0.08 | 261 | 0 | 0.364 | 1 | 1 | cs | TRUE
82 | LV_156-32_0_5_line_82 |  | 76 | 78 | 0.0081487 | 0.125 | 0.08 | 261 | 0 | 0.364 | 1 | 1 | cs | TRUE
83 | LV_156-32_0_5_line_83 |  | 77 | 79 | 0.008672 | 0.125 | 0.08 | 261 | 0 | 0.364 | 1 | 1 | cs | TRUE
84 | LV_156-32_0_5_line_84 |  | 77 | 80 | 0.017005 | 0.125 | 0.08 | 261 | 0 | 0.364 | 1 | 1 | cs | TRUE
85 | LV_156-32_0_5_line_85 |  | 78 | 85 | 0.0066859 | 0.125 | 0.08 | 261 | 0 | 0.364 | 1 | 1 | cs | TRUE
86 | LV_156-32_0_5_line_86 |  | 80 | 86 | 0.0019104 | 0.125 | 0.08 | 261 | 0 | 0.364 | 1 | 1 | cs | TRUE
87 | LV_156-32_0_5_line_87 |  | 81 | 82 | 0.00522 | 0.125 | 0.08 | 261 | 0 | 0.364 | 1 | 1 | cs | TRUE
88 | LV_156-32_0_5_line_88 |  | 81 | 83 | 0.012652 | 0.125 | 0.08 | 261 | 0 | 0.364 | 1 | 1 | cs | TRUE
89 | LV_156-32_0_5_line_89 |  | 81 | 84 | 0.025419 | 0.125 | 0.08 | 261 | 0 | 0.364 | 1 | 1 | cs | TRUE
90 | LV_156-32_0_5_line_90 |  | 83 | 87 | 0.008473 | 0.125 | 0.08 | 261 | 0 | 0.364 | 1 | 1 | cs | TRUE
91 | LV_156-32_0_5_line_91 |  | 84 | 88 | 0.030016 | 0.125 | 0.08 | 261 | 0 | 0.364 | 1 | 1 | cs | TRUE
92 | LV_156-32_0_5_line_92 |  | 85 | 89 | 0.0070123 | 0.125 | 0.08 | 261 | 0 | 0.364 | 1 | 1 | cs | TRUE
93 | LV_156-32_0_5_line_93 |  | 86 | 90 | 0.0049605 | 0.125 | 0.08 | 261 | 0 | 0.364 | 1 | 1 | cs | TRUE
94 | LV_156-32_0_5_line_94 |  | 88 | 92 | 0.040869 | 0.125 | 0.08 | 261 | 0 | 0.364 | 1 | 1 | cs | TRUE
95 | LV_156-32_0_5_line_95 |  | 88 | 93 | 0.018879 | 0.125 | 0.08 | 261 | 0 | 0.364 | 1 | 1 | cs | TRUE
96 | LV_156-32_0_5_line_96 |  | 90 | 91 | 0.0033985 | 0.125 | 0.08 | 261 | 0 | 0.364 | 1 | 1 | cs | TRUE
97 | LV_156-32_0_5_line_97 |  | 92 | 94 | 0.019575 | 0.125 | 0.08 | 261 | 0 | 0.364 | 1 | 1 | cs | TRUE
98 | LV_156-32_0_5_line_98 |  | 95 | 97 | 0.0061228 | 0.125 | 0.08 | 261 | 0 | 0.364 | 1 | 1 | cs | TRUE
99 | LV_156-32_0_5_line_99 |  | 96 | 98 | 0.016316 | 0.125 | 0.08 | 261 | 0 | 0.364 | 1 | 1 | cs | TRUE
100 | LV_156-32_0_5_line_100 |  | 97 | 101 | 0.0059936 | 0.125 | 0.08 | 261 | 0 | 0.364 | 1 | 1 | cs | TRUE
101 | LV_156-32_0_5_line_101 |  | 98 | 99 | 0.023805 | 0.125 | 0.08 | 261 | 0 | 0.364 | 1 | 1 | cs | TRUE
102 | LV_156-32_0_5_line_102 |  | 99 | 100 | 0.015559 | 0.125 | 0.08 | 261 | 0 | 0.364 | 1 | 1 | cs | TRUE
103 | LV_156-32_0_5_line_103 |  | 101 | 102 | 0.0062211 | 0.125 | 0.08 | 261 | 0 | 0.364 | 1 | 1 | cs | TRUE
104 | LV_156-32_0_5_line_104 |  | 102 | 103 | 0.0013331 | 0.125 | 0.08 | 261 | 0 | 0.364 | 1 | 1 | cs | TRUE
105 | LV_156-32_0_5_line_105 |  | 103 | 104 | 0.0052121 | 0.125 | 0.08 | 261 | 0 | 0.364 | 1 | 1 | cs | TRUE
106 | LV_156-32_0_5_line_106 |  | 105 | 106 | 0.0097905 | 0.125 | 0.08 | 261 | 0 | 0.364 | 1 | 1 | cs | TRUE
107 | LV_156-32_0_5_line_107 |  | 106 | 108 | 0.016902 | 0.125 | 0.08 | 261 | 0 | 0.364 | 1 | 1 | cs | TRUE
108 | LV_156-32_0_5_line_108 |  | 107 | 109 | 0.00047003 | 0.125 | 0.08 | 261 | 0 | 0.364 | 1 | 1 | cs | TRUE
109 | LV_156-32_0_5_line_109 |  | 108 | 110 | 0.00040068 | 0.125 | 0.08 | 261 | 0 | 0.364 | 1 | 1 | cs | TRUE
110 | LV_156-32_0_5_line_110 |  | 108 | 111 | 0.0080051 | 0.125 | 0.08 | 261 | 0 | 0.364 | 1 | 1 | cs | TRUE
111 | LV_156-32_0_5_line_111 |  | 109 | 112 | 0.0063266 | 0.125 | 0.08 | 261 | 0 | 0.364 | 1 | 1 | cs | TRUE
112 | LV_156-32_0_5_line_112 |  | 111 | 113 | 0.0085176 | 0.125 | 0.08 | 261 | 0 | 0.364 | 1 | 1 | cs | TRUE
113 | LV_156-32_0_5_line_113 |  | 112 | 117 | 0.012255 | 0.125 | 0.08 | 261 | 0 | 0.364 | 1 | 1 | cs | TRUE
114 | LV_156-32_0_5_line_114 |  | 113 | 114 | 0.0054057 | 0.125 | 0.08 | 261 | 0 | 0.364 | 1 | 1 | cs | TRUE
115 | LV_156-32_0_5_line_115 |  | 114 | 115 | 0.0030152 | 0.125 | 0.08 | 261 | 0 | 0.364 | 1 | 1 | cs | TRUE
116 | LV_156-32_0_5_line_116 |  | 115 | 116 | 0.0076705 | 0.125 | 0.08 | 261 | 0 | 0.364 | 1 | 1 | cs | TRUE
117 | LV_156-32_0_5_line_117 |  | 116 | 118 | 0.00097454 | 0.125 | 0.08 | 261 | 0 | 0.364 | 1 | 1 | cs | TRUE
118 | LV_156-32_0_5_line_118 |  | 118 | 119 | 0.04125 | 0.125 | 0.08 | 261 | 0 | 0.364 | 1 | 1 | cs | TRUE
119 | LV_156-32_0_5_line_119 |  | 119 | 120 | 0.0044776 | 0.125 | 0.08 | 261 | 0 | 0.364 | 1 | 1 | cs | TRUE

## trafo
| name | std_type | hv_bus | lv_bus | sn_mva | vn_hv_kv | vn_lv_kv | vk_percent | vkr_percent | pfe_kw | i0_percent | shift_degree | tap_side | tap_neutral | tap_min | tap_max | tap_step_percent | tap_step_degree | tap_pos | tap_phase_shifter | parallel | df | in_service
0 | LV_156-32_0_5_trafo_9 | 0.63 MVA 20/0.4 kV | 121 | 15 | 0.63 | 20 | 0.4 | 6 | 1.206 | 1.65 | 0.2619 | 150 | hv | 0 | -2 | 2 | 2.5 | 0 | 0 | FALSE | 1 | 1 | TRUE

## line_geodata
| x0 | y0 | x1 | y1 | x2 | y2 | x3 | y3 | x4 | y4 | x5 | y5 | x6 | y6 | x7 | y7
0 | 2689201.7027 | 1237348.2416 | 2689214.6342 | 1237336.6608 | 2689223.125 | 1237327.4115
1 | 2689255.1405 | 1237345.598 | 2689246.3496 | 1237349.5132 | 2689240.0332 | 1237351.4085 | 2689233.4604 | 1237352.2437 | 2689224.2545 | 1237352.5612 | 2689215.3273 | 1237351.96 | 2689208.0072 | 1237350.1599 | 2689201.7027 | 1237348.2416
2 | 2689255.1405 | 1237345.598 | 2689256.7169 | 1237349.9581 | 2689252.5586 | 1237351.7414 | 2689250.8209 | 1237354.0836 | 2689252.0117 | 1237356.9147 | 2689252.6585 | 1237357.8182
3 | 2689263.2225 | 1237341.5164 | 2689255.1405 | 1237345.598
4 | 2689257.3791 | 1237364.4124 | 2689252.6585 | 1237357.8182
5 | 2689263.2225 | 1237341.5164 | 2689266.2024 | 1237339.5932 | 2689266.841 | 1237339.1292
6 | 2689263.2225 | 1237341.5164 | 2689258.6746 | 1237333.4867 | 2689255.1775 | 1237326.5291 | 2689254.1821 | 1237325.3096
7 | 2689268.6992 | 1237390.0464 | 2689268.3718 | 1237386.5375 | 2689267.2359 | 1237381.0609 | 2689262.8021 | 1237371.9877 | 2689257.3791 | 1237364.4124
8 | 2689285.8248 | 1237318.4781 | 2689283.7337 | 1237321.5324 | 2689279.0216 | 1237327.944 | 2689273.6415 | 1237333.4894 | 2689269.9205 | 1237336.8915 | 2689266.841 | 1237339.1292
9 | 2689249.3163 | 1237320.8807 | 2689250.2739 | 1237321.5185 | 2689253.2754 | 1237324.1989 | 2689254.1821 | 1237325.3096
10 | 2689269.1303 | 1237402.0157 | 2689268.9713 | 1237392.9623 | 2689268.6992 | 1237390.0464
11 | 2689295.3506 | 1237304.7953 | 2689288.9328 | 1237313.9384 | 2689285.8248 | 1237318.4781
12 | 2689467.363 | 1237435.4435 | 2689470.2115 | 1237435.4211
13 | 2689444.5627 | 1237435.6234 | 2689467.363 | 1237435.4435
14 | 2689516.1372 | 1237437.0956 | 2689494.9242 | 1237435.2261 | 2689470.2115 | 1237435.4211
15 | 2689444.5627 | 1237435.6234 | 2689392.5768 | 1237439.3769
16 | 2689444.5627 | 1237435.6234 | 2689442.8674 | 1237410.9883
17 | 2689516.1372 | 1237437.0956 | 2689520.8948 | 1237437.5149
18 | 2689392.5768 | 1237439.3769 | 2689394.0721 | 1237455.1442 | 2689403.9446 | 1237464.5101
19 | 2689392.5768 | 1237439.3769 | 2689384.3835 | 1237439.9682
20 | 2689442.1361 | 1237400.3612 | 2689442.8674 | 1237410.9883
21 | 2689520.8948 | 1237437.5149 | 2689529.6435 | 1237438.2859
22 | 2689408.8106 | 1237469.1264 | 2689403.9446 | 1237464.5101
23 | 2689358.3396 | 1237445.3106 | 2689361.2735 | 1237444.4318 | 2689379.8284 | 1237440.2969 | 2689384.3835 | 1237439.9682
24 | 2689442.1361 | 1237400.3612 | 2689441.161 | 1237386.1919 | 2689435.3931 | 1237377.6876
25 | 2689547.2431 | 1237440.083 | 2689541.5539 | 1237439.443 | 2689537.3919 | 1237438.9688 | 2689529.6435 | 1237438.2859
26 | 2689408.8106 | 1237469.1264 | 2689413.5093 | 1237473.5841
27 | 2689358.3396 | 1237445.3106 | 2689356.3946 | 1237445.8372
28 | 2689358.3396 | 1237445.3106 | 2689366.451 | 1237464.1833
29 | 2689435.3931 | 1237377.6876 | 2689432.8483 | 1237373.9357 | 2689429.5637 | 1237368.9604 | 2689436.5617 | 1237363.6952
30 | 2689560.1588 | 1237441.5361 | 2689547.2431 | 1237440.083
31 | 2689417.0934 | 1237476.9843 | 2689413.5093 | 1237473.5841
32 | 2689356.3946 | 1237445.8372 | 2689355.411 | 1237440.8077 | 2689354.1418 | 1237436.6523 | 2689352.3277 | 1237432.5108 | 2689350.2777 | 1237429.9559 | 2689346.2838 | 1237426.1836
33 | 2689327.664 | 1237462.962 | 2689340.0286 | 1237454.3528 | 2689351.6555 | 1237448.012 | 2689356.3946 | 1237445.8372
34 | 2689366.451 | 1237464.1833 | 2689368.1137 | 1237468.0519 | 2689373.3008 | 1237472.882
35 | 2689436.5617 | 1237363.6952 | 2689443.4712 | 1237358.4966
36 | 2689589.1889 | 1237445.7324 | 2689560.1588 | 1237441.5361
37 | 2689589.1889 | 1237445.7324 | 2689582.6184 | 1237454.4396 | 2689575.8361 | 1237464.6448 | 2689562.1442 | 1237480.9636
38 | 2689336.0058 | 1237416.476 | 2689346.2838 | 1237426.1836
39 | 2689327.664 | 1237462.962 | 2689332.4375 | 1237472.0737 | 2689342.3426 | 1237481.5851
40 | 2689327.664 | 1237462.962 | 2689310.7375 | 1237474.756
41 | 2689378.2105 | 1237477.4539 | 2689373.3008 | 1237472.882
42 | 2689336.0058 | 1237416.476 | 2689321.2305 | 1237427.359
43 | 2689355.4902 | 1237494.21 | 2689342.3426 | 1237481.5851
44 | 2689310.4356 | 1237474.9663 | 2689310.7375 | 1237474.756
45 | 2689380.8213 | 1237479.885 | 2689378.2105 | 1237477.4539
46 | 2689310.8923 | 1237434.9739 | 2689321.2305 | 1237427.359
47 | 2689355.4902 | 1237494.21 | 2689361.5414 | 1237500.0206 | 2689361.5012 | 1237515.7536
48 | 2689277.8014 | 1237488.4975 | 2689280.8952 | 1237488.6219 | 2689287.5437 | 1237487.2764 | 2689292.9542 | 1237485.7344 | 2689307.5914 | 1237476.9481 | 2689310.4356 | 1237474.9663
49 | 2689320.9705 | 1237270.6776 | 2689316.901 | 1237275.5644
50 | 2689306.7561 | 1237288.5435 | 2689314.3587 | 1237278.6173 | 2689316.901 | 1237275.5644
51 | 2689320.9705 | 1237270.6776 | 2689314.2291 | 1237267.6185 | 2689316.2944 | 1237263.6244 | 2689314.4975 | 1237262.8524
52 | 2689320.9705 | 1237270.6776 | 2689324.9747 | 1237265.5563 | 2689330.9007 | 1237261.9539 | 2689332.2968 | 1237254.6585 | 2689341.2238 | 1237245.7308 | 2689345.2948 | 1237241.9174
53 | 2689306.7561 | 1237288.5435 | 2689295.5285 | 1237304.5419 | 2689295.3506 | 1237304.7953
54 | 2689318.8061 | 1237254.0997 | 2689314.4975 | 1237262.8524
55 | 2689314.4975 | 1237262.8524 | 2689307.3566 | 1237276.2881 | 2689297.3854 | 1237272.1463
56 | 2689293.4769 | 1237271.4093 | 2689297.3854 | 1237272.1463
57 | 2689293.4769 | 1237271.4093 | 2689284.6368 | 1237270.0421 | 2689281.7657 | 1237269.5999
58 | 2689271.8332 | 1237268.0704 | 2689281.7657 | 1237269.5999
59 | 2689271.8332 | 1237268.0704 | 2689271.1348 | 1237272.1478
60 | 2689271.8332 | 1237268.0704 | 2689272.1064 | 1237266.5067 | 2689272.0339 | 1237264.2818 | 2689271.4592 | 1237262.2495
61 | 2689293.6272 | 1237379.8778 | 2689308.3196 | 1237361.211
62 | 2689269.1303 | 1237402.0157 | 2689285.8939 | 1237389.7032 | 2689293.6272 | 1237379.8778
63 | 2689252.9744 | 1237410.6458 | 2689269.1303 | 1237402.0157
64 | 2689252.9744 | 1237410.6458 | 2689250.6873 | 1237408.0878
65 | 2689252.9744 | 1237410.6458 | 2689257.2862 | 1237417.7713 | 2689258.5637 | 1237422.3828
66 | 2689250.6873 | 1237408.0878 | 2689250.0723 | 1237407.3999 | 2689247.9064 | 1237405.5104 | 2689244.9123 | 1237403.3417 | 2689241.9222 | 1237401.9179 | 2689238.235 | 1237400.5615 | 2689233.4169 | 1237399.4328 | 2689229.3659 | 1237399.1162
67 | 2689258.5637 | 1237422.3828 | 2689275.7897 | 1237421.5855 | 2689275.6923 | 1237423.5299 | 2689275.5098 | 1237426.6072 | 2689282.2939 | 1237427.3207 | 2689283.207 | 1237428.4909 | 2689292.256 | 1237439.9091
68 | 2689295.3627 | 1237443.8291 | 2689296.6548 | 1237445.4609 | 2689310.8923 | 1237434.9739
69 | 2689295.3627 | 1237443.8291 | 2689292.256 | 1237439.9091
70 | 2689295.3627 | 1237443.8291 | 2689301.469 | 1237439.2954 | 2689300.965 | 1237438.5985
71 | 2689420.8652 | 1237324.5963 | 2689397.1823 | 1237312.1878
72 | 2689420.8652 | 1237324.5963 | 2689428.8305 | 1237318.6777
73 | 2689421.8899 | 1237328.9329 | 2689419.4411 | 1237325.6544 | 2689420.8652 | 1237324.5963
74 | 2689436.8403 | 1237312.7261 | 2689428.8305 | 1237318.6777
75 | 2689421.8899 | 1237328.9329 | 2689427.818 | 1237336.8698
76 | 2689369.9498 | 1237523.7108 | 2689361.5012 | 1237515.7536 | 2689361.5012 | 1237515.7536
77 | 2689380.7572 | 1237533.8898 | 2689369.9498 | 1237523.7108
78 | 2689540.9885 | 1237506.1781 | 2689562.1442 | 1237480.9636
79 | 2689493.2272 | 1237558.8235 | 2689500.6907 | 1237550.5966 | 2689529.0819 | 1237520.3692 | 2689540.9885 | 1237506.1781
80 | 2689485.8467 | 1237567.0738 | 2689493.2272 | 1237558.8235
81 | 2689471.6994 | 1237532.8137 | 2689468.4602 | 1237543.4059 | 2689478.3842 | 1237550.138 | 2689484.8877 | 1237553.8943 | 2689493.2272 | 1237558.8235
82 | 2689485.8467 | 1237567.0738 | 2689481.1151 | 1237573.7081
83 | 2689465.7645 | 1237526.4752 | 2689471.6994 | 1237532.8137
84 | 2689471.6994 | 1237532.8137 | 2689475.9796 | 1237528.9531 | 2689486.2662 | 1237524.4197
85 | 2689481.1151 | 1237573.7081 | 2689477.2329 | 1237579.1514
86 | 2689488.0143 | 1237523.6493 | 2689486.2662 | 1237524.4197
87 | 2689406.1164 | 1237535.6282 | 2689405.4756 | 1237530.4482
88 | 2689406.1164 | 1237535.6282 | 2689402.5185 | 1237535.385 | 2689408.7989 | 1237541.8954
89 | 2689380.7572 | 1237533.8898 | 2689392.6997 | 1237534.7146 | 2689402.5185 | 1237535.385 | 2689406.1164 | 1237535.6282
90 | 2689414.692 | 1237547.9996 | 2689408.7989 | 1237541.8954
91 | 2689380.7572 | 1237533.8898 | 2689375.6766 | 1237534.625 | 2689364.3376 | 1237539.4468 | 2689362.9919 | 1237551.9356
92 | 2689477.2329 | 1237579.1514 | 2689473.1612 | 1237584.8605
93 | 2689488.0143 | 1237523.6493 | 2689490.1779 | 1237522.6958 | 2689492.2655 | 1237521.1526
94 | 2689362.9919 | 1237551.9356 | 2689345.0888 | 1237588.6929
95 | 2689362.9919 | 1237551.9356 | 2689376.1573 | 1237553.9574 | 2689381.4796 | 1237555.5622
96 | 2689494.9984 | 1237519.1325 | 2689492.2655 | 1237521.1526
97 | 2689345.0888 | 1237588.6929 | 2689362.9127 | 1237596.9003
98 | 2689270.1012 | 1237278.1828 | 2689271.1348 | 1237272.1478
99 | 2689256.6193 | 1237255.7996 | 2689264.4117 | 1237258.4075 | 2689269.0363 | 1237260.3339 | 2689271.4592 | 1237262.2495
100 | 2689270.1012 | 1237278.1828 | 2689269.0894 | 1237284.0904
101 | 2689258.5107 | 1237245.7541 | 2689260.0137 | 1237247.956 | 2689261.7393 | 1237246.9257 | 2689264.3849 | 1237245.5978 | 2689266.6739 | 1237248.8679 | 2689260.843 | 1237252.683 | 2689256.6193 | 1237255.7996
102 | 2689258.5107 | 1237245.7541 | 2689271.415 | 1237237.0083
103 | 2689269.0894 | 1237284.0904 | 2689268.0392 | 1237290.2222
104 | 2689267.8141 | 1237291.5361 | 2689268.0392 | 1237290.2222
105 | 2689267.8141 | 1237291.5361 | 2689266.9343 | 1237296.6734
106 | 2689433.6768 | 1237344.7138 | 2689427.818 | 1237336.8698
107 | 2689443.7914 | 1237358.2557 | 2689433.6768 | 1237344.7138
108 | 2689437.2176 | 1237312.4458 | 2689437.2176 | 1237312.4458 | 2689436.8403 | 1237312.7261
109 | 2689443.7914 | 1237358.2557 | 2689443.4712 | 1237358.4966
110 | 2689443.7914 | 1237358.2557 | 2689450.1895 | 1237353.4447
111 | 2689440.9762 | 1237317.5349 | 2689437.2176 | 1237312.4458
112 | 2689450.1895 | 1237353.4447 | 2689456.9972 | 1237348.3256
113 | 2689448.2568 | 1237327.3926 | 2689440.9762 | 1237317.5349
114 | 2689461.3177 | 1237345.0768 | 2689456.9972 | 1237348.3256
115 | 2689461.3177 | 1237345.0768 | 2689463.7276 | 1237343.2647
116 | 2689463.7276 | 1237343.2647 | 2689469.8583 | 1237338.6548
117 | 2689469.8583 | 1237338.6548 | 2689470.6372 | 1237338.0692
118 | 2689470.6372 | 1237338.0692 | 2689508.2322 | 1237355.0463
119 | 2689508.2322 | 1237355.0463 | 2689511.6606 | 1237352.1662

## bus_geodata
| x | y | coords
0 | 2689223.125 | 1237327.4115
1 | 2689201.7027 | 1237348.2416
2 | 2689255.1405 | 1237345.598
3 | 2689252.6585 | 1237357.8182
4 | 2689263.2225 | 1237341.5164
5 | 2689257.3791 | 1237364.4124
6 | 2689266.841 | 1237339.1292
7 | 2689254.1821 | 1237325.3096
8 | 2689268.6992 | 1237390.0464
9 | 2689285.8248 | 1237318.4781
10 | 2689249.3163 | 1237320.8807
11 | 2689467.363 | 1237435.4435
12 | 2689470.2115 | 1237435.4211
13 | 2689444.5627 | 1237435.6234
14 | 2689516.1372 | 1237437.0956
15 | 2689392.5768 | 1237439.3769
16 | 2689442.8674 | 1237410.9883
17 | 2689520.8948 | 1237437.5149
18 | 2689403.9446 | 1237464.5101
19 | 2689384.3835 | 1237439.9682
20 | 2689442.1361 | 1237400.3612
21 | 2689529.6435 | 1237438.2859
22 | 2689408.8106 | 1237469.1264
23 | 2689358.3396 | 1237445.3106
24 | 2689435.3931 | 1237377.6876
25 | 2689547.2431 | 1237440.083
26 | 2689413.5093 | 1237473.5841
27 | 2689356.3946 | 1237445.8372
28 | 2689366.451 | 1237464.1833
29 | 2689436.5617 | 1237363.6952
30 | 2689560.1588 | 1237441.5361
31 | 2689589.1889 | 1237445.7324
32 | 2689346.2838 | 1237426.1836
33 | 2689327.664 | 1237462.962
34 | 2689373.3008 | 1237472.882
35 | 2689336.0058 | 1237416.476
36 | 2689342.3426 | 1237481.5851
37 | 2689310.7375 | 1237474.756
38 | 2689378.2105 | 1237477.4539
39 | 2689321.2305 | 1237427.359
40 | 2689355.4902 | 1237494.21
41 | 2689310.4356 | 1237474.9663
42 | 2689380.8213 | 1237479.885
43 | 2689417.0934 | 1237476.9843
44 | 2689316.901 | 1237275.5644
45 | 2689320.9705 | 1237270.6776
46 | 2689306.7561 | 1237288.5435
47 | 2689314.4975 | 1237262.8524
48 | 2689345.2948 | 1237241.9174
49 | 2689295.3506 | 1237304.7953
50 | 2689318.8061 | 1237254.0997
51 | 2689297.3854 | 1237272.1463
52 | 2689293.4769 | 1237271.4093
53 | 2689281.7657 | 1237269.5999
54 | 2689271.8332 | 1237268.0704
55 | 2689293.6272 | 1237379.8778
56 | 2689308.3196 | 1237361.211
57 | 2689269.1303 | 1237402.0157
58 | 2689252.9744 | 1237410.6458
59 | 2689250.6873 | 1237408.0878
60 | 2689258.5637 | 1237422.3828
61 | 2689310.8923 | 1237434.9739
62 | 2689229.3659 | 1237399.1162
63 | 2689292.256 | 1237439.9091
64 | 2689295.3627 | 1237443.8291
65 | 2689300.965 | 1237438.5985
66 | 2689397.1823 | 1237312.1878
67 | 2689420.8652 | 1237324.5963
68 | 2689428.8305 | 1237318.6777
69 | 2689421.8899 | 1237328.9329
70 | 2689277.8014 | 1237488.4975
71 | 2689361.5012 | 1237515.7536
72 | 2689369.9498 | 1237523.7108
73 | 2689540.9885 | 1237506.1781
74 | 2689562.1442 | 1237480.9636
75 | 2689493.2272 | 1237558.8235
76 | 2689485.8467 | 1237567.0738
77 | 2689471.6994 | 1237532.8137
78 | 2689481.1151 | 1237573.7081
79 | 2689465.7644 | 1237526.4752
80 | 2689486.2662 | 1237524.4197
81 | 2689406.1164 | 1237535.6282
82 | 2689405.4756 | 1237530.4482
83 | 2689408.7989 | 1237541.8954
84 | 2689380.7572 | 1237533.8898
85 | 2689477.2329 | 1237579.1514
86 | 2689488.0143 | 1237523.6493
87 | 2689414.692 | 1237547.9996
88 | 2689362.9919 | 1237551.9356
89 | 2689473.1612 | 1237584.8605
90 | 2689492.2655 | 1237521.1526
91 | 2689494.9984 | 1237519.1325
92 | 2689345.0888 | 1237588.6929
93 | 2689381.4796 | 1237555.5622
94 | 2689362.9127 | 1237596.9003
95 | 2689271.1348 | 1237272.1478
96 | 2689271.4592 | 1237262.2495
97 | 2689270.1012 | 1237278.1828
98 | 2689256.6193 | 1237255.7996
99 | 2689258.5107 | 1237245.7541
100 | 2689271.415 | 1237237.0083
101 | 2689269.0894 | 1237284.0904
102 | 2689268.0392 | 1237290.2222
103 | 2689267.8141 | 1237291.5361
104 | 2689266.9343 | 1237296.6734
105 | 2689427.818 | 1237336.8698
106 | 2689433.6768 | 1237344.7138
107 | 2689436.8403 | 1237312.7261
108 | 2689443.7914 | 1237358.2557
109 | 2689437.2176 | 1237312.4458
110 | 2689443.4712 | 1237358.4966
111 | 2689450.1895 | 1237353.4447
112 | 2689440.9762 | 1237317.5349
113 | 2689456.9972 | 1237348.3256
114 | 2689461.3177 | 1237345.0768
115 | 2689463.7276 | 1237343.2647
116 | 2689469.8583 | 1237338.6548
117 | 2689448.2568 | 1237327.3926
118 | 2689470.6372 | 1237338.0692
119 | 2689508.2322 | 1237355.0463
120 | 2689511.6606 | 1237352.1662
121 | 2689358.3396 | 1237445.3106

## line_std_types
| c_nf_per_km | r_ohm_per_km | x_ohm_per_km | max_i_ka | type | q_mm2 | alpha | voltage_rating
NAYY 4x50 SE | 210 | 0.642 | 0.083 | 0.142 | cs | 50 | 0.00403 | LV
NAYY 4x120 SE | 264 | 0.225 | 0.08 | 0.242 | cs | 120 | 0.00403 | LV
NAYY 4x150 SE | 261 | 0.208 | 0.08 | 0.27 | cs | 150 | 0.00403 | LV
NA2XS2Y 1x95 RM/25 12/20 kV | 216 | 0.313 | 0.132 | 0.252 | cs | 95 | 0.00403 | MV
NA2XS2Y 1x185 RM/25 12/20 kV | 273 | 0.161 | 0.117 | 0.362 | cs | 185 | 0.00403 | MV
NA2XS2Y 1x240 RM/25 12/20 kV | 304 | 0.122 | 0.112 | 0.421 | cs | 240 | 0.00403 | MV
NA2XS2Y 1x95 RM/25 6/10 kV | 315 | 0.313 | 0.123 | 0.249 | cs | 95 | 0.00403 | MV
NA2XS2Y 1x185 RM/25 6/10 kV | 406 | 0.161 | 0.11 | 0.358 | cs | 185 | 0.00403 | MV
NA2XS2Y 1x240 RM/25 6/10 kV | 456 | 0.122 | 0.105 | 0.416 | cs | 240 | 0.00403 | MV
NA2XS2Y 1x150 RM/25 12/20 kV | 250 | 0.206 | 0.116 | 0.319 | cs | 150 | 0.00403 | MV
NA2XS2Y 1x120 RM/25 12/20 kV | 230 | 0.253 | 0.119 | 0.283 | cs | 120 | 0.00403 | MV
NA2XS2Y 1x70 RM/25 12/20 kV | 190 | 0.443 | 0.132 | 0.22 | cs | 70 | 0.00403 | MV
NA2XS2Y 1x150 RM/25 6/10 kV | 360 | 0.206 | 0.11 | 0.315 | cs | 150 | 0.00403 | MV
NA2XS2Y 1x120 RM/25 6/10 kV | 340 | 0.253 | 0.113 | 0.28 | cs | 120 | 0.00403 | MV
NA2XS2Y 1x70 RM/25 6/10 kV | 280 | 0.443 | 0.123 | 0.217 | cs | 70 | 0.00403 | MV
N2XS(FL)2Y 1x120 RM/35 64/110 kV | 112 | 0.153 | 0.166 | 0.366 | cs | 120 | 0.00393 | HV
N2XS(FL)2Y 1x185 RM/35 64/110 kV | 125 | 0.099 | 0.156 | 0.457 | cs | 185 | 0.00393 | HV
N2XS(FL)2Y 1x240 RM/35 64/110 kV | 135 | 0.075 | 0.149 | 0.526 | cs | 240 | 0.00393 | HV
N2XS(FL)2Y 1x300 RM/35 64/110 kV | 144 | 0.06 | 0.144 | 0.588 | cs | 300 | 0.00393 | HV
15-AL1/3-ST1A 0.4 | 11 | 1.8769 | 0.35 | 0.105 | ol | 16 | 0.00403 | LV
24-AL1/4-ST1A 0.4 | 11.25 | 1.2012 | 0.335 | 0.14 | ol | 24 | 0.00403 | LV
48-AL1/8-ST1A 0.4 | 12.2 | 0.5939 | 0.3 | 0.21 | ol | 48 | 0.00403 | LV
94-AL1/15-ST1A 0.4 | 13.2 | 0.306 | 0.29 | 0.35 | ol | 94 | 0.00403 | LV
34-AL1/6-ST1A 10.0 | 9.7 | 0.8342 | 0.36 | 0.17 | ol | 34 | 0.00403 | MV
48-AL1/8-ST1A 10.0 | 10.1 | 0.5939 | 0.35 | 0.21 | ol | 48 | 0.00403 | MV
70-AL1/11-ST1A 10.0 | 10.4 | 0.4132 | 0.339 | 0.29 | ol | 70 | 0.00403 | MV
94-AL1/15-ST1A 10.0 | 10.75 | 0.306 | 0.33 | 0.35 | ol | 94 | 0.00403 | MV
122-AL1/20-ST1A 10.0 | 11.1 | 0.2376 | 0.323 | 0.41 | ol | 122 | 0.00403 | MV
149-AL1/24-ST1A 10.0 | 11.25 | 0.194 | 0.315 | 0.47 | ol | 149 | 0.00403 | MV
34-AL1/6-ST1A 20.0 | 9.15 | 0.8342 | 0.382 | 0.17 | ol | 34 | 0.00403 | MV
48-AL1/8-ST1A 20.0 | 9.5 | 0.5939 | 0.372 | 0.21 | ol | 48 | 0.00403 | MV
70-AL1/11-ST1A 20.0 | 9.7 | 0.4132 | 0.36 | 0.29 | ol | 70 | 0.00403 | MV
94-AL1/15-ST1A 20.0 | 10 | 0.306 | 0.35 | 0.35 | ol | 94 | 0.00403 | MV
122-AL1/20-ST1A 20.0 | 10.3 | 0.2376 | 0.344 | 0.41 | ol | 122 | 0.00403 | MV
149-AL1/24-ST1A 20.0 | 10.5 | 0.194 | 0.337 | 0.47 | ol | 149 | 0.00403 | MV
184-AL1/30-ST1A 20.0 | 10.75 | 0.1571 | 0.33 | 0.535 | ol | 184 | 0.00403 | MV
243-AL1/39-ST1A 20.0 | 11 | 0.1188 | 0.32 | 0.645 | ol | 243 | 0.00403 | MV
48-AL1/8-ST1A 110.0 | 8 | 0.5939 | 0.46 | 0.21 | ol | 48 | 0.00403 | HV
70-AL1/11-ST1A 110.0 | 8.4 | 0.4132 | 0.45 | 0.29 | ol | 70 | 0.00403 | HV
94-AL1/15-ST1A 110.0 | 8.65 | 0.306 | 0.44 | 0.35 | ol | 94 | 0.00403 | HV
122-AL1/20-ST1A 110.0 | 8.5 | 0.2376 | 0.43 | 0.41 | ol | 122 | 0.00403 | HV
149-AL1/24-ST1A 110.0 | 8.75 | 0.194 | 0.41 | 0.47 | ol | 149 | 0.00403 | HV
184-AL1/30-ST1A 110.0 | 8.8 | 0.1571 | 0.4 | 0.535 | ol | 184 | 0.00403 | HV
243-AL1/39-ST1A 110.0 | 9 | 0.1188 | 0.39 | 0.645 | ol | 243 | 0.00403 | HV
305-AL1/39-ST1A 110.0 | 9.2 | 0.0949 | 0.38 | 0.74 | ol | 305 | 0.00403 | HV
490-AL1/64-ST1A 110.0 | 9.75 | 0.059 | 0.37 | 0.96 | ol | 490 | 0.00403 | HV
679-AL1/86-ST1A 110.0 | 9.95 | 0.042 | 0.36 | 1.15 | ol | 679 | 0.00403 | HV
490-AL1/64-ST1A 220.0 | 10 | 0.059 | 0.285 | 0.96 | ol | 490 | 0.00403 | HV
679-AL1/86-ST1A 220.0 | 11.7 | 0.042 | 0.275 | 1.15 | ol | 679 | 0.00403 | HV
490-AL1/64-ST1A 380.0 | 11 | 0.059 | 0.253 | 0.96 | ol | 490 | 0.00403 | HV
679-AL1/86-ST1A 380.0 | 14.6 | 0.042 | 0.25 | 1.15 | ol | 679 | 0.00403 | HV

## trafo_std_types
| i0_percent | pfe_kw | vkr_percent | sn_mva | vn_lv_kv | vn_hv_kv | vk_percent | shift_degree | vector_group | tap_side | tap_neutral | tap_min | tap_max | tap_step_degree | tap_step_percent | tap_phase_shifter
160 MVA 380/110 kV | 0.06 | 60 | 0.25 | 160 | 110 | 380 | 12.2 | 0 | Yy0 | hv | 0 | -9 | 9 | 0 | 1.5 | FALSE
100 MVA 220/110 kV | 0.06 | 55 | 0.26 | 100 | 110 | 220 | 12 | 0 | Yy0 | hv | 0 | -9 | 9 | 0 | 1.5 | FALSE
63 MVA 110/20 kV | 0.04 | 22 | 0.32 | 63 | 20 | 110 | 18 | 150 | YNd5 | hv | 0 | -9 | 9 | 0 | 1.5 | FALSE
40 MVA 110/20 kV | 0.05 | 18 | 0.34 | 40 | 20 | 110 | 16.2 | 150 | YNd5 | hv | 0 | -9 | 9 | 0 | 1.5 | FALSE
25 MVA 110/20 kV | 0.07 | 14 | 0.41 | 25 | 20 | 110 | 12 | 150 | YNd5 | hv | 0 | -9 | 9 | 0 | 1.5 | FALSE
63 MVA 110/10 kV | 0.04 | 22 | 0.32 | 63 | 10 | 110 | 18 | 150 | YNd5 | hv | 0 | -9 | 9 | 0 | 1.5 | FALSE
40 MVA 110/10 kV | 0.05 | 18 | 0.34 | 40 | 10 | 110 | 16.2 | 150 | YNd5 | hv | 0 | -9 | 9 | 0 | 1.5 | FALSE
25 MVA 110/10 kV | 0.07 | 14 | 0.41 | 25 | 10 | 110 | 12 | 150 | YNd5 | hv | 0 | -9 | 9 | 0 | 1.5 | FALSE
0.25 MVA 20/0.4 kV | 0.32 | 0.8 | 1.44 | 0.25 | 0.4 | 20 | 6 | 150 | Yzn5 | hv | 0 | -2 | 2 | 0 | 2.5 | FALSE
0.4 MVA 20/0.4 kV | 0.3375 | 1.35 | 1.425 | 0.4 | 0.4 | 20 | 6 | 150 | Dyn5 | hv | 0 | -2 | 2 | 0 | 2.5 | FALSE
0.63 MVA 20/0.4 kV | 0.2619 | 1.65 | 1.206 | 0.63 | 0.4 | 20 | 6 | 150 | Dyn5 | hv | 0 | -2 | 2 | 0 | 2.5 | FALSE
0.25 MVA 10/0.4 kV | 0.24 | 0.6 | 1.2 | 0.25 | 0.4 | 10 | 4 | 150 | Dyn5 | hv | 0 | -2 | 2 | 0 | 2.5 | FALSE
0.4 MVA 10/0.4 kV | 0.2375 | 0.95 | 1.325 | 0.4 | 0.4 | 10 | 4 | 150 | Dyn5 | hv | 0 | -2 | 2 | 0 | 2.5 | FALSE
0.63 MVA 10/0.4 kV | 0.1873 | 1.18 | 1.0794 | 0.63 | 0.4 | 10 | 4 | 150 | Dyn5 | hv | 0 | -2 | 2 | 0 | 2.5 | FALSE

## trafo3w_std_types
| sn_hv_mva | sn_mv_mva | sn_lv_mva | vn_hv_kv | vn_mv_kv | vn_lv_kv | vk_hv_percent | vk_mv_percent | vk_lv_percent | vkr_hv_percent | vkr_mv_percent | vkr_lv_percent | pfe_kw | i0_percent | shift_mv_degree | shift_lv_degree | vector_group | tap_side | tap_neutral | tap_min | tap_max | tap_step_percent
63/25/38 MVA 110/20/10 kV | 63 | 25 | 38 | 110 | 20 | 10 | 10.4 | 10.4 | 10.4 | 0.28 | 0.32 | 0.35 | 35 | 0.89 | 0 | 0 | YN0yn0yn0 | hv | 0 | -10 | 10 | 1.2
63/25/38 MVA 110/10/10 kV | 63 | 25 | 38 | 110 | 10 | 10 | 10.4 | 10.4 | 10.4 | 0.28 | 0.32 | 0.35 | 35 | 0.89 | 0 | 0 | YN0yn0yn0 | hv | 0 | -10 | 10 | 1.2

## fuse_std_types
| fuse_type | i_rated_a | t_avg | t_min | t_total | x_avg | x_min | x_total
HV 100A | HV 100A | 100 | 0 | [10.0, 3.64, 0.854, 0.281, 0.1, 0.0531, 0.022, 0.01] | [10.0, 4.267, 1.21, 0.403, 0.1, 0.058, 0.022, 0.01] | 0 | [300.0, 350.0, 450.0, 550.0, 700.0, 850.0, 1200.0, 1752.0] | [600.0, 700.0, 900.0, 1150.0, 1665.0, 2000.0, 3000.0, 4313.0]
HV 10A | HV 10A | 10 | 0 | [10.0, 1675.0, 0.344, 0.156, 0.1, 0.0417, 0.0171, 0.01] | [10.0, 1.3, 0.3, 0.155, 0.1, 0.0555, 0.023, 0.01] | 0 | [30.0, 32.0, 35.0, 37.0, 39.0, 50.0, 70.0, 88.0] | [60.0, 70.0, 80.0, 87.0, 94.0, 110.0, 150.0, 216.0]
HV 125A | HV 125A | 125 | 0 | [10.0, 1.82, 0.344, 0.1, 0.0467, 0.0269, 0.01] | [10.0, 2.478, 0.426, 0.1, 0.0427, 0.0211, 0.01] | 0 | [375.0, 500.0, 700.0, 925.0, 1200.0, 1500.0, 2341.0] | [750.0, 1000.0, 1500.0, 2200.0, 3000.0, 4000.0, 5765.0]
HV 160A | HV 160A | 160 | 0 | [10.0, 4.15, 1.03, 0.198, 0.1, 0.051, 0.0172, 0.01] | [10.0, 2.3, 0.734, 0.274, 0.1, 0.046, 0.0177, 0.01] | 0 | [480.0, 550.0, 700.0, 1000.0, 1260.0, 1600.0, 2500.0, 3227.0] | [960.0, 1300.0, 1700.0, 2200.0, 2996.0, 4000.0, 6000.0, 7946.0]
HV 16A | HV 16A | 16 | 0 | [10.0, 0.352, 0.164, 0.1, 0.0649, 0.0342, 0.01] | [10.0, 2.34, 0.722, 0.181, 0.1, 0.055, 0.0296, 0.01] | 0 | [48.0, 60.0, 65.0, 71.0, 80.0, 100.0, 162.0] | [96.0, 110.0, 125.0, 150.0, 168.0, 200.0, 250.0, 398.0]
HV 200A | HV 200A | 200 | 0 | [10.0, 4.267, 1.21, 0.403, 0.1, 0.058, 0.022, 0.01] | [10.0, 3.73, 1.654, 0.328, 0.1, 0.0531, 0.019, 0.01] | 0 | [600.0, 700.0, 900.0, 1150.0, 1665.0, 2000.0, 3000.0, 4313.0] | [1200.0, 1500.0, 1800.0, 2700.0, 3960.0, 5000.0, 7500.0, 10620.0]
HV 20A | HV 20A | 20 | 0 | [10.0, 1.3, 0.3, 0.155, 0.1, 0.0555, 0.023, 0.01] | [10.0, 1.3, 0.161, 0.1, 0.0611, 0.0399, 0.0141, 0.01] | 0 | [60.0, 70.0, 80.0, 87.0, 94.0, 110.0, 150.0, 216.0] | [120.0, 150.0, 200.0, 223.0, 260.0, 300.0, 450.0, 532.0]
HV 25A | HV 25A | 25 | 0 | [10.0, 2.512, 0.833, 0.299, 0.1, 0.0372, 0.0223, 0.01] | [10.0, 3.125, 0.597, 0.198, 0.1, 0.0378, 0.022, 0.01] | 0 | [75.0, 82.0, 90.0, 100.0, 124.0, 170.0, 200.0, 289.0] | [150.0, 170.0, 210.0, 250.0, 294.0, 400.0, 500.0, 711.0]
HV 31.5A | HV 31.5A | 31.5 | 0 | [10.0, 2.34, 0.722, 0.181, 0.1, 0.055, 0.0296, 0.01] | [10.0, 2.84, 0.368, 0.164, 0.1, 0.0621, 0.0378, 0.0195, 0.01] | 0 | [95.0, 110.0, 125.0, 150.0, 165.0, 200.0, 250.0, 390.0] | [189.0, 220.0, 300.0, 350.0, 393.0, 450.0, 530.0, 700.0, 960.0]
HV 40A | HV 40A | 40 | 0 | [10.0, 1.3, 0.161, 0.1, 0.0611, 0.0399, 0.0141, 0.01] | [10.0, 2.05, 0.369, 0.198, 0.1, 0.051, 0.0298, 0.01] | 0 | [120.0, 150.0, 200.0, 223.0, 260.0, 300.0, 450.0, 532.0] | [240.0, 300.0, 400.0, 450.0, 530.0, 650.0, 800.0, 1311.0]
HV 50A | HV 50A | 50 | 0 | [10.0, 3.215, 0.597, 0.198, 0.1, 0.0378, 0.022, 0.01] | [10.0, 3.64, 0.854, 0.281, 0.1, 0.0531, 0.022, 0.01] | 0 | [150.0, 170.0, 210.0, 250.0, 294.0, 400.0, 500.0, 711.0] | [300.0, 350.0, 450.0, 550.0, 700.0, 850.0, 1200.0, 1752.0]
HV 6.3A | HV 6.3A | 6.3 | 0 | [10.0, 1.39, 0.344, 0.168, 0.1, 0.056, 0.0263, 0.01] | [10.0, 1.711, 0.516, 0.198, 0.1, 0.0634, 0.0303, 0.01] | 0 | [19.0, 19.5, 20.4, 20.8, 22.0, 25.0, 32.0, 48.0] | [38.0, 40.0, 43.0, 48.0, 53.0, 60.0, 75.0, 118.0]
HV 63A | HV 63A | 63 | 0 | [10.0, 2.84, 0.368, 0.164, 0.1, 0.0621, 0.0378, 0.0195, 0.01] | [10.0, 1.82, 0.344, 0.1, 0.0467, 0.0269, 0.01] | 0 | [189.0, 220.0, 300.0, 350.0, 393.0, 450.0, 530.0, 700.0, 961.0] | [378.0, 500.0, 700.0, 934.0, 1200.0, 1500.0, 2366.0]
HV 80A | HV 80A | 80 | 0 | [10.0, 2.05, 0.369, 0.198, 0.1, 0.051, 0.0298, 0.01] | [10.0, 4.15, 1.03, 0.198, 0.1, 0.051, 0.0172, 0.01] | 0 | [240.0, 300.0, 400.0, 450.0, 530.0, 650.0, 800.0, 1311.0] | [480.0, 550.0, 700.0, 1000.0, 1260.0, 1600.0, 2500.0, 3227.0]
Siemens NH-1-100 | Siemens NH-1-100 | 100 | [5400.0, 2000.0, 400.0, 20.0, 1.0, 0.2, 0.012, 0.004] | 0 | 0 | [150.0, 190.0, 250.0, 430.0, 900.0, 1250.0, 2700.0, 3600.0] | 0 | 0
Siemens NH-1-125 | Siemens NH-1-125 | 125 | [4800.0, 120.0, 7.0, 0.1, 0.004] | 0 | 0 | [180.0, 400.0, 740.0, 2000.0, 4250.0] | 0 | 0
Siemens NH-1-16 | Siemens NH-1-16 | 16 | [4000.0, 400.0, 2.0, 0.1, 0.04, 0.01] | 0 | 0 | [26.0, 35.0, 75.0, 150.0, 200.0, 300.0] | 0 | 0
Siemens NH-1-160 | Siemens NH-1-160 | 160 | [4800.0, 120.0, 7.0, 0.1, 0.004] | 0 | 0 | [210.0, 500.0, 900.0, 2300.0, 5000.0] | 0 | 0
Siemens NH-1-25 | Siemens NH-1-25 | 25 | [4000.0, 1000.0, 10.0, 0.2, 0.02, 0.01] | 0 | 0 | [40.0, 50.0, 100.0, 210.0, 400.0, 500.0] | 0 | 0
Siemens NH-1-50 | Siemens NH-1-50 | 50 | [4000.0, 40.0, 4.0, 1.0, 0.02, 0.01] | 0 | 0 | [86.0, 200.0, 300.0, 400.0, 1000.0, 1280.0] | 0 | 0
Siemens NH-1-63 | Siemens NH-1-63 | 63 | [4000.0, 100.0, 10.0, 2.0, 0.04, 0.01] | 0 | 0 | [100.0, 200.0, 300.0, 400.0, 1000.0, 1500.0] | 0 | 0
Siemens NH-1-80 | Siemens NH-1-80 | 80 | [4800.0, 120.0, 7.0, 0.1, 0.01] | 0 | 0 | [150.58, 250.0, 450.0, 1150.0, 2470.0] | 0 | 0
Siemens NH-2-1000 | Siemens NH-2-1000 | 1000 | [4800.0, 120.0, 7.0, 0.1, 0.004] | 0 | 0 | [1900.0, 3500.0, 8400.0, 24000.0, 52000.0] | 0 | 0
Siemens NH-2-200 | Siemens NH-2-200 | 200 | [4800.0, 120.0, 7.0, 0.1, 0.004] | 0 | 0 | [280.0, 650.0, 1200.0, 3000.0, 7000.0] | 0 | 0
Siemens NH-2-224 | Siemens NH-2-224 | 224 | [4800.0, 120.0, 7.0, 0.2, 0.04, 0.004] | 0 | 0 | [400.0, 750.0, 1453.0, 3025.0, 4315.0, 7600.0] | 0 | 0
Siemens NH-2-250 | Siemens NH-2-250 | 250 | [4800.0, 120.0, 7.0, 0.1, 0.004] | 0 | 0 | [450.0, 800.0, 1650.0, 4000.0, 8500.0] | 0 | 0
Siemens NH-2-315 | Siemens NH-2-315 | 315 | [4800.0, 120.0, 7.0, 0.1, 0.004] | 0 | 0 | [550.0, 920.0, 1900.0, 5000.0, 11000.0] | 0 | 0
Siemens NH-2-355 | Siemens NH-2-355 | 355 | [4800.0, 120.0, 6.0, 0.1, 0.004] | 0 | 0 | [650.0, 1116.27, 2350.0, 5840.0, 12790.0] | 0 | 0
Siemens NH-2-400 | Siemens NH-2-400 | 400 | [4800.0, 120.0, 7.0, 0.1, 0.004] | 0 | 0 | [720.0, 1350.0, 2800.0, 6500.0, 15000.0] | 0 | 0
Siemens NH-2-425 | Siemens NH-2-425 | 425 | [4800.0, 120.0, 7.0, 0.1, 0.004] | 0 | 0 | [850.0, 1500.0, 3050.0, 7500.0, 16500.0] | 0 | 0
Siemens NH-2-630 | Siemens NH-2-630 | 630 | [4800.0, 120.0, 7.0, 0.1, 0.004] | 0 | 0 | [1200.0, 2000.0, 4800.0, 12000.0, 26000.0] | 0 | 0

## res_bus
| vm_pu | va_degree | p_mw | q_mvar
0 | 0.97852 | -0.41175 | 0.0035448 | 0.00088841
1 | 0.97862 | -0.40982 | 0 | 0
2 | 0.9788 | -0.40627 | 0 | 0
3 | 0.97994 | -0.38401 | 0.0013298 | 0.00033327
4 | 0.97819 | -0.41808 | 0 | 0
5 | 0.98052 | -0.37273 | 0.0018134 | 0.00045448
6 | 0.97793 | -0.42327 | 0.0089074 | 0.0022324
7 | 0.97809 | -0.42014 | 0.0027972 | 0.00070105
8 | 0.9826 | -0.33222 | 0.0060602 | 0.0015188
9 | 0.97643 | -0.45254 | 0.0027879 | 0.00069872
10 | 0.97807 | -0.42053 | 0.0032842 | 0.00082311
11 | 0.99503 | -0.095241 | 0.0089249 | 0.0022368
12 | 0.99485 | -0.098691 | 0.011557 | 0.0028964
13 | 0.99665 | -0.064104 | 0 | 0
14 | 0.99243 | -0.14516 | 0.0060171 | 0.001508
15 | 1 | 0 | -0.34623 | -0.087837
16 | 0.99522 | -0.0916 | 0.019556 | 0.0049012
17 | 0.99221 | -0.14949 | 0.0053883 | 0.0013504
18 | 0.99964 | -0.0069187 | 0.0017448 | 0.00043728
19 | 0.99929 | -0.013342 | 0.0058343 | 0.0014622
20 | 0.99479 | -0.099816 | 0.0038815 | 0.00097279
21 | 0.99184 | -0.15662 | 0.0074604 | 0.0018698
22 | 0.99957 | -0.0082911 | 0.0017608 | 0.0004413
23 | 0.99708 | -0.055378 | 0 | 0
24 | 0.9939 | -0.11704 | 0.0014414 | 0.00036124
25 | 0.99122 | -0.16865 | 0.0074501 | 0.0018672
26 | 0.99951 | -0.0094176 | 0.0016405 | 0.00041114
27 | 0.99692 | -0.05839 | 0 | 0
28 | 0.9969 | -0.058796 | 0.0013481 | 0.00033787
29 | 0.99322 | -0.13013 | 0.0015514 | 0.00038883
30 | 0.99085 | -0.17577 | 0 | 0
31 | 0.99002 | -0.19183 | 0 | 0
32 | 0.99573 | -0.080772 | 0.0028746 | 0.00072044
33 | 0.99512 | -0.093011 | 0 | 0
34 | 0.99681 | -0.060409 | 0.0013219 | 0.0003313
35 | 0.99502 | -0.094343 | 0 | 0
36 | 0.99402 | -0.11406 | 0.00463 | 0.0011604
37 | 0.99494 | -0.096345 | 0.0020023 | 0.00050183
38 | 0.99677 | -0.061212 | 0.0012859 | 0.00032229
39 | 0.99409 | -0.11199 | 0.0035473 | 0.00088905
40 | 0.99327 | -0.12857 | 0.0047473 | 0.0011898
41 | 0.99494 | -0.096391 | 0.0039322 | 0.00098549
42 | 0.99676 | -0.061558 | 0.0055326 | 0.0013866
43 | 0.99947 | -0.010135 | 0.0083287 | 0.0020874
44 | 0.9739 | -0.50229 | 0.0019537 | 0.00048963
45 | 0.97361 | -0.50789 | 0 | 0
46 | 0.97467 | -0.48719 | 0 | 0
47 | 0.97304 | -0.51924 | 0 | 0
48 | 0.97349 | -0.5103 | 0.0033472 | 0.0008389
49 | 0.97559 | -0.46902 | 0.0040997 | 0.0010275
50 | 0.97301 | -0.5197 | 0.0025437 | 0.00063752
51 | 0.97202 | -0.53941 | 0.0028495 | 0.00071416
52 | 0.97187 | -0.54229 | 0 | 0
53 | 0.97144 | -0.55087 | 0.0058843 | 0.0014747
54 | 0.97112 | -0.55705 | 0 | 0
55 | 0.98325 | -0.31985 | 0.006466 | 0.0016205
56 | 0.98317 | -0.32129 | 0.0033634 | 0.00084295
57 | 0.98355 | -0.31395 | 0 | 0
58 | 0.98515 | -0.28292 | 0 | 0
59 | 0.98514 | -0.28314 | 0.0022576 | 0.00056581
60 | 0.98635 | -0.25991 | 0 | 0
61 | 0.99283 | -0.13593 | 0.0021373 | 0.00053566
62 | 0.98511 | -0.28367 | 0.0012486 | 0.00031293
63 | 0.99046 | -0.18106 | 0.002424 | 0.00060751
64 | 0.99092 | -0.17215 | 0 | 0
65 | 0.9909 | -0.17262 | 0.0031371 | 0.00078624
66 | 0.99227 | -0.1485 | 0.0017276 | 0.00043297
67 | 0.99232 | -0.14768 | 0.0016483 | 0.00041311
68 | 0.99223 | -0.14928 | 0.0016573 | 0.00041537
69 | 0.99238 | -0.14638 | 0.0015828 | 0.00039668
70 | 0.99483 | -0.09845 | 0.0032429 | 0.00081276
71 | 0.99238 | -0.14577 | 0.0046196 | 0.0011578
72 | 0.992 | -0.15311 | 0.0041594 | 0.0010425
73 | 0.98794 | -0.23209 | 0.0065057 | 0.0016305
74 | 0.98875 | -0.21629 | 0.0039833 | 0.00099832
75 | 0.98661 | -0.25804 | 0 | 0
76 | 0.98658 | -0.25855 | 0 | 0
77 | 0.98595 | -0.27089 | 0 | 0
78 | 0.98656 | -0.25893 | 0.00080664 | 0.00020216
79 | 0.98592 | -0.2714 | 0.0033128 | 0.00083027
80 | 0.98572 | -0.27531 | 0.0034523 | 0.00086524
81 | 0.99135 | -0.16571 | 0 | 0
82 | 0.99134 | -0.16602 | 0.0033142 | 0.00083061
83 | 0.99128 | -0.1671 | 0 | 0
84 | 0.99157 | -0.16142 | 0 | 0
85 | 0.98655 | -0.25915 | 0.00088979 | 0.000223
86 | 0.9857 | -0.27568 | 0.00096168 | 0.00024102
87 | 0.99123 | -0.16804 | 0.0062097 | 0.0015563
88 | 0.99097 | -0.17315 | 0 | 0
89 | 0.98654 | -0.25926 | 0.00089855 | 0.0002252
90 | 0.98566 | -0.27658 | 0.0009562 | 0.00023965
91 | 0.98563 | -0.27714 | 0.0091223 | 0.0022863
92 | 0.9905 | -0.1822 | 0 | 0
93 | 0.9908 | -0.17636 | 0.0095739 | 0.0023994
94 | 0.99028 | -0.18653 | 0.012462 | 0.0031232
95 | 0.97105 | -0.55859 | 0.0026601 | 0.00066669
96 | 0.97105 | -0.55851 | 0.0057548 | 0.0014423
97 | 0.97095 | -0.56055 | 0.0026001 | 0.00065165
98 | 0.97093 | -0.56078 | 0 | 0
99 | 0.97077 | -0.5641 | 0 | 0
100 | 0.97066 | -0.56627 | 0.0075372 | 0.001889
101 | 0.97086 | -0.56219 | 0.0025548 | 0.0006403
102 | 0.97079 | -0.5636 | 0.0028206 | 0.0007069
103 | 0.97078 | -0.56383 | 0.0065336 | 0.0016375
104 | 0.97077 | -0.5641 | 0.0028669 | 0.00071852
105 | 0.99251 | -0.14392 | 0.0016524 | 0.00041414
106 | 0.99265 | -0.14119 | 0.001563 | 0.00039173
107 | 0.99217 | -0.1506 | 0.0016671 | 0.00041783
108 | 0.99292 | -0.13602 | 0 | 0
109 | 0.99216 | -0.15065 | 0.0016609 | 0.00041627
110 | 0.99293 | -0.13577 | 0.0012765 | 0.00031992
111 | 0.99278 | -0.13862 | 0.001305 | 0.00032706
112 | 0.99214 | -0.15111 | 0.0020272 | 0.00050807
113 | 0.99265 | -0.14119 | 0.0013112 | 0.00032862
114 | 0.99257 | -0.1427 | 0 | 0
115 | 0.99253 | -0.14354 | 0.0012766 | 0.00031994
116 | 0.99243 | -0.1455 | 0.0022314 | 0.00055925
117 | 0.99212 | -0.15157 | 0.0021007 | 0.00052648
118 | 0.99242 | -0.14572 | 0.0013794 | 0.0003457
119 | 0.99201 | -0.15365 | 0.0081132 | 0.0020334
120 | 0.992 | -0.15387 | 0.002747 | 0.00068846
121 | 0.99998 | 149.9956 | 0 | 0

## res_line
| p_from_mw | q_from_mvar | p_to_mw | q_to_mvar | pl_mw | ql_mvar | i_from_ka | i_to_ka | i_ka | vm_from_pu | va_from_degree | vm_to_pu | va_to_degree | loading_percent
0 | -0.0035448 | -0.00088841 | 0.0035451 | 0.00088825 | 3.2596e-07 | -1.672e-07 | 0.0053905 | 0.0053904 | 0.0053905 | 0.97852 | -0.41175 | 0.97862 | -0.40982 | 1.4809
1 | -0.0035451 | -0.00088825 | 0.0035457 | 0.00088794 | 5.9902e-07 | -3.0751e-07 | 0.0053904 | 0.0053902 | 0.0053904 | 0.97862 | -0.40982 | 0.9788 | -0.40627 | 1.4809
2 | -0.075707 | -0.019117 | 0.075788 | 0.019168 | 8.0842e-05 | 5.1534e-05 | 0.11515 | 0.11515 | 0.11515 | 0.9788 | -0.40627 | 0.97994 | -0.38401 | 31.6334
3 | 0.072162 | 0.018229 | -0.072121 | -0.018203 | 4.081e-05 | 2.6005e-05 | 0.10976 | 0.10976 | 0.10976 | 0.9788 | -0.40627 | 0.97819 | -0.41808 | 30.1526
4 | -0.077118 | -0.019501 | 0.07716 | 0.019528 | 4.1748e-05 | 2.6616e-05 | 0.11716 | 0.11716 | 0.11716 | 0.97994 | -0.38401 | 0.98052 | -0.37273 | 32.1881
5 | 0.066039 | 0.016678 | -0.066022 | -0.016668 | 1.6424e-05 | 1.0457e-05 | 0.1005 | 0.1005 | 0.1005 | 0.97819 | -0.41808 | 0.97793 | -0.42327 | 27.6108
6 | 0.0060821 | 0.0015243 | -0.0060815 | -0.0015241 | 5.9673e-07 | 1.4857e-07 | 0.009252 | 0.0092521 | 0.0092521 | 0.97819 | -0.41808 | 0.97809 | -0.42014 | 2.5418
7 | -0.078973 | -0.019983 | 0.079127 | 0.020081 | 0.00015386 | 9.811e-05 | 0.11992 | 0.11992 | 0.11992 | 0.98052 | -0.37273 | 0.9826 | -0.33222 | 32.9441
8 | 0.057115 | 0.014436 | -0.057035 | -0.014385 | 8.0045e-05 | 5.0875e-05 | 0.08695 | 0.08695 | 0.08695 | 0.97793 | -0.42327 | 0.97643 | -0.45254 | 23.8874
9 | 0.0032843 | 0.00082306 | -0.0032842 | -0.00082311 | 6.1869e-08 | -4.3342e-08 | 0.0049966 | 0.0049966 | 0.0049966 | 0.97809 | -0.42014 | 0.97807 | -0.42053 | 1.3727
10 | -0.085187 | -0.021599 | 0.085262 | 0.021647 | 7.4889e-05 | 4.7777e-05 | 0.12909 | 0.12909 | 0.12909 | 0.9826 | -0.33222 | 0.98355 | -0.31395 | 35.4653
11 | 0.054247 | 0.013686 | -0.054204 | -0.013659 | 4.2762e-05 | 2.7159e-05 | 0.082701 | 0.082702 | 0.082702 | 0.97643 | -0.45254 | 0.97559 | -0.46902 | 22.7202
12 | 0.069081 | 0.017433 | -0.069069 | -0.017425 | 1.141e-05 | 7.2654e-06 | 0.10335 | 0.10335 | 0.10335 | 0.99503 | -0.095241 | 0.99485 | -0.098691 | 28.3927
13 | -0.078006 | -0.019669 | 0.078122 | 0.019744 | 0.00011644 | 7.4224e-05 | 0.1167 | 0.1167 | 0.1167 | 0.99503 | -0.095241 | 0.99665 | -0.064104 | 32.0594
14 | 0.057513 | 0.014529 | -0.057385 | -0.014448 | 0.00012779 | 8.1193e-05 | 0.086064 | 0.086064 | 0.086064 | 0.99485 | -0.098691 | 0.99243 | -0.14516 | 23.644
15 | -0.14167 | -0.03574 | 0.14211 | 0.036018 | 0.00043629 | 0.00027786 | 0.2116 | 0.2116 | 0.2116 | 0.99665 | -0.064104 | 1 | 0 | 29.0658
16 | 0.063548 | 0.015997 | -0.063464 | -0.015944 | 8.3401e-05 | 5.3055e-05 | 0.094903 | 0.094903 | 0.094903 | 0.99665 | -0.064104 | 0.99522 | -0.0916 | 26.0723
17 | 0.051368 | 0.01294 | -0.051357 | -0.012933 | 1.0631e-05 | 6.7419e-06 | 0.077042 | 0.077042 | 0.077042 | 0.99243 | -0.14516 | 0.99221 | -0.14949 | 21.1655
18 | 0.013481 | 0.0033803 | -0.013476 | -0.0033779 | 4.4436e-06 | 2.4577e-06 | 0.02006 | 0.02006 | 0.02006 | 1 | 0 | 0.99964 | -0.0069187 | 5.5111
19 | 0.189 | 0.048438 | -0.18887 | -0.048361 | 0.00012215 | 7.7959e-05 | 0.28161 | 0.28161 | 0.28161 | 1 | 0 | 0.99929 | -0.013342 | 38.6827
20 | 0.043908 | 0.011043 | -0.043891 | -0.011032 | 1.7224e-05 | 1.0885e-05 | 0.065664 | 0.065664 | 0.065664 | 0.99522 | -0.0916 | 0.99479 | -0.099816 | 18.0395
21 | 0.045969 | 0.011583 | -0.045953 | -0.011573 | 1.5663e-05 | 9.9108e-06 | 0.068962 | 0.068962 | 0.068962 | 0.99221 | -0.14949 | 0.99184 | -0.15662 | 18.9455
22 | 0.011732 | 0.0029406 | -0.011731 | -0.0029402 | 7.6706e-07 | 4.0299e-07 | 0.017463 | 0.017463 | 0.017463 | 0.99964 | -0.0069187 | 0.99957 | -0.0082911 | 4.7976
23 | 0.18304 | 0.046898 | -0.18267 | -0.046661 | 0.00037206 | 0.00023742 | 0.27292 | 0.27292 | 0.27292 | 0.99929 | -0.013342 | 0.99708 | -0.055378 | 37.4894
24 | 0.04001 | 0.010059 | -0.039977 | -0.010038 | 3.289e-05 | 2.0732e-05 | 0.059858 | 0.059858 | 0.059858 | 0.99479 | -0.099816 | 0.9939 | -0.11704 | 16.4445
25 | 0.038493 | 0.0097029 | -0.038471 | -0.0096889 | 2.2142e-05 | 1.3942e-05 | 0.057769 | 0.057769 | 0.057769 | 0.99184 | -0.15662 | 0.99122 | -0.16865 | 15.8706
26 | 0.00997 | 0.0024989 | -0.0099694 | -0.0024986 | 5.3502e-07 | 2.5752e-07 | 0.014842 | 0.014842 | 0.014842 | 0.99957 | -0.0082911 | 0.99951 | -0.0094176 | 4.0775
27 | 0.17318 | 0.044282 | -0.17315 | -0.044266 | 2.5234e-05 | 1.6097e-05 | 0.25876 | 0.25876 | 0.25876 | 0.99708 | -0.055378 | 0.99692 | -0.05839 | 35.5437
28 | 0.0094911 | 0.0023791 | -0.0094895 | -0.0023784 | 1.5455e-06 | 7.2126e-07 | 0.014164 | 0.014165 | 0.014165 | 0.99708 | -0.055378 | 0.9969 | -0.058796 | 3.8914
29 | 0.038535 | 0.009677 | -0.038511 | -0.0096619 | 2.4037e-05 | 1.5134e-05 | 0.0577 | 0.0577 | 0.0577 | 0.9939 | -0.11704 | 0.99322 | -0.13013 | 15.8517
30 | 0.031021 | 0.0078218 | -0.03101 | -0.0078151 | 1.0577e-05 | 6.602e-06 | 0.046585 | 0.046585 | 0.046585 | 0.99122 | -0.16865 | 0.99085 | -0.17577 | 12.7981
31 | 0.0083289 | 0.0020875 | -0.0083287 | -0.0020874 | 2.8485e-07 | 1.1756e-07 | 0.0124 | 0.0124 | 0.0124 | 0.99951 | -0.0094176 | 0.99947 | -0.010135 | 3.4065
32 | 0.11399 | 0.029341 | -0.11387 | -0.029263 | 0.00012395 | 7.8736e-05 | 0.17043 | 0.17043 | 0.17043 | 0.99692 | -0.05839 | 0.99573 | -0.080772 | 23.4101
33 | 0.059157 | 0.014924 | -0.059059 | -0.014862 | 9.7889e-05 | 6.2214e-05 | 0.088334 | 0.088334 | 0.088334 | 0.99692 | -0.05839 | 0.99512 | -0.093011 | 24.2676
34 | 0.0081414 | 0.0020405 | -0.0081408 | -0.0020403 | 6.2571e-07 | 2.5315e-07 | 0.012152 | 0.012152 | 0.012152 | 0.9969 | -0.058796 | 0.99681 | -0.060409 | 3.3386
35 | 0.03696 | 0.009273 | -0.03695 | -0.0092668 | 9.9432e-06 | 6.2517e-06 | 0.055376 | 0.055376 | 0.055376 | 0.99322 | -0.13013 | 0.99293 | -0.13577 | 15.2131
36 | 0.03101 | 0.0078151 | -0.030986 | -0.0078003 | 2.3802e-05 | 1.4857e-05 | 0.046585 | 0.046585 | 0.046585 | 0.99085 | -0.17577 | 0.99002 | -0.19183 | 12.7981
37 | 0.030986 | 0.0078003 | -0.03095 | -0.0077777 | 3.6185e-05 | 2.2588e-05 | 0.046585 | 0.046585 | 0.046585 | 0.99002 | -0.19183 | 0.98875 | -0.21629 | 12.7982
38 | 0.111 | 0.028542 | -0.11092 | -0.028496 | 7.3161e-05 | 4.6455e-05 | 0.16613 | 0.16613 | 0.16613 | 0.99573 | -0.080772 | 0.99502 | -0.094343 | 22.82
39 | 0.04988 | 0.012562 | -0.04983 | -0.01253 | 5.0137e-05 | 3.1776e-05 | 0.074608 | 0.074608 | 0.074608 | 0.99512 | -0.093011 | 0.99402 | -0.11406 | 20.4968
40 | 0.0091792 | 0.0023005 | -0.0091778 | -0.0022998 | 1.4575e-06 | 6.6485e-07 | 0.013726 | 0.013726 | 0.013726 | 0.99512 | -0.093011 | 0.99494 | -0.096345 | 3.7709
41 | 0.0068189 | 0.001709 | -0.0068186 | -0.0017089 | 2.6067e-07 | 7.9377e-08 | 0.010179 | 0.010179 | 0.010179 | 0.99681 | -0.060409 | 0.99677 | -0.061212 | 2.7964
42 | 0.11092 | 0.028496 | -0.11083 | -0.028435 | 9.4962e-05 | 6.03e-05 | 0.16613 | 0.16613 | 0.16613 | 0.99502 | -0.094343 | 0.99409 | -0.11199 | 22.8201
43 | 0.0452 | 0.01137 | -0.045169 | -0.01135 | 3.1308e-05 | 1.9801e-05 | 0.067677 | 0.067677 | 0.067677 | 0.99402 | -0.11406 | 0.99327 | -0.12857 | 18.5927
44 | 0.0071754 | 0.001798 | -0.0071754 | -0.001798 | 1.589e-08 | 5.3908e-09 | 0.010731 | 0.010731 | 0.010731 | 0.99494 | -0.096345 | 0.99494 | -0.096391 | 2.9482
45 | 0.0055327 | 0.0013866 | -0.0055326 | -0.0013866 | 9.1259e-08 | 1.1907e-08 | 0.0082594 | 0.0082594 | 0.0082594 | 0.99677 | -0.061212 | 0.99676 | -0.061558 | 2.2691
46 | 0.10728 | 0.027546 | -0.10716 | -0.027467 | 0.00012453 | 7.9534e-05 | 0.16082 | 0.16082 | 0.16082 | 0.99409 | -0.11199 | 0.99283 | -0.13593 | 44.1814
47 | 0.040421 | 0.01016 | -0.040388 | -0.010139 | 3.3182e-05 | 2.0925e-05 | 0.060566 | 0.060566 | 0.060566 | 0.99327 | -0.12857 | 0.99238 | -0.14577 | 16.6389
48 | 0.0032433 | 0.00081249 | -0.0032429 | -0.00081276 | 3.1801e-07 | -2.6452e-07 | 0.0048504 | 0.0048506 | 0.0048506 | 0.99494 | -0.096391 | 0.99483 | -0.09845 | 1.3326
49 | 0.048071 | 0.012091 | -0.048058 | -0.012083 | 1.287e-05 | 8.1578e-06 | 0.073464 | 0.073464 | 0.073464 | 0.9739 | -0.50229 | 0.97361 | -0.50789 | 20.1823
50 | -0.050025 | -0.012581 | 0.050061 | 0.012604 | 3.611e-05 | 2.2905e-05 | 0.076449 | 0.076449 | 0.076449 | 0.9739 | -0.50229 | 0.97467 | -0.48719 | 21.0024
51 | 0.044711 | 0.011244 | -0.044687 | -0.011229 | 2.4227e-05 | 1.5333e-05 | 0.068347 | 0.068348 | 0.068348 | 0.97361 | -0.50789 | 0.97304 | -0.51924 | 18.7768
52 | 0.0033476 | 0.00083866 | -0.0033472 | -0.0008389 | 3.8349e-07 | -2.4035e-07 | 0.0051162 | 0.0051164 | 0.0051164 | 0.97361 | -0.50789 | 0.97349 | -0.5103 | 1.4056
53 | -0.050061 | -0.012604 | 0.050105 | 0.012631 | 4.3514e-05 | 2.7601e-05 | 0.076449 | 0.076448 | 0.076449 | 0.97467 | -0.48719 | 0.97559 | -0.46902 | 21.0024
54 | 0.0025438 | 0.00063744 | -0.0025437 | -0.00063752 | 5.5341e-08 | -8.5712e-08 | 0.0038901 | 0.0038901 | 0.0038901 | 0.97304 | -0.51924 | 0.97301 | -0.5197 | 1.0687
55 | 0.042143 | 0.010592 | -0.042102 | -0.010566 | 4.0529e-05 | 2.5616e-05 | 0.064457 | 0.064458 | 0.064458 | 0.97304 | -0.51924 | 0.97202 | -0.53941 | 17.7081
56 | 0.039253 | 0.0098519 | -0.039247 | -0.0098485 | 5.3866e-06 | 3.3981e-06 | 0.060095 | 0.060095 | 0.060095 | 0.97202 | -0.53941 | 0.97187 | -0.54229 | 16.5097
57 | 0.039247 | 0.0098485 | -0.039231 | -0.0098383 | 1.6049e-05 | 1.0124e-05 | 0.060095 | 0.060095 | 0.060095 | 0.97187 | -0.54229 | 0.97144 | -0.55087 | 16.5097
58 | 0.033347 | 0.0083636 | -0.033337 | -0.0083574 | 9.8337e-06 | 6.1692e-06 | 0.051082 | 0.051082 | 0.051082 | 0.97144 | -0.55087 | 0.97112 | -0.55705 | 14.0335
59 | 0.020041 | 0.0050245 | -0.02004 | -0.0050236 | 1.4629e-06 | 8.8511e-07 | 0.030709 | 0.030709 | 0.030709 | 0.97112 | -0.55705 | 0.97105 | -0.55859 | 8.4366
60 | 0.013296 | 0.0033329 | -0.013295 | -0.0033324 | 9.2228e-07 | 5.1695e-07 | 0.020373 | 0.020373 | 0.020373 | 0.97112 | -0.55705 | 0.97105 | -0.55851 | 5.5969
61 | 0.0033636 | 0.0008428 | -0.0033634 | -0.00084295 | 2.3083e-07 | -1.5354e-07 | 0.0050904 | 0.0050905 | 0.0050905 | 0.98325 | -0.31985 | 0.98317 | -0.32129 | 1.3985
62 | -0.0098296 | -0.0024633 | 0.0098324 | 0.0024647 | 2.7636e-06 | 1.3462e-06 | 0.014876 | 0.014876 | 0.014876 | 0.98325 | -0.31985 | 0.98355 | -0.31395 | 4.0867
63 | -0.095094 | -0.024112 | 0.095237 | 0.024203 | 0.00014205 | 9.0682e-05 | 0.14397 | 0.14397 | 0.14397 | 0.98355 | -0.31395 | 0.98515 | -0.28292 | 39.552
64 | 0.0035063 | 0.00087844 | -0.0035062 | -0.00087846 | 3.609e-08 | -2.0592e-08 | 0.0052959 | 0.0052959 | 0.0052959 | 0.98515 | -0.28292 | 0.98514 | -0.28314 | 1.4549
65 | -0.098743 | -0.025081 | 0.098852 | 0.025151 | 0.00010951 | 6.9919e-05 | 0.14926 | 0.14926 | 0.14926 | 0.98515 | -0.28292 | 0.98635 | -0.25991 | 41.0068
66 | 0.0012486 | 0.00031265 | -0.0012486 | -0.00031293 | 3.1674e-08 | -2.8207e-07 | 0.0018859 | 0.001886 | 0.001886 | 0.98514 | -0.28314 | 0.98511 | -0.28367 | 0.51814
67 | -0.098852 | -0.025151 | 0.09923 | 0.025392 | 0.00037722 | 0.00024084 | 0.14926 | 0.14926 | 0.14926 | 0.98635 | -0.25991 | 0.99046 | -0.18106 | 41.0068
68 | 0.10502 | 0.026931 | -0.10483 | -0.026813 | 0.00018413 | 0.00011759 | 0.15762 | 0.15762 | 0.15762 | 0.99283 | -0.13593 | 0.99092 | -0.17215 | 43.3014
69 | -0.10165 | -0.025999 | 0.1017 | 0.026027 | 4.3854e-05 | 2.8002e-05 | 0.15291 | 0.15291 | 0.15291 | 0.99046 | -0.18106 | 0.99092 | -0.17215 | 42.0072
70 | 0.0031372 | 0.00078617 | -0.0031371 | -0.00078624 | 7.0332e-08 | -6.3852e-08 | 0.0047109 | 0.004711 | 0.004711 | 0.99092 | -0.17215 | 0.9909 | -0.17262 | 1.2942
71 | -0.0017276 | -0.00043297 | 0.0017277 | 0.00043267 | 6.729e-08 | -3.0232e-07 | 0.0025907 | 0.0025906 | 0.0025907 | 0.99227 | -0.1485 | 0.99232 | -0.14768 | 0.71173
72 | 0.0091146 | 0.0022843 | -0.0091139 | -0.002284 | 6.9517e-07 | 3.1672e-07 | 0.013668 | 0.013668 | 0.013668 | 0.99232 | -0.14768 | 0.99223 | -0.14928 | 3.7549
73 | -0.012491 | -0.0031301 | 0.012491 | 0.0031305 | 7.7173e-07 | 4.1812e-07 | 0.01873 | 0.01873 | 0.01873 | 0.99232 | -0.14768 | 0.99238 | -0.14638 | 5.1456
74 | 0.0074566 | 0.0018687 | -0.0074561 | -0.0018685 | 4.6793e-07 | 1.7059e-07 | 0.011182 | 0.011182 | 0.011182 | 0.99223 | -0.14928 | 0.99217 | -0.1506 | 3.0721
75 | -0.014074 | -0.0035272 | 0.014076 | 0.0035282 | 1.6544e-06 | 9.3082e-07 | 0.021103 | 0.021103 | 0.021103 | 0.99238 | -0.14638 | 0.99251 | -0.14392 | 5.7976
76 | 0.035769 | 0.0089813 | -0.035756 | -0.0089734 | 1.2522e-05 | 7.8641e-06 | 0.053639 | 0.053639 | 0.053639 | 0.99238 | -0.14577 | 0.992 | -0.15311 | 14.736
77 | 0.031597 | 0.007931 | -0.031584 | -0.0079232 | 1.2508e-05 | 7.8138e-06 | 0.0474 | 0.0474 | 0.0474 | 0.992 | -0.15311 | 0.99157 | -0.16142 | 13.0219
78 | -0.026946 | -0.0067668 | 0.026967 | 0.0067794 | 2.0336e-05 | 1.2593e-05 | 0.040591 | 0.040591 | 0.040591 | 0.98794 | -0.23209 | 0.98875 | -0.21629 | 11.1513
79 | 0.020441 | 0.0051363 | -0.020415 | -0.005121 | 2.5281e-05 | 1.5271e-05 | 0.030792 | 0.030792 | 0.030792 | 0.98794 | -0.23209 | 0.98661 | -0.25804 | 8.4594
80 | 0.0025951 | 0.00065003 | -0.0025951 | -0.00065013 | 6.3516e-08 | -1.0055e-07 | 0.0039139 | 0.0039139 | 0.0039139 | 0.98661 | -0.25804 | 0.98658 | -0.25855 | 1.0753
81 | 0.01782 | 0.004471 | -0.017809 | -0.0044645 | 1.0909e-05 | 6.4679e-06 | 0.026878 | 0.026879 | 0.026879 | 0.98661 | -0.25804 | 0.98595 | -0.27089 | 7.3842
82 | 0.0025951 | 0.00065013 | -0.002595 | -0.0006502 | 4.6811e-08 | -7.4094e-08 | 0.0039139 | 0.0039139 | 0.0039139 | 0.98658 | -0.25855 | 0.98656 | -0.25893 | 1.0753
83 | 0.0033129 | 0.00083021 | -0.0033128 | -0.00083027 | 8.1296e-08 | -5.8563e-08 | 0.0049999 | 0.0049999 | 0.0049999 | 0.98595 | -0.27089 | 0.98592 | -0.2714 | 1.3736
84 | 0.014496 | 0.0036343 | -0.014493 | -0.0036326 | 3.0526e-06 | 1.7368e-06 | 0.021879 | 0.021879 | 0.021879 | 0.98595 | -0.27089 | 0.98572 | -0.27531 | 6.0107
85 | 0.0017884 | 0.00044804 | -0.0017883 | -0.00044811 | 1.8241e-08 | -7.3697e-08 | 0.0026973 | 0.0026973 | 0.0026973 | 0.98656 | -0.25893 | 0.98655 | -0.25915 | 0.74103
86 | 0.011041 | 0.0027674 | -0.011041 | -0.0027673 | 1.9901e-07 | 1.0302e-07 | 0.016667 | 0.016667 | 0.016667 | 0.98572 | -0.27531 | 0.9857 | -0.27568 | 4.5789
87 | 0.0033142 | 0.00083057 | -0.0033142 | -0.00083061 | 4.8442e-08 | -3.6299e-08 | 0.0049746 | 0.0049746 | 0.0049746 | 0.99135 | -0.16571 | 0.99134 | -0.16602 | 1.3667
88 | 0.0062104 | 0.0015565 | -0.00621 | -0.0015564 | 4.1229e-07 | 1.0075e-07 | 0.0093218 | 0.0093219 | 0.0093219 | 0.99135 | -0.16571 | 0.99128 | -0.1671 | 2.561
89 | -0.0095247 | -0.0023871 | 0.0095266 | 0.002388 | 1.9482e-06 | 9.1906e-07 | 0.014296 | 0.014296 | 0.014296 | 0.99135 | -0.16571 | 0.99157 | -0.16142 | 3.9276
90 | 0.00621 | 0.0015564 | -0.0062097 | -0.0015563 | 2.7611e-07 | 6.7485e-08 | 0.0093219 | 0.0093219 | 0.0093219 | 0.99128 | -0.1671 | 0.99123 | -0.16804 | 2.561
91 | 0.022058 | 0.0055352 | -0.022045 | -0.0055277 | 1.2335e-05 | 7.5074e-06 | 0.033103 | 0.033104 | 0.033104 | 0.99157 | -0.16142 | 0.99097 | -0.17315 | 9.0944
92 | 0.00089855 | 0.00022511 | -0.00089855 | -0.0002252 | 4.83e-09 | -8.6447e-08 | 0.0013553 | 0.0013553 | 0.0013553 | 0.98655 | -0.25915 | 0.98654 | -0.25926 | 0.37233
93 | 0.010079 | 0.0025262 | -0.010079 | -0.002526 | 4.3066e-07 | 2.1239e-07 | 0.015216 | 0.015216 | 0.015216 | 0.9857 | -0.27568 | 0.98566 | -0.27658 | 4.1801
94 | 0.01247 | 0.0031276 | -0.012464 | -0.0031246 | 5.3738e-06 | 2.913e-06 | 0.018725 | 0.018725 | 0.018725 | 0.99097 | -0.17315 | 0.9905 | -0.1822 | 5.1444
95 | 0.0095754 | 0.0024001 | -0.0095739 | -0.0023994 | 1.4636e-06 | 6.9352e-07 | 0.014378 | 0.014378 | 0.014378 | 0.99097 | -0.17315 | 0.9908 | -0.17636 | 3.9501
96 | 0.0091225 | 0.0022864 | -0.0091223 | -0.0022863 | 2.4172e-07 | 1.1139e-07 | 0.013772 | 0.013772 | 0.013772 | 0.98566 | -0.27658 | 0.98563 | -0.27714 | 3.7835
97 | 0.012464 | 0.0031246 | -0.012462 | -0.0031232 | 2.5739e-06 | 1.3954e-06 | 0.018725 | 0.018726 | 0.018726 | 0.9905 | -0.1822 | 0.99028 | -0.18653 | 5.1444
98 | 0.01738 | 0.0043569 | -0.017378 | -0.004356 | 1.6286e-06 | 9.6659e-07 | 0.026633 | 0.026633 | 0.026633 | 0.97105 | -0.55859 | 0.97095 | -0.56055 | 7.3167
99 | 0.00754 | 0.0018901 | -0.0075392 | -0.0018898 | 8.1681e-07 | 3.2095e-07 | 0.011554 | 0.011554 | 0.011554 | 0.97105 | -0.55851 | 0.97093 | -0.56078 | 3.1743
100 | 0.014778 | 0.0037043 | -0.014777 | -0.0037037 | 1.1529e-06 | 6.6373e-07 | 0.022648 | 0.022648 | 0.022648 | 0.97095 | -0.56055 | 0.97086 | -0.56219 | 6.222
101 | 0.0075392 | 0.0018898 | -0.007538 | -0.0018893 | 1.1918e-06 | 4.6837e-07 | 0.011554 | 0.011554 | 0.011554 | 0.97093 | -0.56078 | 0.97077 | -0.5641 | 3.1743
102 | 0.007538 | 0.0018893 | -0.0075372 | -0.001889 | 7.7896e-07 | 3.0619e-07 | 0.011554 | 0.011555 | 0.011555 | 0.97077 | -0.5641 | 0.97066 | -0.56627 | 3.1743
103 | 0.012222 | 0.0030634 | -0.012221 | -0.0030629 | 8.1863e-07 | 4.47e-07 | 0.018732 | 0.018733 | 0.018733 | 0.97086 | -0.56219 | 0.97079 | -0.5636 | 5.1463
104 | 0.0094006 | 0.002356 | -0.0094005 | -0.0023559 | 1.0379e-07 | 4.9945e-08 | 0.014409 | 0.014409 | 0.014409 | 0.97079 | -0.5636 | 0.97078 | -0.56383 | 3.9586
105 | 0.002867 | 0.00071848 | -0.0028669 | -0.00071852 | 3.7745e-08 | -4.0284e-08 | 0.0043945 | 0.0043945 | 0.0043945 | 0.97078 | -0.56383 | 0.97077 | -0.5641 | 1.2073
106 | -0.015728 | -0.0039423 | 0.01573 | 0.0039435 | 2.0415e-06 | 1.18e-06 | 0.023581 | 0.023581 | 0.023581 | 0.99251 | -0.14392 | 0.99265 | -0.14119 | 6.4782
107 | -0.017293 | -0.0043352 | 0.017298 | 0.0043377 | 4.2596e-06 | 2.5076e-06 | 0.025924 | 0.025924 | 0.025924 | 0.99265 | -0.14119 | 0.99292 | -0.13602 | 7.1219
108 | 0.005789 | 0.0014507 | -0.005789 | -0.0014507 | 1.3286e-08 | 2.4329e-09 | 0.008682 | 0.008682 | 0.008682 | 0.99217 | -0.1506 | 0.99216 | -0.15065 | 2.3852
109 | -0.035673 | -0.0089466 | 0.035673 | 0.0089469 | 4.2947e-07 | 2.6968e-07 | 0.053463 | 0.053463 | 0.053463 | 0.99292 | -0.13602 | 0.99293 | -0.13577 | 14.6876
110 | 0.018375 | 0.0046089 | -0.018373 | -0.0046075 | 2.2767e-06 | 1.3536e-06 | 0.027539 | 0.027539 | 0.027539 | 0.99292 | -0.13602 | 0.99278 | -0.13862 | 7.5657
111 | 0.004128 | 0.0010344 | -0.0041279 | -0.0010344 | 9.0934e-08 | -2.3505e-08 | 0.006191 | 0.0061911 | 0.0061911 | 0.99216 | -0.15065 | 0.99214 | -0.15111 | 1.7008
112 | 0.017068 | 0.0042805 | -0.017066 | -0.0042792 | 2.0906e-06 | 1.2278e-06 | 0.025583 | 0.025583 | 0.025583 | 0.99278 | -0.13862 | 0.99265 | -0.14119 | 7.0284
113 | 0.0021007 | 0.00052635 | -0.0021007 | -0.00052648 | 4.5619e-08 | -1.2906e-07 | 0.0031506 | 0.0031507 | 0.0031507 | 0.99214 | -0.15111 | 0.99212 | -0.15157 | 0.86557
114 | 0.015755 | 0.0039506 | -0.015754 | -0.00395 | 1.1307e-06 | 6.538e-07 | 0.023618 | 0.023618 | 0.023618 | 0.99265 | -0.14119 | 0.99257 | -0.1427 | 6.4884
115 | 0.015754 | 0.00395 | -0.015753 | -0.0039496 | 6.307e-07 | 3.6468e-07 | 0.023618 | 0.023618 | 0.023618 | 0.99257 | -0.1427 | 0.99253 | -0.14354 | 6.4884
116 | 0.014477 | 0.0036297 | -0.014475 | -0.0036289 | 1.355e-06 | 7.6807e-07 | 0.021704 | 0.021704 | 0.021704 | 0.99253 | -0.14354 | 0.99243 | -0.1455 | 5.9627
117 | 0.012244 | 0.0030696 | -0.012244 | -0.0030696 | 1.2317e-07 | 6.6235e-08 | 0.018358 | 0.018358 | 0.018358 | 0.99243 | -0.1455 | 0.99242 | -0.14572 | 5.0435
118 | 0.010864 | 0.0027239 | -0.01086 | -0.0027218 | 4.105e-06 | 2.0944e-06 | 0.01629 | 0.01629 | 0.01629 | 0.99242 | -0.14572 | 0.99201 | -0.15365 | 4.4754
119 | 0.002747 | 0.00068842 | -0.002747 | -0.00068846 | 2.8509e-08 | -3.9561e-08 | 0.0041205 | 0.0041205 | 0.0041205 | 0.99201 | -0.15365 | 0.992 | -0.15387 | 1.132

## res_trafo
| p_hv_mw | q_hv_mvar | p_lv_mw | q_lv_mvar | pl_mw | ql_mvar | i_hv_ka | i_lv_ka | vm_hv_pu | va_hv_degree | vm_lv_pu | va_lv_degree | loading_percent
0 | -1.2729e-15 | -1.3162e-15 | 0.00165 | 1.2699e-07 | 0.00165 | 1.2699e-07 | 5.2857e-17 | 0.0023815 | 0.99998 | 149.9956 | 1 | 0 | 0.2619

## res_ext_grid
| p_mw | q_mvar
0 | 0.34623 | 0.087837

## res_load
| p_mw | q_mvar
0 | 0.0035448 | 0.00088841
1 | 0.0013298 | 0.00033327
2 | 0.0018134 | 0.00045448
3 | 0.0089074 | 0.0022324
4 | 0.0027972 | 0.00070105
5 | 0.0060602 | 0.0015188
6 | 0.0027879 | 0.00069872
7 | 0.0032842 | 0.00082311
8 | 0.0089249 | 0.0022368
9 | 0.011557 | 0.0028964
10 | 0.0060171 | 0.001508
11 | 0.019556 | 0.0049012
12 | 0.0053883 | 0.0013504
13 | 0.0017448 | 0.00043728
14 | 0.0058343 | 0.0014622
15 | 0.0038815 | 0.00097279
16 | 0.0074604 | 0.0018698
17 | 0.0017608 | 0.0004413
18 | 0.0014414 | 0.00036124
19 | 0.0074501 | 0.0018672
20 | 0.0016405 | 0.00041114
21 | 0.0013481 | 0.00033787
22 | 0.0015514 | 0.00038883
23 | 0.0028746 | 0.00072044
24 | 0.0013219 | 0.0003313
25 | 0.00463 | 0.0011604
26 | 0.0020023 | 0.00050183
27 | 0.0012859 | 0.00032229
28 | 0.0035473 | 0.00088905
29 | 0.0047473 | 0.0011898
30 | 0.0039322 | 0.00098549
31 | 0.0055326 | 0.0013866
32 | 0.0083287 | 0.0020874
33 | 0.0019537 | 0.00048963
34 | 0.0033472 | 0.0008389
35 | 0.0040997 | 0.0010275
36 | 0.0025437 | 0.00063752
37 | 0.0028495 | 0.00071416
38 | 0.0058843 | 0.0014747
39 | 0.006466 | 0.0016205
40 | 0.0033634 | 0.00084295
41 | 0.0022576 | 0.00056581
42 | 0.0021373 | 0.00053566
43 | 0.0012486 | 0.00031293
44 | 0.002424 | 0.00060751
45 | 0.0031371 | 0.00078624
46 | 0.0017276 | 0.00043297
47 | 0.0016483 | 0.00041311
48 | 0.0016573 | 0.00041537
49 | 0.0015828 | 0.00039668
50 | 0.0032429 | 0.00081276
51 | 0.0046196 | 0.0011578
52 | 0.0041594 | 0.0010425
53 | 0.0065057 | 0.0016305
54 | 0.0039833 | 0.00099832
55 | 0.00080664 | 0.00020216
56 | 0.0033128 | 0.00083027
57 | 0.0034523 | 0.00086524
58 | 0.0033142 | 0.00083061
59 | 0.00088979 | 0.000223
60 | 0.00096168 | 0.00024102
61 | 0.0062097 | 0.0015563
62 | 0.00089855 | 0.0002252
63 | 0.0009562 | 0.00023965
64 | 0.0091223 | 0.0022863
65 | 0.0095739 | 0.0023994
66 | 0.012462 | 0.0031232
67 | 0.0026601 | 0.00066669
68 | 0.0057548 | 0.0014423
69 | 0.0026001 | 0.00065165
70 | 0.0075372 | 0.001889
71 | 0.0025548 | 0.0006403
72 | 0.0028206 | 0.0007069
73 | 0.0065336 | 0.0016375
74 | 0.0028669 | 0.00071852
75 | 0.0016524 | 0.00041414
76 | 0.001563 | 0.00039173
77 | 0.0016671 | 0.00041783
78 | 0.0016609 | 0.00041627
79 | 0.0012765 | 0.00031992
80 | 0.001305 | 0.00032706
81 | 0.0020272 | 0.00050807
82 | 0.0013112 | 0.00032862
83 | 0.0012766 | 0.00031994
84 | 0.0022314 | 0.00055925
85 | 0.0021007 | 0.00052648
86 | 0.0013794 | 0.0003457
87 | 0.0081132 | 0.0020334
88 | 0.002747 | 0.00068846

## dtypes
| element | column | dtype
0 | bus | name | object
1 | bus | vn_kv | float64
2 | bus | type | object
3 | bus | zone | object
4 | bus | in_service | bool
5 | load | name | object
6 | load | bus | uint32
7 | load | p_mw | float64
8 | load | q_mvar | float64
9 | load | const_z_percent | float64
10 | load | const_i_percent | float64
11 | load | sn_mva | float64
12 | load | scaling | float64
13 | load | in_service | bool
14 | load | type | object
15 | ext_grid | name | object
16 | ext_grid | bus | uint32
17 | ext_grid | vm_pu | float64
18 | ext_grid | va_degree | float64
19 | ext_grid | slack_weight | float64
20 | ext_grid | in_service | bool
21 | line | name | object
22 | line | std_type | object
23 | line | from_bus | uint32
24 | line | to_bus | uint32
25 | line | length_km | float64
26 | line | r_ohm_per_km | float64
27 | line | x_ohm_per_km | float64
28 | line | c_nf_per_km | float64
29 | line | g_us_per_km | float64
30 | line | max_i_ka | float64
31 | line | df | float64
32 | line | parallel | uint32
33 | line | type | object
34 | line | in_service | bool
35 | trafo | name | object
36 | trafo | std_type | object
37 | trafo | hv_bus | uint32
38 | trafo | lv_bus | uint32
39 | trafo | sn_mva | float64
40 | trafo | vn_hv_kv | float64
41 | trafo | vn_lv_kv | float64
42 | trafo | vk_percent | float64
43 | trafo | vkr_percent | float64
44 | trafo | pfe_kw | float64
45 | trafo | i0_percent | float64
46 | trafo | shift_degree | float64
47 | trafo | tap_side | object
48 | trafo | tap_neutral | int32
49 | trafo | tap_min | int32
50 | trafo | tap_max | int32
51 | trafo | tap_step_percent | float64
52 | trafo | tap_step_degree | float64
53 | trafo | tap_pos | int32
54 | trafo | tap_phase_shifter | bool
55 | trafo | parallel | uint32
56 | trafo | df | float64
57 | trafo | in_service | bool
58 | line_geodata | coords | object
59 | bus_geodata | x | float64
60 | bus_geodata | y | float64
61 | bus_geodata | coords | object
62 | res_bus | vm_pu | float64
63 | res_bus | va_degree | float64
64 | res_bus | p_mw | float64
65 | res_bus | q_mvar | float64
66 | res_line | p_from_mw | float64
67 | res_line | q_from_mvar | float64
68 | res_line | p_to_mw | float64
69 | res_line | q_to_mvar | float64
70 | res_line | pl_mw | float64
71 | res_line | ql_mvar | float64
72 | res_line | i_from_ka | float64
73 | res_line | i_to_ka | float64
74 | res_line | i_ka | float64
75 | res_line | vm_from_pu | float64
76 | res_line | va_from_degree | float64
77 | res_line | vm_to_pu | float64
78 | res_line | va_to_degree | float64
79 | res_line | loading_percent | float64
80 | res_trafo | p_hv_mw | float64
81 | res_trafo | q_hv_mvar | float64
82 | res_trafo | p_lv_mw | float64
83 | res_trafo | q_lv_mvar | float64
84 | res_trafo | pl_mw | float64
85 | res_trafo | ql_mvar | float64
86 | res_trafo | i_hv_ka | float64
87 | res_trafo | i_lv_ka | float64
88 | res_trafo | vm_hv_pu | float64
89 | res_trafo | va_hv_degree | float64
90 | res_trafo | vm_lv_pu | float64
91 | res_trafo | va_lv_degree | float64
92 | res_trafo | loading_percent | float64
93 | res_ext_grid | p_mw | float64
94 | res_ext_grid | q_mvar | float64
95 | res_load | p_mw | float64
96 | res_load | q_mvar | float64

## parameters
| version | format_version | converged | OPF_converged | name | f_hz | sn_mva
0 | 2.14.6 | 2.14.0 | TRUE | FALSE |  | 50 | 1