## bus
| name | vn_kv | type | zone | in_service
0 | bus_LV_158-21_0_6_node_0 | 0.4 | n |  | TRUE
1 | bus_LV_158-21_0_6_node_1 | 0.4 | n |  | TRUE
2 | bus_LV_158-21_0_6_node_2 | 0.4 | n |  | TRUE
3 | bus_LV_158-21_0_6_node_3 | 0.4 | n |  | TRUE
4 | bus_LV_158-21_0_6_node_4 | 0.4 | n |  | TRUE
5 | bus_LV_158-21_0_6_node_5 | 0.4 | n |  | TRUE
6 | bus_LV_158-21_0_6_node_7 | 0.4 | n |  | TRUE
7 | bus_LV_158-21_0_6_node_138 | 0.4 | n |  | TRUE
8 | bus_LV_158-21_0_6_node_10 | 0.4 | n |  | TRUE
9 | bus_LV_158-21_0_6_node_8 | 0.4 | n |  | TRUE
10 | bus_LV_158-21_0_6_node_6 | 0.4 | n |  | TRUE
11 | bus_LV_158-21_0_6_node_9 | 0.4 | n |  | TRUE
12 | bus_LV_158-21_0_6_node_33 | 0.4 | n |  | TRUE
13 | bus_LV_158-21_0_6_node_15 | 0.4 | n |  | TRUE
14 | bus_LV_158-21_0_6_node_12 | 0.4 | n |  | TRUE
15 | bus_LV_158-21_0_6_node_18 | 0.4 | n |  | TRUE
16 | bus_LV_158-21_0_6_node_17 | 0.4 | n |  | TRUE
17 | bus_LV_158-21_0_6_node_21 | 0.4 | n |  | TRUE
18 | bus_LV_158-21_0_6_node_11 | 0.4 | n |  | TRUE
19 | bus_LV_158-21_0_6_node_13 | 0.4 | n |  | TRUE
20 | bus_LV_158-21_0_6_node_40 | 0.4 | n |  | TRUE
21 | bus_LV_158-21_0_6_node_19 | 0.4 | n |  | TRUE
22 | bus_LV_158-21_0_6_node_41 | 0.4 | n |  | TRUE
23 | bus_LV_158-21_0_6_node_14 | 0.4 | n |  | TRUE
24 | bus_LV_158-21_0_6_node_16 | 0.4 | n |  | TRUE
25 | bus_LV_158-21_0_6_node_27 | 0.4 | n |  | TRUE
26 | bus_LV_158-21_0_6_node_124 | 0.4 | n |  | TRUE
27 | bus_LV_158-21_0_6_node_26 | 0.4 | n |  | TRUE
28 | bus_LV_158-21_0_6_node_20 | 0.4 | n |  | TRUE
29 | bus_LV_158-21_0_6_node_22 | 0.4 | n |  | TRUE
30 | bus_LV_158-21_0_6_node_23 | 0.4 | n |  | TRUE
31 | bus_LV_158-21_0_6_node_24 | 0.4 | n |  | TRUE
32 | bus_LV_158-21_0_6_node_25 | 0.4 | n |  | TRUE
33 | bus_LV_158-21_0_6_node_57 | 0.4 | n |  | TRUE
34 | bus_LV_158-21_0_6_node_142 | 0.4 | n |  | TRUE
35 | bus_LV_158-21_0_6_node_28 | 0.4 | n |  | TRUE
36 | bus_LV_158-21_0_6_node_31 | 0.4 | n |  | TRUE
37 | bus_LV_158-21_0_6_node_67 | 0.4 | n |  | TRUE
38 | bus_LV_158-21_0_6_node_29 | 0.4 | n |  | TRUE
39 | bus_LV_158-21_0_6_node_72 | 0.4 | n |  | TRUE
40 | bus_LV_158-21_0_6_node_69 | 0.4 | n |  | TRUE
41 | bus_LV_158-21_0_6_node_30 | 0.4 | n |  | TRUE
42 | bus_LV_158-21_0_6_node_87 | 0.4 | n |  | TRUE
43 | bus_LV_158-21_0_6_node_88 | 0.4 | n |  | TRUE
44 | bus_LV_158-21_0_6_node_84 | 0.4 | n |  | TRUE
45 | bus_LV_158-21_0_6_node_32 | 0.4 | n |  | TRUE
46 | bus_LV_158-21_0_6_node_152 | 0.4 | n |  | TRUE
47 | bus_LV_158-21_0_6_node_125 | 0.4 | n |  | TRUE
48 | bus_LV_158-21_0_6_node_116 | 0.4 | n |  | TRUE
49 | bus_LV_158-21_0_6_node_118 | 0.4 | n |  | TRUE
50 | bus_LV_158-21_0_6_node_114 | 0.4 | n |  | TRUE
51 | bus_LV_158-21_0_6_node_120 | 0.4 | n |  | TRUE
52 | bus_LV_158-21_0_6_node_119 | 0.4 | n |  | TRUE
53 | bus_LV_158-21_0_6_node_66 | 0.4 | n |  | TRUE
54 | bus_LV_158-21_0_6_node_132 | 0.4 | n |  | TRUE
55 | bus_LV_158-21_0_6_node_133 | 0.4 | n |  | TRUE
56 | bus_LV_158-21_0_6_node_130 | 0.4 | n |  | TRUE
57 | bus_LV_158-21_0_6_node_95 | 0.4 | n |  | TRUE
58 | bus_LV_158-21_0_6_node_70 | 0.4 | n |  | TRUE
59 | bus_LV_158-21_0_6_node_68 | 0.4 | n |  | TRUE
60 | bus_LV_158-21_0_6_node_71 | 0.4 | n |  | TRUE
61 | bus_LV_158-21_0_6_node_63 | 0.4 | n |  | TRUE
62 | bus_LV_158-21_0_6_node_85 | 0.4 | n |  | TRUE
63 | bus_LV_158-21_0_6_node_146 | 0.4 | n |  | TRUE
64 | bus_LV_158-21_0_6_node_126 | 0.4 | n |  | TRUE
65 | bus_LV_158-21_0_6_node_34 | 0.4 | n |  | TRUE
66 | bus_LV_158-21_0_6_node_35 | 0.4 | n |  | TRUE
67 | bus_LV_158-21_0_6_node_36 | 0.4 | n |  | TRUE
68 | bus_LV_158-21_0_6_node_37 | 0.4 | n |  | TRUE
69 | bus_LV_158-21_0_6_node_47 | 0.4 | n |  | TRUE
70 | bus_LV_158-21_0_6_node_44 | 0.4 | n |  | TRUE
71 | bus_LV_158-21_0_6_node_38 | 0.4 | n |  | TRUE
72 | bus_LV_158-21_0_6_node_48 | 0.4 | n |  | TRUE
73 | bus_LV_158-21_0_6_node_43 | 0.4 | n |  | TRUE
74 | bus_LV_158-21_0_6_node_39 | 0.4 | n |  | TRUE
75 | bus_LV_158-21_0_6_node_42 | 0.4 | n |  | TRUE
76 | bus_LV_158-21_0_6_node_46 | 0.4 | n |  | TRUE
77 | bus_LV_158-21_0_6_node_45 | 0.4 | n |  | TRUE
78 | bus_LV_158-21_0_6_node_49 | 0.4 | n |  | TRUE
79 | bus_LV_158-21_0_6_node_50 | 0.4 | n |  | TRUE
80 | bus_LV_158-21_0_6_node_51 | 0.4 | n |  | TRUE
81 | bus_LV_158-21_0_6_node_52 | 0.4 | n |  | TRUE
82 | bus_LV_158-21_0_6_node_53 | 0.4 | n |  | TRUE
83 | bus_LV_158-21_0_6_node_56 | 0.4 | n |  | TRUE
84 | bus_LV_158-21_0_6_node_128 | 0.4 | n |  | TRUE
85 | bus_LV_158-21_0_6_node_129 | 0.4 | n |  | TRUE
86 | bus_LV_158-21_0_6_node_143 | 0.4 | n |  | TRUE
87 | bus_LV_158-21_0_6_node_58 | 0.4 | n |  | TRUE
88 | bus_LV_158-21_0_6_node_59 | 0.4 | n |  | TRUE
89 | bus_LV_158-21_0_6_node_60 | 0.4 | n |  | TRUE
90 | bus_LV_158-21_0_6_node_61 | 0.4 | n |  | TRUE
91 | bus_LV_158-21_0_6_node_62 | 0.4 | n |  | TRUE
92 | bus_LV_158-21_0_6_node_64 | 0.4 | n |  | TRUE
93 | bus_LV_158-21_0_6_node_139 | 0.4 | n |  | TRUE
94 | bus_LV_158-21_0_6_node_73 | 0.4 | n |  | TRUE
95 | bus_LV_158-21_0_6_node_77 | 0.4 | n |  | TRUE
96 | bus_LV_158-21_0_6_node_74 | 0.4 | n |  | TRUE
97 | bus_LV_158-21_0_6_node_140 | 0.4 | n |  | TRUE
98 | bus_LV_158-21_0_6_node_134 | 0.4 | n |  | TRUE
99 | bus_LV_158-21_0_6_node_131 | 0.4 | n |  | TRUE
100 | bus_LV_158-21_0_6_node_65 | 0.4 | n |  | TRUE
101 | bus_LV_158-21_0_6_node_75 | 0.4 | n |  | TRUE
102 | bus_LV_158-21_0_6_node_94 | 0.4 | n |  | TRUE
103 | bus_LV_158-21_0_6_node_78 | 0.4 | n |  | TRUE
104 | bus_LV_158-21_0_6_node_79 | 0.4 | n |  | TRUE
105 | bus_LV_158-21_0_6_node_80 | 0.4 | n |  | TRUE
106 | bus_LV_158-21_0_6_node_81 | 0.4 | n |  | TRUE
107 | bus_LV_158-21_0_6_node_82 | 0.4 | n |  | TRUE
108 | bus_LV_158-21_0_6_node_83 | 0.4 | n |  | TRUE
109 | bus_LV_158-21_0_6_node_123 | 0.4 | n |  | TRUE
110 | bus_LV_158-21_0_6_node_122 | 0.4 | n |  | TRUE
111 | bus_LV_158-21_0_6_node_86 | 0.4 | n |  | TRUE
112 | bus_LV_158-21_0_6_node_127 | 0.4 | n |  | TRUE
113 | bus_LV_158-21_0_6_node_89 | 0.4 | n |  | TRUE
114 | bus_LV_158-21_0_6_node_90 | 0.4 | n |  | TRUE
115 | bus_LV_158-21_0_6_node_91 | 0.4 | n |  | TRUE
116 | bus_LV_158-21_0_6_node_92 | 0.4 | n |  | TRUE
117 | bus_LV_158-21_0_6_node_93 | 0.4 | n |  | TRUE
118 | bus_LV_158-21_0_6_node_96 | 0.4 | n |  | TRUE
119 | bus_LV_158-21_0_6_node_97 | 0.4 | n |  | TRUE
120 | bus_LV_158-21_0_6_node_98 | 0.4 | n |  | TRUE
121 | bus_LV_158-21_0_6_node_99 | 0.4 | n |  | TRUE
122 | bus_LV_158-21_0_6_node_155 | 0.4 | n |  | TRUE
123 | bus_LV_158-21_0_6_node_156 | 0.4 | n |  | TRUE
124 | bus_LV_158-21_0_6_node_101 | 0.4 | n |  | TRUE
125 | bus_LV_158-21_0_6_node_137 | 0.4 | n |  | TRUE
126 | bus_LV_158-21_0_6_node_100 | 0.4 | n |  | TRUE
127 | bus_LV_158-21_0_6_node_136 | 0.4 | n |  | TRUE
128 | bus_LV_158-21_0_6_node_104 | 0.4 | n |  | TRUE
129 | bus_LV_158-21_0_6_node_111 | 0.4 | n |  | TRUE
130 | bus_LV_158-21_0_6_node_113 | 0.4 | n |  | TRUE
131 | bus_LV_158-21_0_6_node_110 | 0.4 | n |  | TRUE
132 | bus_LV_158-21_0_6_node_108 | 0.4 | n |  | TRUE
133 | bus_LV_158-21_0_6_node_105 | 0.4 | n |  | TRUE
134 | bus_LV_158-21_0_6_node_106 | 0.4 | n |  | TRUE
135 | bus_LV_158-21_0_6_node_107 | 0.4 | n |  | TRUE
136 | bus_LV_158-21_0_6_node_112 | 0.4 | n |  | TRUE
137 | bus_LV_158-21_0_6_node_109 | 0.4 | n |  | TRUE
138 | bus_LV_158-21_0_6_node_135 | 0.4 | n |  | TRUE
139 | bus_LV_158-21_0_6_node_115 | 0.4 | n |  | TRUE
140 | bus_LV_158-21_0_6_node_117 | 0.4 | n |  | TRUE
141 | bus_LV_158-21_0_6_node_121 | 0.4 | n |  | TRUE
142 | bus_LV_158-21_0_6_node_153 | 0.4 | n |  | TRUE
143 | bus_LV_158-21_0_6_node_147 | 0.4 | n |  | TRUE
144 | bus_LV_158-21_0_6_node_141 | 0.4 | n |  | TRUE
145 | bus_LV_158-21_0_6_node_145 | 0.4 | n |  | TRUE
146 | bus_LV_158-21_0_6_node_144 | 0.4 | n |  | TRUE
147 | bus_LV_158-21_0_6_node_150 | 0.4 | n |  | TRUE
148 | bus_LV_158-21_0_6_node_148 | 0.4 | n |  | TRUE
149 | bus_LV_158-21_0_6_node_151 | 0.4 | n |  | TRUE
150 | bus_LV_158-21_0_6_node_149 | 0.4 | n |  | TRUE
151 | bus_MV_361_1_node_98 | 20 | n |  | TRUE

## load
| name | bus | p_mw | q_mvar | const_z_percent | const_i_percent | sn_mva | scaling | in_service | type
0 | LV_158-21_0_6_load_0 | 0 | 0.0011035 | 0.00027657 | 0 | 0 |  | 1 | TRUE | wye
1 | LV_158-21_0_6_load_1 | 1 | 0.0053745 | 0.001347 | 0 | 0 |  | 1 | TRUE | wye
2 | LV_158-21_0_6_load_138 | 7 | 0.00031356 | 7.8585e-05 | 0 | 0 |  | 1 | TRUE | wye
3 | LV_158-21_0_6_load_10 | 8 | 0.0024601 | 0.00061657 | 0 | 0 |  | 1 | TRUE | wye
4 | LV_158-21_0_6_load_8 | 9 | 0.0028375 | 0.00071115 | 0 | 0 |  | 1 | TRUE | wye
5 | LV_158-21_0_6_load_33 | 12 | 0.0023921 | 0.00059952 | 0 | 0 |  | 1 | TRUE | wye
6 | LV_158-21_0_6_load_15 | 13 | 0.0018331 | 0.00045942 | 0 | 0 |  | 1 | TRUE | wye
7 | LV_158-21_0_6_load_12 | 14 | 0.0015155 | 0.00037982 | 0 | 0 |  | 1 | TRUE | wye
8 | LV_158-21_0_6_load_18 | 15 | 0.00014741 | 3.6945e-05 | 0 | 0 |  | 1 | TRUE | wye
9 | LV_158-21_0_6_load_17 | 16 | 0.00034301 | 8.5967e-05 | 0 | 0 |  | 1 | TRUE | wye
10 | LV_158-21_0_6_load_21 | 17 | 0.0015007 | 0.00037612 | 0 | 0 |  | 1 | TRUE | wye
11 | LV_158-21_0_6_load_11 | 18 | 0.00071153 | 0.00017833 | 0 | 0 |  | 1 | TRUE | wye
12 | LV_158-21_0_6_load_13 | 19 | 0.0023223 | 0.00058203 | 0 | 0 |  | 1 | TRUE | wye
13 | LV_158-21_0_6_load_40 | 20 | 0.0012343 | 0.00030934 | 0 | 0 |  | 1 | TRUE | wye
14 | LV_158-21_0_6_load_19 | 21 | 0.0056086 | 0.0014056 | 0 | 0 |  | 1 | TRUE | wye
15 | LV_158-21_0_6_load_14 | 23 | 0.0017242 | 0.00043213 | 0 | 0 |  | 1 | TRUE | wye
16 | LV_158-21_0_6_load_16 | 24 | 0.0038278 | 0.00095935 | 0 | 0 |  | 1 | TRUE | wye
17 | LV_158-21_0_6_load_20 | 28 | 0.0019998 | 0.00050119 | 0 | 0 |  | 1 | TRUE | wye
18 | LV_158-21_0_6_load_22 | 29 | 0.0022984 | 0.00057602 | 0 | 0 |  | 1 | TRUE | wye
19 | LV_158-21_0_6_load_23 | 30 | 0.0056999 | 0.0014285 | 0 | 0 |  | 1 | TRUE | wye
20 | LV_158-21_0_6_load_24 | 31 | 0.0025069 | 0.00062828 | 0 | 0 |  | 1 | TRUE | wye
21 | LV_158-21_0_6_load_25 | 32 | 0.0040218 | 0.001008 | 0 | 0 |  | 1 | TRUE | wye
22 | LV_158-21_0_6_load_57 | 33 | 0.0075331 | 0.001888 | 0 | 0 |  | 1 | TRUE | wye
23 | LV_158-21_0_6_load_67 | 37 | 0.0013736 | 0.00034425 | 0 | 0 |  | 1 | TRUE | wye
24 | LV_158-21_0_6_load_87 | 42 | 0.012088 | 0.0030296 | 0 | 0 |  | 1 | TRUE | wye
25 | LV_158-21_0_6_load_88 | 43 | 0.0024277 | 0.00060844 | 0 | 0 |  | 1 | TRUE | wye
26 | LV_158-21_0_6_load_84 | 44 | 0.0052948 | 0.001327 | 0 | 0 |  | 1 | TRUE | wye
27 | LV_158-21_0_6_load_152 | 46 | 0.0048865 | 0.0012247 | 0 | 0 |  | 1 | TRUE | wye
28 | LV_158-21_0_6_load_125 | 47 | 0.0018032 | 0.00045193 | 0 | 0 |  | 1 | TRUE | wye
29 | LV_158-21_0_6_load_114 | 50 | 0.0016211 | 0.00040629 | 0 | 0 |  | 1 | TRUE | wye
30 | LV_158-21_0_6_load_120 | 51 | 0.0016201 | 0.00040605 | 0 | 0 |  | 1 | TRUE | wye
31 | LV_158-21_0_6_load_119 | 52 | 0.0018043 | 0.00045219 | 0 | 0 |  | 1 | TRUE | wye
32 | LV_158-21_0_6_load_66 | 53 | 0.0078456 | 0.0019663 | 0 | 0 |  | 1 | TRUE | wye
33 | LV_158-21_0_6_load_130 | 56 | 0.008841 | 0.0022158 | 0 | 0 |  | 1 | TRUE | wye
34 | LV_158-21_0_6_load_95 | 57 | 0.006805 | 0.0017055 | 0 | 0 |  | 1 | TRUE | wye
35 | LV_158-21_0_6_load_68 | 59 | 0.0055073 | 0.0013803 | 0 | 0 |  | 1 | TRUE | wye
36 | LV_158-21_0_6_load_71 | 60 | 0.0023916 | 0.0005994 | 0 | 0 |  | 1 | TRUE | wye
37 | LV_158-21_0_6_load_85 | 62 | 0.0018028 | 0.00045183 | 0 | 0 |  | 1 | TRUE | wye
38 | LV_158-21_0_6_load_126 | 64 | 0.0018028 | 0.00045183 | 0 | 0 |  | 1 | TRUE | wye
39 | LV_158-21_0_6_load_35 | 66 | 0.0015539 | 0.00038943 | 0 | 0 |  | 1 | TRUE | wye
40 | LV_158-21_0_6_load_37 | 68 | 0.00063278 | 0.00015859 | 0 | 0 |  | 1 | TRUE | wye
41 | LV_158-21_0_6_load_44 | 70 | 0.0040614 | 0.0010179 | 0 | 0 |  | 1 | TRUE | wye
42 | LV_158-21_0_6_load_38 | 71 | 0.0011722 | 0.00029377 | 0 | 0 |  | 1 | TRUE | wye
43 | LV_158-21_0_6_load_48 | 72 | 0.0047096 | 0.0011803 | 0 | 0 |  | 1 | TRUE | wye
44 | LV_158-21_0_6_load_43 | 73 | 0.0036151 | 0.00090603 | 0 | 0 |  | 1 | TRUE | wye
45 | LV_158-21_0_6_load_39 | 74 | 0.0028892 | 0.0007241 | 0 | 0 |  | 1 | TRUE | wye
46 | LV_158-21_0_6_load_42 | 75 | 0.0043038 | 0.0010786 | 0 | 0 |  | 1 | TRUE | wye
47 | LV_158-21_0_6_load_46 | 76 | 0.0010787 | 0.00027034 | 0 | 0 |  | 1 | TRUE | wye
48 | LV_158-21_0_6_load_45 | 77 | 0.0039836 | 0.00099838 | 0 | 0 |  | 1 | TRUE | wye
49 | LV_158-21_0_6_load_49 | 78 | 0.0022875 | 0.0005733 | 0 | 0 |  | 1 | TRUE | wye
50 | LV_158-21_0_6_load_50 | 79 | 0.0024862 | 0.00062311 | 0 | 0 |  | 1 | TRUE | wye
51 | LV_158-21_0_6_load_51 | 80 | 0.0037725 | 0.00094548 | 0 | 0 |  | 1 | TRUE | wye
52 | LV_158-21_0_6_load_52 | 81 | 0.0026238 | 0.00065758 | 0 | 0 |  | 1 | TRUE | wye
53 | LV_158-21_0_6_load_53 | 82 | 0.0042907 | 0.0010753 | 0 | 0 |  | 1 | TRUE | wye
54 | LV_158-21_0_6_load_56 | 83 | 0.00040287 | 0.00010097 | 0 | 0 |  | 1 | TRUE | wye
55 | LV_158-21_0_6_load_128 | 84 | 0.014865 | 0.0037254 | 0 | 0 |  | 1 | TRUE | wye
56 | LV_158-21_0_6_load_143 | 86 | 0.006636 | 0.0016631 | 0 | 0 |  | 1 | TRUE | wye
57 | LV_158-21_0_6_load_58 | 87 | 0.00098411 | 0.00024664 | 0 | 0 |  | 1 | TRUE | wye
58 | LV_158-21_0_6_load_59 | 88 | 0.0014612 | 0.00036621 | 0 | 0 |  | 1 | TRUE | wye
59 | LV_158-21_0_6_load_61 | 90 | 0.0024401 | 0.00061156 | 0 | 0 |  | 1 | TRUE | wye
60 | LV_158-21_0_6_load_139 | 93 | 0.0025418 | 0.00063703 | 0 | 0 |  | 1 | TRUE | wye
61 | LV_158-21_0_6_load_77 | 95 | 0.0033031 | 0.00082785 | 0 | 0 |  | 1 | TRUE | wye
62 | LV_158-21_0_6_load_74 | 96 | 0.0025934 | 0.00064997 | 0 | 0 |  | 1 | TRUE | wye
63 | LV_158-21_0_6_load_140 | 97 | 0.0013492 | 0.00033814 | 0 | 0 |  | 1 | TRUE | wye
64 | LV_158-21_0_6_load_134 | 98 | 0.0054065 | 0.001355 | 0 | 0 |  | 1 | TRUE | wye
65 | LV_158-21_0_6_load_131 | 99 | 0.0088427 | 0.0022162 | 0 | 0 |  | 1 | TRUE | wye
66 | LV_158-21_0_6_load_65 | 100 | 0.0077679 | 0.0019468 | 0 | 0 |  | 1 | TRUE | wye
67 | LV_158-21_0_6_load_75 | 101 | 0.003595 | 0.00090098 | 0 | 0 |  | 1 | TRUE | wye
68 | LV_158-21_0_6_load_94 | 102 | 0.018608 | 0.0046636 | 0 | 0 |  | 1 | TRUE | wye
69 | LV_158-21_0_6_load_78 | 103 | 0.081457 | 0.020415 | 0 | 0 |  | 1 | TRUE | wye
70 | LV_158-21_0_6_load_79 | 104 | 0.0032186 | 0.00080665 | 0 | 0 |  | 1 | TRUE | wye
71 | LV_158-21_0_6_load_81 | 106 | 0.0089763 | 0.0022497 | 0 | 0 |  | 1 | TRUE | wye
72 | LV_158-21_0_6_load_82 | 107 | 0.011248 | 0.0028191 | 0 | 0 |  | 1 | TRUE | wye
73 | LV_158-21_0_6_load_83 | 108 | 0.0016194 | 0.00040587 | 0 | 0 |  | 1 | TRUE | wye
74 | LV_158-21_0_6_load_123 | 109 | 0.0016211 | 0.00040629 | 0 | 0 |  | 1 | TRUE | wye
75 | LV_158-21_0_6_load_122 | 110 | 0.0016211 | 0.00040629 | 0 | 0 |  | 1 | TRUE | wye
76 | LV_158-21_0_6_load_86 | 111 | 0.0018028 | 0.00045183 | 0 | 0 |  | 1 | TRUE | wye
77 | LV_158-21_0_6_load_127 | 112 | 0.0018028 | 0.00045183 | 0 | 0 |  | 1 | TRUE | wye
78 | LV_158-21_0_6_load_89 | 113 | 0.017064 | 0.0042767 | 0 | 0 |  | 1 | TRUE | wye
79 | LV_158-21_0_6_load_90 | 114 | 0.0025818 | 0.00064707 | 0 | 0 |  | 1 | TRUE | wye
80 | LV_158-21_0_6_load_91 | 115 | 0.0066058 | 0.0016556 | 0 | 0 |  | 1 | TRUE | wye
81 | LV_158-21_0_6_load_92 | 116 | 0.0031699 | 0.00079445 | 0 | 0 |  | 1 | TRUE | wye
82 | LV_158-21_0_6_load_93 | 117 | 0.0020032 | 0.00050204 | 0 | 0 |  | 1 | TRUE | wye
83 | LV_158-21_0_6_load_96 | 118 | 0.0026399 | 0.00066162 | 0 | 0 |  | 1 | TRUE | wye
84 | LV_158-21_0_6_load_155 | 122 | 0.00076451 | 0.0001916 | 0 | 0 |  | 1 | TRUE | wye
85 | LV_158-21_0_6_load_156 | 123 | 0.0029939 | 0.00075033 | 0 | 0 |  | 1 | TRUE | wye
86 | LV_158-21_0_6_load_137 | 125 | 0.0086005 | 0.0021555 | 0 | 0 |  | 1 | TRUE | wye
87 | LV_158-21_0_6_load_100 | 126 | 0.0034363 | 0.00086123 | 0 | 0 |  | 1 | TRUE | wye
88 | LV_158-21_0_6_load_113 | 130 | 0.011772 | 0.0029503 | 0 | 0 |  | 1 | TRUE | wye
89 | LV_158-21_0_6_load_110 | 131 | 0.011341 | 0.0028423 | 0 | 0 |  | 1 | TRUE | wye
90 | LV_158-21_0_6_load_108 | 132 | 0.031453 | 0.0078828 | 0 | 0 |  | 1 | TRUE | wye
91 | LV_158-21_0_6_load_105 | 133 | 0.007402 | 0.0018551 | 0 | 0 |  | 1 | TRUE | wye
92 | LV_158-21_0_6_load_109 | 137 | 0.03333 | 0.0083532 | 0 | 0 |  | 1 | TRUE | wye
93 | LV_158-21_0_6_load_135 | 138 | 0.008609 | 0.0021576 | 0 | 0 |  | 1 | TRUE | wye
94 | LV_158-21_0_6_load_115 | 139 | 0.0016211 | 0.00040629 | 0 | 0 |  | 1 | TRUE | wye
95 | LV_158-21_0_6_load_117 | 140 | 0.0018053 | 0.00045245 | 0 | 0 |  | 1 | TRUE | wye
96 | LV_158-21_0_6_load_121 | 141 | 0.0016201 | 0.00040605 | 0 | 0 |  | 1 | TRUE | wye
97 | LV_158-21_0_6_load_153 | 142 | 0.0054064 | 0.001355 | 0 | 0 |  | 1 | TRUE | wye
98 | LV_158-21_0_6_load_147 | 143 | 0.0048865 | 0.0012247 | 0 | 0 |  | 1 | TRUE | wye
99 | LV_158-21_0_6_load_141 | 144 | 0.0013492 | 0.00033814 | 0 | 0 |  | 1 | TRUE | wye
100 | LV_158-21_0_6_load_150 | 147 | 0.0054412 | 0.0013637 | 0 | 0 |  | 1 | TRUE | wye
101 | LV_158-21_0_6_load_148 | 148 | 0.0038347 | 0.00096106 | 0 | 0 |  | 1 | TRUE | wye
102 | LV_158-21_0_6_load_151 | 149 | 0.0054388 | 0.0013631 | 0 | 0 |  | 1 | TRUE | wye
103 | LV_158-21_0_6_load_149 | 150 | 0.0038363 | 0.00096146 | 0 | 0 |  | 1 | TRUE | wye

## ext_grid
| name | bus | vm_pu | va_degree | slack_weight | in_service
0 |  | 62 | 1 | 0 | 1 | TRUE

## line
| name | std_type | from_bus | to_bus | length_km | r_ohm_per_km | x_ohm_per_km | c_nf_per_km | g_us_per_km | max_i_ka | df | parallel | type | in_service
0 | LV_158-21_0_6_line_0 |  | 0 | 1 | 0.024063 | 0.125 | 0.08 | 261 | 0 | 0.364 | 1 | 1 | cs | TRUE
1 | LV_158-21_0_6_line_1 |  | 0 | 2 | 0.01442 | 0.125 | 0.08 | 261 | 0 | 0.364 | 1 | 1 | cs | TRUE
2 | LV_158-21_0_6_line_2 |  | 1 | 3 | 0.021605 | 0.125 | 0.08 | 261 | 0 | 0.364 | 1 | 1 | cs | TRUE
3 | LV_158-21_0_6_line_3 |  | 2 | 4 | 0.00287 | 0.125 | 0.08 | 261 | 0 | 0.364 | 1 | 1 | cs | TRUE
4 | LV_158-21_0_6_line_4 |  | 3 | 5 | 0.009866 | 0.125 | 0.08 | 261 | 0 | 0.364 | 1 | 1 | cs | TRUE
5 | LV_158-21_0_6_line_5 |  | 3 | 6 | 0.003494 | 0.125 | 0.08 | 261 | 0 | 0.364 | 1 | 1 | cs | TRUE
6 | LV_158-21_0_6_line_6 |  | 4 | 7 | 0.040338 | 0.125 | 0.08 | 261 | 0 | 0.364 | 1 | 1 | cs | TRUE
7 | LV_158-21_0_6_line_7 |  | 5 | 8 | 0.017556 | 0.125 | 0.08 | 261 | 0 | 0.364 | 1 | 1 | cs | TRUE
8 | LV_158-21_0_6_line_8 |  | 5 | 9 | 0.033977 | 0.125 | 0.08 | 261 | 0 | 0.364 | 1 | 1 | cs | TRUE
9 | LV_158-21_0_6_line_9 |  | 6 | 13 | 0.012142 | 0.125 | 0.08 | 261 | 0 | 0.364 | 1 | 1 | cs | TRUE
10 | LV_158-21_0_6_line_10 |  | 6 | 14 | 0.0092676 | 0.125 | 0.08 | 261 | 0 | 0.364 | 1 | 1 | cs | TRUE
11 | LV_158-21_0_6_line_11 |  | 8 | 17 | 0.027368 | 0.125 | 0.08 | 261 | 0 | 0.364 | 1 | 1 | cs | TRUE
12 | LV_158-21_0_6_line_12 |  | 9 | 11 | 0.039906 | 0.125 | 0.08 | 261 | 0 | 0.364 | 1 | 1 | cs | TRUE
13 | LV_158-21_0_6_line_13 |  | 10 | 11 | 0.010137 | 0.125 | 0.08 | 261 | 0 | 0.364 | 1 | 1 | cs | TRUE
14 | LV_158-21_0_6_line_14 |  | 10 | 12 | 0.016633 | 0.125 | 0.08 | 261 | 0 | 0.364 | 1 | 1 | cs | TRUE
15 | LV_158-21_0_6_line_15 |  | 11 | 18 | 0.034418 | 0.125 | 0.08 | 261 | 0 | 0.364 | 1 | 1 | cs | TRUE
16 | LV_158-21_0_6_line_16 |  | 13 | 16 | 0.01979 | 0.125 | 0.08 | 261 | 0 | 0.364 | 1 | 1 | cs | TRUE
17 | LV_158-21_0_6_line_17 |  | 14 | 19 | 0.019581 | 0.125 | 0.08 | 261 | 0 | 0.364 | 1 | 1 | cs | TRUE
18 | LV_158-21_0_6_line_18 |  | 15 | 16 | 0.0036529 | 0.125 | 0.08 | 261 | 0 | 0.364 | 1 | 1 | cs | TRUE
19 | LV_158-21_0_6_line_19 |  | 17 | 21 | 0.01719 | 0.125 | 0.08 | 261 | 0 | 0.364 | 1 | 1 | cs | TRUE
20 | LV_158-21_0_6_line_20 |  | 18 | 20 | 0.048885 | 0.125 | 0.08 | 261 | 0 | 0.364 | 1 | 1 | cs | TRUE
21 | LV_158-21_0_6_line_21 |  | 19 | 23 | 0.062878 | 0.125 | 0.08 | 261 | 0 | 0.364 | 1 | 1 | cs | TRUE
22 | LV_158-21_0_6_line_22 |  | 20 | 22 | 0.012651 | 0.125 | 0.08 | 261 | 0 | 0.364 | 1 | 1 | cs | TRUE
23 | LV_158-21_0_6_line_23 |  | 21 | 28 | 0.012341 | 0.125 | 0.08 | 261 | 0 | 0.364 | 1 | 3 | cs | TRUE
24 | LV_158-21_0_6_line_24 |  | 22 | 75 | 0.021999 | 0.125 | 0.08 | 261 | 0 | 0.364 | 1 | 1 | cs | TRUE
25 | LV_158-21_0_6_line_25 |  | 22 | 74 | 0.021854 | 0.125 | 0.08 | 261 | 0 | 0.364 | 1 | 1 | cs | TRUE
26 | LV_158-21_0_6_line_26 |  | 23 | 24 | 0.00049756 | 0.125 | 0.08 | 261 | 0 | 0.364 | 1 | 1 | cs | TRUE
27 | LV_158-21_0_6_line_27 |  | 25 | 26 | 0.005391 | 0.125 | 0.08 | 261 | 0 | 0.364 | 1 | 3 | cs | TRUE
28 | LV_158-21_0_6_line_28 |  | 25 | 27 | 0.008855 | 0.125 | 0.08 | 261 | 0 | 0.364 | 1 | 3 | cs | TRUE
29 | LV_158-21_0_6_line_29 |  | 26 | 52 | 0.011602 | 0.125 | 0.08 | 261 | 0 | 0.364 | 1 | 1 | cs | TRUE
30 | LV_158-21_0_6_line_30 |  | 26 | 45 | 0.015055 | 0.125 | 0.08 | 261 | 0 | 0.364 | 1 | 3 | cs | TRUE
31 | LV_158-21_0_6_line_31 |  | 27 | 29 | 0.12404 | 0.125 | 0.08 | 261 | 0 | 0.364 | 1 | 3 | cs | TRUE
32 | LV_158-21_0_6_line_32 |  | 28 | 29 | 0.031075 | 0.125 | 0.08 | 261 | 0 | 0.364 | 1 | 3 | cs | TRUE
33 | LV_158-21_0_6_line_33 |  | 30 | 31 | 0.0077901 | 0.125 | 0.08 | 261 | 0 | 0.364 | 1 | 1 | cs | TRUE
34 | LV_158-21_0_6_line_34 |  | 31 | 32 | 0.013618 | 0.125 | 0.08 | 261 | 0 | 0.364 | 1 | 1 | cs | TRUE
35 | LV_158-21_0_6_line_35 |  | 32 | 33 | 0.034863 | 0.125 | 0.08 | 261 | 0 | 0.364 | 1 | 1 | cs | TRUE
36 | LV_158-21_0_6_line_36 |  | 33 | 34 | 0.0079259 | 0.125 | 0.08 | 261 | 0 | 0.364 | 1 | 1 | cs | TRUE
37 | LV_158-21_0_6_line_37 |  | 34 | 86 | 0.028072 | 0.125 | 0.08 | 261 | 0 | 0.364 | 1 | 1 | cs | TRUE
38 | LV_158-21_0_6_line_38 |  | 35 | 36 | 0.016102 | 0.125 | 0.08 | 261 | 0 | 0.364 | 1 | 1 | cs | TRUE
39 | LV_158-21_0_6_line_39 |  | 35 | 37 | 0.010552 | 0.125 | 0.08 | 261 | 0 | 0.364 | 1 | 1 | cs | TRUE
40 | LV_158-21_0_6_line_40 |  | 36 | 45 | 0.014825 | 0.125 | 0.08 | 261 | 0 | 0.364 | 1 | 1 | cs | TRUE
41 | LV_158-21_0_6_line_41 |  | 36 | 46 | 0.0044991 | 0.125 | 0.08 | 261 | 0 | 0.364 | 1 | 1 | cs | TRUE
42 | LV_158-21_0_6_line_42 |  | 37 | 53 | 0.024026 | 0.125 | 0.08 | 261 | 0 | 0.364 | 1 | 1 | cs | TRUE
43 | LV_158-21_0_6_line_43 |  | 38 | 39 | 0.003142 | 0.125 | 0.08 | 261 | 0 | 0.364 | 1 | 1 | cs | TRUE
44 | LV_158-21_0_6_line_44 |  | 38 | 40 | 0.014069 | 0.125 | 0.08 | 261 | 0 | 0.364 | 1 | 1 | cs | TRUE
45 | LV_158-21_0_6_line_45 |  | 39 | 43 | 0.011025 | 0.125 | 0.08 | 261 | 0 | 0.364 | 1 | 3 | cs | TRUE
46 | LV_158-21_0_6_line_46 |  | 39 | 57 | 0.040383 | 0.125 | 0.08 | 261 | 0 | 0.364 | 1 | 3 | cs | TRUE
47 | LV_158-21_0_6_line_47 |  | 40 | 58 | 0.010818 | 0.125 | 0.08 | 261 | 0 | 0.364 | 1 | 1 | cs | TRUE
48 | LV_158-21_0_6_line_48 |  | 40 | 59 | 0.022935 | 0.125 | 0.08 | 261 | 0 | 0.364 | 1 | 1 | cs | TRUE
49 | LV_158-21_0_6_line_49 |  | 41 | 42 | 0.0213 | 0.125 | 0.08 | 261 | 0 | 0.364 | 1 | 1 | cs | TRUE
50 | LV_158-21_0_6_line_50 |  | 41 | 43 | 0.0083839 | 0.125 | 0.08 | 261 | 0 | 0.364 | 1 | 3 | cs | TRUE
51 | LV_158-21_0_6_line_51 |  | 41 | 44 | 0.026832 | 0.125 | 0.08 | 261 | 0 | 0.364 | 1 | 3 | cs | TRUE
52 | LV_158-21_0_6_line_52 |  | 44 | 62 | 0.027149 | 0.125 | 0.08 | 261 | 0 | 0.364 | 1 | 3 | cs | TRUE
53 | LV_158-21_0_6_line_53 |  | 45 | 47 | 0.0081919 | 0.125 | 0.08 | 261 | 0 | 0.364 | 1 | 3 | cs | TRUE
54 | LV_158-21_0_6_line_54 |  | 46 | 63 | 0.022783 | 0.125 | 0.08 | 261 | 0 | 0.364 | 1 | 1 | cs | TRUE
55 | LV_158-21_0_6_line_55 |  | 47 | 64 | 0.0072634 | 0.125 | 0.08 | 261 | 0 | 0.364 | 1 | 3 | cs | TRUE
56 | LV_158-21_0_6_line_56 |  | 48 | 49 | 0.005625 | 0.125 | 0.08 | 261 | 0 | 0.364 | 1 | 1 | cs | TRUE
57 | LV_158-21_0_6_line_57 |  | 48 | 50 | 0.015319 | 0.125 | 0.08 | 261 | 0 | 0.364 | 1 | 1 | cs | TRUE
58 | LV_158-21_0_6_line_58 |  | 49 | 51 | 0.022904 | 0.125 | 0.08 | 261 | 0 | 0.364 | 1 | 1 | cs | TRUE
59 | LV_158-21_0_6_line_59 |  | 50 | 139 | 0.00025292 | 0.125 | 0.08 | 261 | 0 | 0.364 | 1 | 1 | cs | TRUE
60 | LV_158-21_0_6_line_60 |  | 51 | 141 | 0.0069797 | 0.125 | 0.08 | 261 | 0 | 0.364 | 1 | 1 | cs | TRUE
61 | LV_158-21_0_6_line_61 |  | 52 | 140 | 0.00012113 | 0.125 | 0.08 | 261 | 0 | 0.364 | 1 | 1 | cs | TRUE
62 | LV_158-21_0_6_line_62 |  | 53 | 100 | 0.02241 | 0.125 | 0.08 | 261 | 0 | 0.364 | 1 | 1 | cs | TRUE
63 | LV_158-21_0_6_line_63 |  | 54 | 55 | 0.006313 | 0.125 | 0.08 | 261 | 0 | 0.364 | 1 | 1 | cs | TRUE
64 | LV_158-21_0_6_line_64 |  | 54 | 56 | 0.0062843 | 0.125 | 0.08 | 261 | 0 | 0.364 | 1 | 1 | cs | TRUE
65 | LV_158-21_0_6_line_65 |  | 55 | 142 | 0.013138 | 0.125 | 0.08 | 261 | 0 | 0.364 | 1 | 1 | cs | TRUE
66 | LV_158-21_0_6_line_66 |  | 56 | 99 | 0.024206 | 0.125 | 0.08 | 261 | 0 | 0.364 | 1 | 1 | cs | TRUE
67 | LV_158-21_0_6_line_67 |  | 57 | 102 | 0.0045454 | 0.125 | 0.08 | 261 | 0 | 0.364 | 1 | 3 | cs | TRUE
68 | LV_158-21_0_6_line_68 |  | 58 | 95 | 0.010903 | 0.125 | 0.08 | 261 | 0 | 0.364 | 1 | 1 | cs | TRUE
69 | LV_158-21_0_6_line_69 |  | 58 | 96 | 0.01576 | 0.125 | 0.08 | 261 | 0 | 0.364 | 1 | 1 | cs | TRUE
70 | LV_158-21_0_6_line_70 |  | 59 | 92 | 0.030874 | 0.125 | 0.08 | 261 | 0 | 0.364 | 1 | 1 | cs | TRUE
71 | LV_158-21_0_6_line_71 |  | 60 | 61 | 0.045524 | 0.125 | 0.08 | 261 | 0 | 0.364 | 1 | 1 | cs | TRUE
72 | LV_158-21_0_6_line_72 |  | 61 | 94 | 0.039219 | 0.125 | 0.08 | 261 | 0 | 0.364 | 1 | 1 | cs | TRUE
73 | LV_158-21_0_6_line_73 |  | 61 | 89 | 0.025207 | 0.125 | 0.08 | 261 | 0 | 0.364 | 1 | 1 | cs | TRUE
74 | LV_158-21_0_6_line_74 |  | 62 | 111 | 0.0072543 | 0.125 | 0.08 | 261 | 0 | 0.364 | 1 | 3 | cs | TRUE
75 | LV_158-21_0_6_line_75 |  | 63 | 149 | 0.014497 | 0.125 | 0.08 | 261 | 0 | 0.364 | 1 | 1 | cs | TRUE
76 | LV_158-21_0_6_line_76 |  | 63 | 145 | 0.030897 | 0.125 | 0.08 | 261 | 0 | 0.364 | 1 | 1 | cs | TRUE
77 | LV_158-21_0_6_line_77 |  | 64 | 112 | 0.0073542 | 0.125 | 0.08 | 261 | 0 | 0.364 | 1 | 3 | cs | TRUE
78 | LV_158-21_0_6_line_78 |  | 65 | 66 | 0.018499 | 0.125 | 0.08 | 261 | 0 | 0.364 | 1 | 1 | cs | TRUE
79 | LV_158-21_0_6_line_79 |  | 65 | 67 | 0.025274 | 0.125 | 0.08 | 261 | 0 | 0.364 | 1 | 1 | cs | TRUE
80 | LV_158-21_0_6_line_80 |  | 66 | 68 | 0.020709 | 0.125 | 0.08 | 261 | 0 | 0.364 | 1 | 1 | cs | TRUE
81 | LV_158-21_0_6_line_81 |  | 67 | 69 | 0.00651 | 0.125 | 0.08 | 261 | 0 | 0.364 | 1 | 1 | cs | TRUE
82 | LV_158-21_0_6_line_82 |  | 67 | 70 | 0.067351 | 0.125 | 0.08 | 261 | 0 | 0.364 | 1 | 1 | cs | TRUE
83 | LV_158-21_0_6_line_83 |  | 68 | 71 | 0.00062022 | 0.125 | 0.08 | 261 | 0 | 0.364 | 1 | 1 | cs | TRUE
84 | LV_158-21_0_6_line_84 |  | 69 | 72 | 0.068357 | 0.125 | 0.08 | 261 | 0 | 0.364 | 1 | 1 | cs | TRUE
85 | LV_158-21_0_6_line_85 |  | 70 | 73 | 0.035785 | 0.125 | 0.08 | 261 | 0 | 0.364 | 1 | 1 | cs | TRUE
86 | LV_158-21_0_6_line_86 |  | 71 | 74 | 0.031213 | 0.125 | 0.08 | 261 | 0 | 0.364 | 1 | 1 | cs | TRUE
87 | LV_158-21_0_6_line_87 |  | 72 | 78 | 0.040712 | 0.125 | 0.08 | 261 | 0 | 0.364 | 1 | 1 | cs | TRUE
88 | LV_158-21_0_6_line_88 |  | 73 | 77 | 0.11381 | 0.125 | 0.08 | 261 | 0 | 0.364 | 1 | 1 | cs | TRUE
89 | LV_158-21_0_6_line_89 |  | 75 | 76 | 0.005074 | 0.125 | 0.08 | 261 | 0 | 0.364 | 1 | 1 | cs | TRUE
90 | LV_158-21_0_6_line_90 |  | 78 | 79 | 0.019423 | 0.125 | 0.08 | 261 | 0 | 0.364 | 1 | 1 | cs | TRUE
91 | LV_158-21_0_6_line_91 |  | 79 | 80 | 0.028517 | 0.125 | 0.08 | 261 | 0 | 0.364 | 1 | 1 | cs | TRUE
92 | LV_158-21_0_6_line_92 |  | 80 | 81 | 0.024094 | 0.125 | 0.08 | 261 | 0 | 0.364 | 1 | 1 | cs | TRUE
93 | LV_158-21_0_6_line_93 |  | 81 | 82 | 0.026399 | 0.125 | 0.08 | 261 | 0 | 0.364 | 1 | 1 | cs | TRUE
94 | LV_158-21_0_6_line_94 |  | 83 | 84 | 0.022799 | 0.125 | 0.08 | 261 | 0 | 0.364 | 1 | 1 | cs | TRUE
95 | LV_158-21_0_6_line_95 |  | 84 | 85 | 0.01271 | 0.125 | 0.08 | 261 | 0 | 0.364 | 1 | 1 | cs | TRUE
96 | LV_158-21_0_6_line_96 |  | 85 | 90 | 0.011649 | 0.125 | 0.08 | 261 | 0 | 0.364 | 1 | 1 | cs | TRUE
97 | LV_158-21_0_6_line_97 |  | 86 | 145 | 0.013719 | 0.125 | 0.08 | 261 | 0 | 0.364 | 1 | 1 | cs | TRUE
98 | LV_158-21_0_6_line_98 |  | 87 | 88 | 0.050595 | 0.125 | 0.08 | 261 | 0 | 0.364 | 1 | 1 | cs | TRUE
99 | LV_158-21_0_6_line_99 |  | 87 | 89 | 0.095624 | 0.125 | 0.08 | 261 | 0 | 0.364 | 1 | 1 | cs | TRUE
100 | LV_158-21_0_6_line_100 |  | 89 | 90 | 0.033491 | 0.125 | 0.08 | 261 | 0 | 0.364 | 1 | 1 | cs | TRUE
101 | LV_158-21_0_6_line_101 |  | 91 | 92 | 0.004298 | 0.125 | 0.08 | 261 | 0 | 0.364 | 1 | 1 | cs | TRUE
102 | LV_158-21_0_6_line_102 |  | 91 | 93 | 0.012924 | 0.125 | 0.08 | 261 | 0 | 0.364 | 1 | 1 | cs | TRUE
103 | LV_158-21_0_6_line_103 |  | 93 | 97 | 0.0066597 | 0.125 | 0.08 | 261 | 0 | 0.364 | 1 | 1 | cs | TRUE
104 | LV_158-21_0_6_line_104 |  | 94 | 98 | 0.019625 | 0.125 | 0.08 | 261 | 0 | 0.364 | 1 | 1 | cs | TRUE
105 | LV_158-21_0_6_line_105 |  | 94 | 99 | 0.011668 | 0.125 | 0.08 | 261 | 0 | 0.364 | 1 | 1 | cs | TRUE
106 | LV_158-21_0_6_line_106 |  | 96 | 101 | 0.011016 | 0.125 | 0.08 | 261 | 0 | 0.364 | 1 | 1 | cs | TRUE
107 | LV_158-21_0_6_line_107 |  | 97 | 144 | 0.006412 | 0.125 | 0.08 | 261 | 0 | 0.364 | 1 | 1 | cs | TRUE
108 | LV_158-21_0_6_line_108 |  | 102 | 117 | 0.0080665 | 0.125 | 0.08 | 261 | 0 | 0.364 | 1 | 3 | cs | TRUE
109 | LV_158-21_0_6_line_109 |  | 103 | 104 | 0.0035766 | 0.125 | 0.08 | 261 | 0 | 0.364 | 1 | 1 | cs | TRUE
110 | LV_158-21_0_6_line_110 |  | 103 | 105 | 0.022538 | 0.125 | 0.08 | 261 | 0 | 0.364 | 1 | 1 | cs | TRUE
111 | LV_158-21_0_6_line_111 |  | 104 | 106 | 0.00050585 | 0.125 | 0.08 | 261 | 0 | 0.364 | 1 | 1 | cs | TRUE
112 | LV_158-21_0_6_line_112 |  | 105 | 107 | 0.047445 | 0.125 | 0.08 | 261 | 0 | 0.364 | 1 | 1 | cs | TRUE
113 | LV_158-21_0_6_line_113 |  | 105 | 108 | 0.012072 | 0.125 | 0.08 | 261 | 0 | 0.364 | 1 | 1 | cs | TRUE
114 | LV_158-21_0_6_line_114 |  | 108 | 109 | 0.010108 | 0.125 | 0.08 | 261 | 0 | 0.364 | 1 | 1 | cs | TRUE
115 | LV_158-21_0_6_line_115 |  | 109 | 110 | 0.0069706 | 0.125 | 0.08 | 261 | 0 | 0.364 | 1 | 1 | cs | TRUE
116 | LV_158-21_0_6_line_116 |  | 110 | 141 | 0.0093885 | 0.125 | 0.08 | 261 | 0 | 0.364 | 1 | 1 | cs | TRUE
117 | LV_158-21_0_6_line_117 |  | 111 | 112 | 0.0072542 | 0.125 | 0.08 | 261 | 0 | 0.364 | 1 | 3 | cs | TRUE
118 | LV_158-21_0_6_line_118 |  | 113 | 114 | 0.024136 | 0.125 | 0.08 | 261 | 0 | 0.364 | 1 | 3 | cs | TRUE
119 | LV_158-21_0_6_line_119 |  | 113 | 115 | 0.023369 | 0.125 | 0.08 | 261 | 0 | 0.364 | 1 | 3 | cs | TRUE
120 | LV_158-21_0_6_line_120 |  | 114 | 116 | 0.025318 | 0.125 | 0.08 | 261 | 0 | 0.364 | 1 | 3 | cs | TRUE
121 | LV_158-21_0_6_line_121 |  | 115 | 117 | 0.0045063 | 0.125 | 0.08 | 261 | 0 | 0.364 | 1 | 3 | cs | TRUE
122 | LV_158-21_0_6_line_122 |  | 116 | 118 | 0.022376 | 0.125 | 0.08 | 261 | 0 | 0.364 | 1 | 3 | cs | TRUE
123 | LV_158-21_0_6_line_123 |  | 118 | 119 | 0.0053903 | 0.125 | 0.08 | 261 | 0 | 0.364 | 1 | 3 | cs | TRUE
124 | LV_158-21_0_6_line_124 |  | 119 | 120 | 0.030718 | 0.125 | 0.08 | 261 | 0 | 0.364 | 1 | 1 | cs | TRUE
125 | LV_158-21_0_6_line_125 |  | 119 | 121 | 0.006115 | 0.125 | 0.08 | 261 | 0 | 0.364 | 1 | 1 | cs | TRUE
126 | LV_158-21_0_6_line_126 |  | 120 | 122 | 0.03425 | 0.125 | 0.08 | 261 | 0 | 0.364 | 1 | 1 | cs | TRUE
127 | LV_158-21_0_6_line_127 |  | 120 | 123 | 0.016782 | 0.125 | 0.08 | 261 | 0 | 0.364 | 1 | 1 | cs | TRUE
128 | LV_158-21_0_6_line_128 |  | 121 | 124 | 0.003536 | 0.125 | 0.08 | 261 | 0 | 0.364 | 1 | 1 | cs | TRUE
129 | LV_158-21_0_6_line_129 |  | 121 | 125 | 0.030099 | 0.125 | 0.08 | 261 | 0 | 0.364 | 1 | 1 | cs | TRUE
130 | LV_158-21_0_6_line_130 |  | 124 | 126 | 0.016252 | 0.125 | 0.08 | 261 | 0 | 0.364 | 1 | 1 | cs | TRUE
131 | LV_158-21_0_6_line_131 |  | 125 | 127 | 0.019586 | 0.125 | 0.08 | 261 | 0 | 0.364 | 1 | 1 | cs | TRUE
132 | LV_158-21_0_6_line_132 |  | 127 | 138 | 0.019875 | 0.125 | 0.08 | 261 | 0 | 0.364 | 1 | 1 | cs | TRUE
133 | LV_158-21_0_6_line_133 |  | 128 | 129 | 0.026176 | 0.125 | 0.08 | 261 | 0 | 0.364 | 1 | 1 | cs | TRUE
134 | LV_158-21_0_6_line_134 |  | 128 | 130 | 0.027752 | 0.125 | 0.08 | 261 | 0 | 0.364 | 1 | 1 | cs | TRUE
135 | LV_158-21_0_6_line_135 |  | 129 | 131 | 0.026621 | 0.125 | 0.08 | 261 | 0 | 0.364 | 1 | 1 | cs | TRUE
136 | LV_158-21_0_6_line_136 |  | 130 | 132 | 0.030231 | 0.125 | 0.08 | 261 | 0 | 0.364 | 1 | 1 | cs | TRUE
137 | LV_158-21_0_6_line_137 |  | 131 | 137 | 0.0292 | 0.125 | 0.08 | 261 | 0 | 0.364 | 1 | 1 | cs | TRUE
138 | LV_158-21_0_6_line_138 |  | 133 | 134 | 0.014279 | 0.125 | 0.08 | 261 | 0 | 0.364 | 1 | 1 | cs | TRUE
139 | LV_158-21_0_6_line_139 |  | 134 | 135 | 0.006554 | 0.125 | 0.08 | 261 | 0 | 0.364 | 1 | 1 | cs | TRUE
140 | LV_158-21_0_6_line_140 |  | 135 | 136 | 0.006126 | 0.125 | 0.08 | 261 | 0 | 0.364 | 1 | 1 | cs | TRUE
141 | LV_158-21_0_6_line_141 |  | 135 | 137 | 0.0098159 | 0.125 | 0.08 | 261 | 0 | 0.364 | 1 | 1 | cs | TRUE
142 | LV_158-21_0_6_line_142 |  | 136 | 138 | 0.01936 | 0.125 | 0.08 | 261 | 0 | 0.364 | 1 | 1 | cs | TRUE
143 | LV_158-21_0_6_line_143 |  | 139 | 140 | 0.026405 | 0.125 | 0.08 | 261 | 0 | 0.364 | 1 | 1 | cs | TRUE
144 | LV_158-21_0_6_line_144 |  | 142 | 143 | 0.0053443 | 0.125 | 0.08 | 261 | 0 | 0.364 | 1 | 1 | cs | TRUE
145 | LV_158-21_0_6_line_145 |  | 143 | 145 | 0.028977 | 0.125 | 0.08 | 261 | 0 | 0.364 | 1 | 1 | cs | TRUE
146 | LV_158-21_0_6_line_146 |  | 146 | 147 | 0.010896 | 0.125 | 0.08 | 261 | 0 | 0.364 | 1 | 1 | cs | TRUE
147 | LV_158-21_0_6_line_147 |  | 146 | 148 | 0.017613 | 0.125 | 0.08 | 261 | 0 | 0.364 | 1 | 1 | cs | TRUE
148 | LV_158-21_0_6_line_148 |  | 147 | 149 | 0.016374 | 0.125 | 0.08 | 261 | 0 | 0.364 | 1 | 1 | cs | TRUE
149 | LV_158-21_0_6_line_149 |  | 148 | 150 | 0.017512 | 0.125 | 0.08 | 261 | 0 | 0.364 | 1 | 1 | cs | TRUE

## trafo
| name | std_type | hv_bus | lv_bus | sn_mva | vn_hv_kv | vn_lv_kv | vk_percent | vkr_percent | pfe_kw | i0_percent | shift_degree | tap_side | tap_neutral | tap_min | tap_max | tap_step_percent | tap_step_degree | tap_pos | tap_phase_shifter | parallel | df | in_service
0 | LV_158-21_0_6_trafo_85 | 0.63 MVA 20/0.4 kV | 151 | 62 | 0.63 | 20 | 0.4 | 6 | 1.206 | 1.65 | 0.2619 | 150 | hv | 0 | -2 | 2 | 2.5 | 0 | 0 | FALSE | 1 | 1 | TRUE

## line_geodata
| x0 | y0 | x1 | y1 | x2 | y2 | x3 | y3 | x4 | y4 | x5 | y5 | x6 | y6 | x7 | y7
0 | 2697839.2821 | 1232696.8905 | 2697853.8914 | 1232691.9962 | 2697862.1004 | 1232689.2532
1 | 2697825.6094 | 1232701.4711 | 2697839.2821 | 1232696.8905
2 | 2697882.5919 | 1232682.4061 | 2697862.1004 | 1232689.2532
3 | 2697826.5644 | 1232704.1777 | 2697825.6094 | 1232701.4711
4 | 2697882.5919 | 1232682.4061 | 2697891.9734 | 1232679.2694
5 | 2697883.6807 | 1232685.7265 | 2697882.5919 | 1232682.4061
6 | 2697826.5644 | 1232704.1777 | 2697833.8062 | 1232724.7453 | 2697840.5338 | 1232742.0136
7 | 2697891.9734 | 1232679.2694 | 2697908.2852 | 1232672.7787
8 | 2697891.9734 | 1232679.2694 | 2697884.1227 | 1232661.6605 | 2697877.0625 | 1232648.77
9 | 2697883.6807 | 1232685.7265 | 2697872.1265 | 1232689.459
10 | 2697883.6807 | 1232685.7265 | 2697892.363 | 1232682.4853
11 | 2697933.714 | 1232662.6601 | 2697908.2852 | 1232672.7787
12 | 2697856.7055 | 1232614.4856 | 2697861.6479 | 1232621.5499 | 2697869.816 | 1232635.5391 | 2697877.0625 | 1232648.77
13 | 2697848.6593 | 1232620.6799 | 2697856.7055 | 1232614.4856
14 | 2697848.6593 | 1232620.6799 | 2697835.4846 | 1232630.8326
15 | 2697856.7055 | 1232614.4856 | 2697863.08 | 1232600.3579 | 2697873.3533 | 1232584.4709
16 | 2697872.1265 | 1232689.459 | 2697853.2948 | 1232695.5425
17 | 2697892.363 | 1232682.4853 | 2697910.7071 | 1232675.6374
18 | 2697853.2948 | 1232695.5425 | 2697849.8188 | 1232696.6654
19 | 2697933.714 | 1232662.6601 | 2697949.6861 | 1232656.3045
20 | 2697872.2716 | 1232540.247 | 2697880.9935 | 1232553.7408 | 2697882.3561 | 1232561.5912 | 2697881.0042 | 1232569.6415 | 2697873.3533 | 1232584.4709 | 2697873.3533 | 1232584.4709
21 | 2697969.1164 | 1232652.3791 | 2697931.2057 | 1232667.9851 | 2697910.7071 | 1232675.6374
22 | 2697865.404 | 1232529.622 | 2697872.2716 | 1232540.247
23 | 2697961.2691 | 1232652.0482 | 2697951.9969 | 1232655.385 | 2697949.6861 | 1232656.3045
24 | 2697865.404 | 1232529.622 | 2697872.5285 | 1232522.3784 | 2697882.3908 | 1232515.8294
25 | 2697865.404 | 1232529.622 | 2697849.4133 | 1232541.801 | 2697847.8268 | 1232542.5483
26 | 2697969.1164 | 1232652.3791 | 2697969.5765 | 1232652.1897
27 | 2698116.6375 | 1232613.4581 | 2698111.4262 | 1232614.8954
28 | 2698111.4262 | 1232614.8954 | 2698109.3875 | 1232606.2776
29 | 2698116.6375 | 1232613.4581 | 2698117.537 | 1232622.7353 | 2698118.0152 | 1232624.9657
30 | 2698116.6375 | 1232613.4581 | 2698116.8395 | 1232611.3154 | 2698118.1945 | 1232609.0583 | 2698119.2376 | 1232608.2639 | 2698122.8824 | 1232606.7562 | 2698127.7294 | 1232605.3686
31 | 2698109.3875 | 1232606.2776 | 2698056.9139 | 1232620.489 | 2698008.928 | 1232634.8971 | 2697990.5084 | 1232641.5258
32 | 2697961.2691 | 1232652.0482 | 2697990.5084 | 1232641.5258
33 | 2697997.5786 | 1232598.0163 | 2697997.7509 | 1232605.8045
34 | 2697997.5786 | 1232598.0163 | 2697997.5786 | 1232598.0163 | 2698010.5608 | 1232593.9029
35 | 2698040.7516 | 1232579.2846 | 2698034.6678 | 1232580.3481 | 2698027.7333 | 1232588.4619 | 2698010.5608 | 1232593.9029
36 | 2698048.5591 | 1232577.9199 | 2698040.7516 | 1232579.2846
37 | 2698048.5591 | 1232577.9199 | 2698076.2111 | 1232573.0807
38 | 2698139.8122 | 1232587.7217 | 2698124.0057 | 1232591.0188
39 | 2698139.8122 | 1232587.7217 | 2698150.2321 | 1232586.0561
40 | 2698124.0057 | 1232591.0188 | 2698126.747 | 1232601.5718 | 2698127.7294 | 1232605.3686
41 | 2698124.0057 | 1232591.0188 | 2698119.6017 | 1232591.9391
42 | 2698150.2321 | 1232586.0561 | 2698173.9565 | 1232582.2638
43 | 2698226.0098 | 1232565.251 | 2698223.682 | 1232563.1332
44 | 2698223.682 | 1232563.1332 | 2698227.8046 | 1232549.6803
45 | 2698226.0098 | 1232565.251 | 2698224.1023 | 1232568.8555 | 2698221.4 | 1232573.3586 | 2698220.4595 | 1232574.7685
46 | 2698226.0098 | 1232565.251 | 2698249.2485 | 1232586.0503 | 2698256.9 | 1232591.1501
47 | 2698231.9533 | 1232539.6859 | 2698227.8046 | 1232549.6803
48 | 2698227.8046 | 1232549.6803 | 2698225.354 | 1232526.8768
49 | 2698215.1735 | 1232581.2282 | 2698215.0972 | 1232585.8414 | 2698214.6642 | 1232602.5223
50 | 2698215.1735 | 1232581.2282 | 2698218.2161 | 1232578.1317 | 2698220.4595 | 1232574.7685
51 | 2698215.1735 | 1232581.2282 | 2698211.8642 | 1232583.5085 | 2698205.7611 | 1232586.6656 | 2698200.6793 | 1232588.5163 | 2698195.0134 | 1232589.5012 | 2698190.2747 | 1232590.149
52 | 2698190.2747 | 1232590.149 | 2698177.1612 | 1232591.9415 | 2698164.0913 | 1232595.0724 | 2698163.6351 | 1232595.1999
53 | 2698127.7294 | 1232605.3686 | 2698135.6053 | 1232603.1155
54 | 2698098.5988 | 1232599.6836 | 2698104.4469 | 1232598.2012 | 2698110.5929 | 1232593.8217 | 2698119.6017 | 1232591.9391
55 | 2698135.6053 | 1232603.1155 | 2698140.0028 | 1232601.8575 | 2698142.5891 | 1232601.1194
56 | 2698128.8054 | 1232671.346 | 2698128.337 | 1232668.0692 | 2698127.8139 | 1232665.8144
57 | 2698127.8139 | 1232665.8144 | 2698125.7778 | 1232661.1663 | 2698123.6298 | 1232651.1494
58 | 2698128.8054 | 1232671.346 | 2698135.1914 | 1232669.8503 | 2698151.1859 | 1232666.4813
59 | 2698123.5768 | 1232650.9021 | 2698123.6298 | 1232651.1494
60 | 2698151.1859 | 1232666.4813 | 2698158.0158 | 1232665.0426
61 | 2698118.0152 | 1232624.9657 | 2698118.0406 | 1232625.0841
62 | 2698196.2124 | 1232579.6588 | 2698176.2518 | 1232581.8969 | 2698173.9565 | 1232582.2638
63 | 2698136.0698 | 1232549.7542 | 2698129.862 | 1232550.9971
64 | 2698136.0698 | 1232549.7542 | 2698135.4551 | 1232543.5
65 | 2698129.862 | 1232550.9971 | 2698116.9787 | 1232553.5694
66 | 2698135.4551 | 1232543.5 | 2698133.9626 | 1232528.3148 | 2698132.9624 | 1232519.4232
67 | 2698256.9 | 1232591.1501 | 2698258.7091 | 1232592.3558 | 2698260.8687 | 1232593.3353
68 | 2698231.9533 | 1232539.6859 | 2698231.9041 | 1232548.6139 | 2698231.5214 | 1232550.5518
69 | 2698231.9533 | 1232539.6859 | 2698237.2696 | 1232533.7361 | 2698243.5764 | 1232529.179
70 | 2698222.0551 | 1232496.1793 | 2698225.354 | 1232526.8768
71 | 2698166.8766 | 1232494.3443 | 2698190.7139 | 1232527.9849 | 2698194.5623 | 1232526.0804
72 | 2698166.8766 | 1232494.3443 | 2698162.4703 | 1232497.018 | 2698138.994 | 1232501.1 | 2698133.1332 | 1232504.7171 | 2698131.658 | 1232507.8283
73 | 2698156.0122 | 1232473.9833 | 2698163.0914 | 1232477.7585 | 2698167.1042 | 1232491.1124 | 2698166.8766 | 1232494.3443
74 | 2698156.6483 | 1232597.1517 | 2698163.6351 | 1232595.1999
75 | 2698098.5988 | 1232599.6836 | 2698084.5427 | 1232603.2339
76 | 2698089.7243 | 1232570.7159 | 2698093.3019 | 1232574.6556 | 2698098.5988 | 1232599.6836
77 | 2698142.5891 | 1232601.1194 | 2698149.2477 | 1232599.2193 | 2698149.6617 | 1232599.1036
78 | 2697778.7166 | 1232552.4679 | 2697797.2149 | 1232552.3878
79 | 2697778.7166 | 1232552.4679 | 2697756.3978 | 1232546.5298 | 2697754.587 | 1232545.1991
80 | 2697817.9238 | 1232552.2981 | 2697797.2149 | 1232552.3878
81 | 2697754.587 | 1232545.1991 | 2697749.3266 | 1232541.3431
82 | 2697754.587 | 1232545.1991 | 2697793.5342 | 1232502.9641 | 2697800.7448 | 1232496.1805
83 | 2697817.9238 | 1232552.2981 | 2697818.544 | 1232552.2954
84 | 2697749.3266 | 1232541.3431 | 2697796.9166 | 1232492.2729
85 | 2697827.7813 | 1232472.7847 | 2697826.2842 | 1232473.7815 | 2697811.4574 | 1232486.1022 | 2697800.7448 | 1232496.1805
86 | 2697847.8268 | 1232542.5483 | 2697831.1415 | 1232550.4066 | 2697820.9625 | 1232552.285 | 2697818.544 | 1232552.2954
87 | 2697796.9166 | 1232492.2729 | 2697799.6178 | 1232489.4877 | 2697819.4522 | 1232472.457 | 2697828.3371 | 1232466.5139
88 | 2697827.7813 | 1232472.7847 | 2697843.689 | 1232462.1928 | 2697917.3817 | 1232423.7556 | 2697927.6856 | 1232418.4599
89 | 2697882.3908 | 1232515.8294 | 2697886.6178 | 1232513.0226
90 | 2697828.3371 | 1232466.5139 | 2697837.9147 | 1232460.1073 | 2697844.6338 | 1232455.9521
91 | 2697844.6338 | 1232455.9521 | 2697848.458 | 1232453.5872 | 2697861.6514 | 1232446.6437 | 2697869.7572 | 1232442.4822
92 | 2697869.7572 | 1232442.4822 | 2697891.1918 | 1232431.4777
93 | 2697914.7011 | 1232419.4687 | 2697894.6395 | 1232429.7077 | 2697891.1918 | 1232431.4777
94 | 2698111.2129 | 1232437.517 | 2698108.8951 | 1232432.9531 | 2698104.9462 | 1232415.7197
95 | 2698120.5368 | 1232446.155 | 2698111.2129 | 1232437.517
96 | 2698120.5368 | 1232446.155 | 2698129.0851 | 1232454.0685
97 | 2698089.7243 | 1232570.7159 | 2698076.2111 | 1232573.0807
98 | 2698045.1488 | 1232445.911 | 2698051.0467 | 1232458.8622 | 2698052.9039 | 1232460.5941 | 2698058.1108 | 1232467.6852 | 2698065.0275 | 1232481.7652 | 2698070.4863 | 1232489.3444
99 | 2698156.0122 | 1232473.9833 | 2698149.3822 | 1232479.2332 | 2698117.1388 | 1232492.3217 | 2698092.0138 | 1232499.479 | 2698082.4826 | 1232500.189 | 2698075.6104 | 1232496.7175 | 2698075.0371 | 1232495.6628 | 2698070.4863 | 1232489.3444
100 | 2698156.0122 | 1232473.9833 | 2698129.0851 | 1232454.0685
101 | 2698217.7447 | 1232496.2526 | 2698222.0551 | 1232496.1793
102 | 2698217.7447 | 1232496.2526 | 2698205.4032 | 1232500.0896
103 | 2698205.4032 | 1232500.0896 | 2698199.0438 | 1232502.0668
104 | 2698131.658 | 1232507.8283 | 2698127.1323 | 1232511.7676 | 2698123.6389 | 1232517.403 | 2698122.7169 | 1232521.8688 | 2698123.297 | 1232524.2337
105 | 2698131.658 | 1232507.8283 | 2698132.9624 | 1232519.4232
106 | 2698243.5764 | 1232529.179 | 2698246.9732 | 1232526.7246 | 2698251.6155 | 1232521.7209
107 | 2698192.9209 | 1232503.9704 | 2698199.0438 | 1232502.0668
108 | 2698260.8687 | 1232593.3353 | 2698268.2149 | 1232596.6672
109 | 2698209.6034 | 1232635.2803 | 2698210.4404 | 1232633.4439 | 2698210.8312 | 1232631.9352
110 | 2698193.7035 | 1232650.8803 | 2698205.41 | 1232641.3444 | 2698208.4837 | 1232637.737 | 2698209.6034 | 1232635.2803
111 | 2698210.958 | 1232631.4455 | 2698210.8312 | 1232631.9352
112 | 2698193.7035 | 1232650.8803 | 2698199.3249 | 1232658.5344 | 2698205.0405 | 1232666.9016 | 2698211.3959 | 1232672.7553 | 2698227.7299 | 1232682.7988
113 | 2698193.7035 | 1232650.8803 | 2698182.9759 | 1232656.4156
114 | 2698173.6108 | 1232660.141 | 2698179.5882 | 1232658.1636 | 2698182.9759 | 1232656.4156
115 | 2698166.9929 | 1232662.3302 | 2698173.6108 | 1232660.141
116 | 2698158.0158 | 1232665.0426 | 2698160.1556 | 1232664.5919 | 2698166.9929 | 1232662.3302
117 | 2698149.6617 | 1232599.1036 | 2698156.6483 | 1232597.1517
118 | 2698293.8472 | 1232607.6137 | 2698294.3797 | 1232607.8346 | 2698317.9184 | 1232608.8146
119 | 2698293.8472 | 1232607.6137 | 2698276.2906 | 1232600.33 | 2698272.3189 | 1232598.5286
120 | 2698317.9184 | 1232608.8146 | 2698322.7517 | 1232609.0158 | 2698342.9908 | 1232612.1536
121 | 2698268.2149 | 1232596.6672 | 2698272.3189 | 1232598.5286
122 | 2698364.1597 | 1232619.1293 | 2698356.0859 | 1232615.572 | 2698345.9566 | 1232612.6134 | 2698342.9908 | 1232612.1536
123 | 2698369.0924 | 1232621.3026 | 2698364.1597 | 1232619.1293
124 | 2698347.6868 | 1232600.5109 | 2698364.5439 | 1232611.976 | 2698369.0924 | 1232621.3026
125 | 2698374.1546 | 1232624.7555 | 2698369.0924 | 1232621.3026
126 | 2698314.0449 | 1232594.6946 | 2698334.5619 | 1232600.0935 | 2698347.6868 | 1232600.5109
127 | 2698339.0103 | 1232587.1019 | 2698344.4466 | 1232590.839 | 2698347.6868 | 1232600.5109
128 | 2698374.1546 | 1232624.7555 | 2698377.0284 | 1232626.8268
129 | 2698374.1546 | 1232624.7555 | 2698369.4853 | 1232631.8724 | 2698366.3321 | 1232637.5355 | 2698358.263 | 1232643.7065 | 2698355.5665 | 1232647.8539
130 | 2698377.0284 | 1232626.8268 | 2698388.3934 | 1232638.4438
131 | 2698355.8573 | 1232667.3397 | 2698354.7231 | 1232656.2572 | 2698355.5665 | 1232647.8539
132 | 2698355.8573 | 1232667.3397 | 2698350.7715 | 1232668.0561 | 2698336.0889 | 1232669.3414
133 | 2698276.0989 | 1232733.6806 | 2698294.0612 | 1232736.0126 | 2698302.1866 | 1232736.4918
134 | 2698276.0989 | 1232733.6806 | 2698276.8412 | 1232730.0124 | 2698280.7257 | 1232706.6928 | 2698280.7767 | 1232706.328
135 | 2698302.1866 | 1232736.4918 | 2698303.0733 | 1232730.502 | 2698305.6954 | 1232710.1042
136 | 2698280.7767 | 1232706.328 | 2698284.9686 | 1232676.3895
137 | 2698309.4185 | 1232681.1421 | 2698305.6954 | 1232710.1042
138 | 2698311.2324 | 1232664.8775 | 2698313.0514 | 1232650.715
139 | 2698311.2324 | 1232664.8775 | 2698310.67 | 1232671.4064
140 | 2698310.67 | 1232671.4064 | 2698316.8028 | 1232671.0297
141 | 2698310.67 | 1232671.4064 | 2698309.4185 | 1232681.1421
142 | 2698316.8028 | 1232671.0297 | 2698336.0889 | 1232669.3414
143 | 2698123.5768 | 1232650.9021 | 2698118.0406 | 1232625.0841
144 | 2698116.9787 | 1232553.5694 | 2698111.7378 | 1232554.6158
145 | 2698089.7243 | 1232570.7159 | 2698097.3278 | 1232566.1268 | 2698103.3214 | 1232556.2963 | 2698111.7378 | 1232554.6158
146 | 2698058.1032 | 1232609.9119 | 2698068.6675 | 1232607.2436
147 | 2698058.1032 | 1232609.9119 | 2698055.8554 | 1232613.4997 | 2698042.9011 | 1232616.8455
148 | 2698084.5427 | 1232603.2339 | 2698068.6675 | 1232607.2436
149 | 2698042.9011 | 1232616.8455 | 2698025.9458 | 1232621.2245

## bus_geodata
| x | y | coords
0 | 2697839.2821 | 1232696.8905
1 | 2697862.1004 | 1232689.2532
2 | 2697825.6094 | 1232701.4711
3 | 2697882.5919 | 1232682.4061
4 | 2697826.5644 | 1232704.1777
5 | 2697891.9734 | 1232679.2694
6 | 2697883.6807 | 1232685.7265
7 | 2697840.5338 | 1232742.0136
8 | 2697908.2852 | 1232672.7787
9 | 2697877.0625 | 1232648.77
10 | 2697848.6593 | 1232620.6799
11 | 2697856.7055 | 1232614.4856
12 | 2697835.4846 | 1232630.8326
13 | 2697872.1265 | 1232689.459
14 | 2697892.363 | 1232682.4853
15 | 2697849.8188 | 1232696.6654
16 | 2697853.2948 | 1232695.5425
17 | 2697933.714 | 1232662.6601
18 | 2697873.3533 | 1232584.4709
19 | 2697910.7071 | 1232675.6374
20 | 2697872.2716 | 1232540.247
21 | 2697949.6861 | 1232656.3045
22 | 2697865.404 | 1232529.622
23 | 2697969.1164 | 1232652.3791
24 | 2697969.5765 | 1232652.1896
25 | 2698111.4262 | 1232614.8954
26 | 2698116.6375 | 1232613.4581
27 | 2698109.3875 | 1232606.2776
28 | 2697961.2691 | 1232652.0482
29 | 2697990.5084 | 1232641.5258
30 | 2697997.7509 | 1232605.8045
31 | 2697997.5786 | 1232598.0163
32 | 2698010.5608 | 1232593.9029
33 | 2698040.7516 | 1232579.2846
34 | 2698048.5591 | 1232577.9199
35 | 2698139.8122 | 1232587.7217
36 | 2698124.0057 | 1232591.0188
37 | 2698150.2321 | 1232586.0561
38 | 2698223.682 | 1232563.1332
39 | 2698226.0098 | 1232565.251
40 | 2698227.8046 | 1232549.6803
41 | 2698215.1735 | 1232581.2282
42 | 2698214.6642 | 1232602.5223
43 | 2698220.4595 | 1232574.7685
44 | 2698190.2747 | 1232590.149
45 | 2698127.7294 | 1232605.3686
46 | 2698119.6017 | 1232591.9391
47 | 2698135.6053 | 1232603.1155
48 | 2698127.8139 | 1232665.8144
49 | 2698128.8054 | 1232671.346
50 | 2698123.6298 | 1232651.1494
51 | 2698151.1859 | 1232666.4813
52 | 2698118.0152 | 1232624.9657
53 | 2698173.9565 | 1232582.2638
54 | 2698136.0698 | 1232549.7542
55 | 2698129.862 | 1232550.9971
56 | 2698135.4551 | 1232543.5
57 | 2698256.9 | 1232591.1501
58 | 2698231.9533 | 1232539.6859
59 | 2698225.354 | 1232526.8768
60 | 2698194.5623 | 1232526.0804
61 | 2698166.8766 | 1232494.3443
62 | 2698163.6351 | 1232595.1999
63 | 2698098.5988 | 1232599.6836
64 | 2698142.5891 | 1232601.1194
65 | 2697778.7166 | 1232552.4679
66 | 2697797.2149 | 1232552.3878
67 | 2697754.587 | 1232545.1991
68 | 2697817.9238 | 1232552.2981
69 | 2697749.3266 | 1232541.3431
70 | 2697800.7448 | 1232496.1806
71 | 2697818.544 | 1232552.2954
72 | 2697796.9166 | 1232492.2729
73 | 2697827.7813 | 1232472.7847
74 | 2697847.8268 | 1232542.5483
75 | 2697882.3908 | 1232515.8294
76 | 2697886.6178 | 1232513.0226
77 | 2697927.6856 | 1232418.4599
78 | 2697828.3371 | 1232466.5139
79 | 2697844.6338 | 1232455.9521
80 | 2697869.7572 | 1232442.4822
81 | 2697891.1918 | 1232431.4777
82 | 2697914.7011 | 1232419.4687
83 | 2698104.9462 | 1232415.7197
84 | 2698111.2129 | 1232437.517
85 | 2698120.5368 | 1232446.155
86 | 2698076.2111 | 1232573.0807
87 | 2698070.4863 | 1232489.3444
88 | 2698045.1488 | 1232445.911
89 | 2698156.0122 | 1232473.9833
90 | 2698129.0851 | 1232454.0685
91 | 2698217.7447 | 1232496.2526
92 | 2698222.0551 | 1232496.1793
93 | 2698205.4032 | 1232500.0896
94 | 2698131.658 | 1232507.8283
95 | 2698231.5214 | 1232550.5518
96 | 2698243.5764 | 1232529.179
97 | 2698199.0438 | 1232502.0668
98 | 2698123.297 | 1232524.2337
99 | 2698132.9624 | 1232519.4232
100 | 2698196.2124 | 1232579.6588
101 | 2698251.6155 | 1232521.7209
102 | 2698260.8687 | 1232593.3353
103 | 2698209.6034 | 1232635.2803
104 | 2698210.8312 | 1232631.9352
105 | 2698193.7035 | 1232650.8803
106 | 2698210.958 | 1232631.4455
107 | 2698227.7299 | 1232682.7988
108 | 2698182.9759 | 1232656.4156
109 | 2698173.6108 | 1232660.141
110 | 2698166.9929 | 1232662.3302
111 | 2698156.6483 | 1232597.1517
112 | 2698149.6617 | 1232599.1036
113 | 2698293.8472 | 1232607.6137
114 | 2698317.9184 | 1232608.8146
115 | 2698272.3189 | 1232598.5286
116 | 2698342.9908 | 1232612.1536
117 | 2698268.2149 | 1232596.6672
118 | 2698364.1597 | 1232619.1293
119 | 2698369.0924 | 1232621.3026
120 | 2698347.6868 | 1232600.5109
121 | 2698374.1546 | 1232624.7555
122 | 2698314.0449 | 1232594.6946
123 | 2698339.0103 | 1232587.1019
124 | 2698377.0284 | 1232626.8268
125 | 2698355.5665 | 1232647.8539
126 | 2698388.3934 | 1232638.4438
127 | 2698355.8573 | 1232667.3397
128 | 2698276.0989 | 1232733.6806
129 | 2698302.1866 | 1232736.4918
130 | 2698280.7767 | 1232706.328
131 | 2698305.6954 | 1232710.1042
132 | 2698284.9686 | 1232676.3895
133 | 2698313.0514 | 1232650.715
134 | 2698311.2324 | 1232664.8775
135 | 2698310.67 | 1232671.4064
136 | 2698316.8028 | 1232671.0297
137 | 2698309.4185 | 1232681.1421
138 | 2698336.0889 | 1232669.3414
139 | 2698123.5768 | 1232650.9021
140 | 2698118.0406 | 1232625.0841
141 | 2698158.0158 | 1232665.0426
142 | 2698116.9787 | 1232553.5694
143 | 2698111.7378 | 1232554.6158
144 | 2698192.9209 | 1232503.9704
145 | 2698089.7243 | 1232570.7159
146 | 2698058.1032 | 1232609.9119
147 | 2698068.6675 | 1232607.2436
148 | 2698042.9011 | 1232616.8455
149 | 2698084.5427 | 1232603.2339
150 | 2698025.9458 | 1232621.2245
151 | 2698127.7294 | 1232605.3686

## line_std_types
| c_nf_per_km | r_ohm_per_km | x_ohm_per_km | max_i_ka | type | q_mm2 | alpha | voltage_rating
NAYY 4x50 SE | 210 | 0.642 | 0.083 | 0.142 | cs | 50 | 0.00403 | LV
NAYY 4x120 SE | 264 | 0.225 | 0.08 | 0.242 | cs | 120 | 0.00403 | LV
NAYY 4x150 SE | 261 | 0.208 | 0.08 | 0.27 | cs | 150 | 0.00403 | LV
NA2XS2Y 1x95 RM/25 12/20 kV | 216 | 0.313 | 0.132 | 0.252 | cs | 95 | 0.00403 | MV
NA2XS2Y 1x185 RM/25 12/20 kV | 273 | 0.161 | 0.117 | 0.362 | cs | 185 | 0.00403 | MV
NA2XS2Y 1x240 RM/25 12/20 kV | 304 | 0.122 | 0.112 | 0.421 | cs | 240 | 0.00403 | MV
NA2XS2Y 1x95 RM/25 6/10 kV | 315 | 0.313 | 0.123 | 0.249 | cs | 95 | 0.00403 | MV
NA2XS2Y 1x185 RM/25 6/10 kV | 406 | 0.161 | 0.11 | 0.358 | cs | 185 | 0.00403 | MV
NA2XS2Y 1x240 RM/25 6/10 kV | 456 | 0.122 | 0.105 | 0.416 | cs | 240 | 0.00403 | MV
NA2XS2Y 1x150 RM/25 12/20 kV | 250 | 0.206 | 0.116 | 0.319 | cs | 150 | 0.00403 | MV
NA2XS2Y 1x120 RM/25 12/20 kV | 230 | 0.253 | 0.119 | 0.283 | cs | 120 | 0.00403 | MV
NA2XS2Y 1x70 RM/25 12/20 kV | 190 | 0.443 | 0.132 | 0.22 | cs | 70 | 0.00403 | MV
NA2XS2Y 1x150 RM/25 6/10 kV | 360 | 0.206 | 0.11 | 0.315 | cs | 150 | 0.00403 | MV
NA2XS2Y 1x120 RM/25 6/10 kV | 340 | 0.253 | 0.113 | 0.28 | cs | 120 | 0.00403 | MV
NA2XS2Y 1x70 RM/25 6/10 kV | 280 | 0.443 | 0.123 | 0.217 | cs | 70 | 0.00403 | MV
N2XS(FL)2Y 1x120 RM/35 64/110 kV | 112 | 0.153 | 0.166 | 0.366 | cs | 120 | 0.00393 | HV
N2XS(FL)2Y 1x185 RM/35 64/110 kV | 125 | 0.099 | 0.156 | 0.457 | cs | 185 | 0.00393 | HV
N2XS(FL)2Y 1x240 RM/35 64/110 kV | 135 | 0.075 | 0.149 | 0.526 | cs | 240 | 0.00393 | HV
N2XS(FL)2Y 1x300 RM/35 64/110 kV | 144 | 0.06 | 0.144 | 0.588 | cs | 300 | 0.00393 | HV
15-AL1/3-ST1A 0.4 | 11 | 1.8769 | 0.35 | 0.105 | ol | 16 | 0.00403 | LV
24-AL1/4-ST1A 0.4 | 11.25 | 1.2012 | 0.335 | 0.14 | ol | 24 | 0.00403 | LV
48-AL1/8-ST1A 0.4 | 12.2 | 0.5939 | 0.3 | 0.21 | ol | 48 | 0.00403 | LV
94-AL1/15-ST1A 0.4 | 13.2 | 0.306 | 0.29 | 0.35 | ol | 94 | 0.00403 | LV
34-AL1/6-ST1A 10.0 | 9.7 | 0.8342 | 0.36 | 0.17 | ol | 34 | 0.00403 | MV
48-AL1/8-ST1A 10.0 | 10.1 | 0.5939 | 0.35 | 0.21 | ol | 48 | 0.00403 | MV
70-AL1/11-ST1A 10.0 | 10.4 | 0.4132 | 0.339 | 0.29 | ol | 70 | 0.00403 | MV
94-AL1/15-ST1A 10.0 | 10.75 | 0.306 | 0.33 | 0.35 | ol | 94 | 0.00403 | MV
122-AL1/20-ST1A 10.0 | 11.1 | 0.2376 | 0.323 | 0.41 | ol | 122 | 0.00403 | MV
149-AL1/24-ST1A 10.0 | 11.25 | 0.194 | 0.315 | 0.47 | ol | 149 | 0.00403 | MV
34-AL1/6-ST1A 20.0 | 9.15 | 0.8342 | 0.382 | 0.17 | ol | 34 | 0.00403 | MV
48-AL1/8-ST1A 20.0 | 9.5 | 0.5939 | 0.372 | 0.21 | ol | 48 | 0.00403 | MV
70-AL1/11-ST1A 20.0 | 9.7 | 0.4132 | 0.36 | 0.29 | ol | 70 | 0.00403 | MV
94-AL1/15-ST1A 20.0 | 10 | 0.306 | 0.35 | 0.35 | ol | 94 | 0.00403 | MV
122-AL1/20-ST1A 20.0 | 10.3 | 0.2376 | 0.344 | 0.41 | ol | 122 | 0.00403 | MV
149-AL1/24-ST1A 20.0 | 10.5 | 0.194 | 0.337 | 0.47 | ol | 149 | 0.00403 | MV
184-AL1/30-ST1A 20.0 | 10.75 | 0.1571 | 0.33 | 0.535 | ol | 184 | 0.00403 | MV
243-AL1/39-ST1A 20.0 | 11 | 0.1188 | 0.32 | 0.645 | ol | 243 | 0.00403 | MV
48-AL1/8-ST1A 110.0 | 8 | 0.5939 | 0.46 | 0.21 | ol | 48 | 0.00403 | HV
70-AL1/11-ST1A 110.0 | 8.4 | 0.4132 | 0.45 | 0.29 | ol | 70 | 0.00403 | HV
94-AL1/15-ST1A 110.0 | 8.65 | 0.306 | 0.44 | 0.35 | ol | 94 | 0.00403 | HV
122-AL1/20-ST1A 110.0 | 8.5 | 0.2376 | 0.43 | 0.41 | ol | 122 | 0.00403 | HV
149-AL1/24-ST1A 110.0 | 8.75 | 0.194 | 0.41 | 0.47 | ol | 149 | 0.00403 | HV
184-AL1/30-ST1A 110.0 | 8.8 | 0.1571 | 0.4 | 0.535 | ol | 184 | 0.00403 | HV
243-AL1/39-ST1A 110.0 | 9 | 0.1188 | 0.39 | 0.645 | ol | 243 | 0.00403 | HV
305-AL1/39-ST1A 110.0 | 9.2 | 0.0949 | 0.38 | 0.74 | ol | 305 | 0.00403 | HV
490-AL1/64-ST1A 110.0 | 9.75 | 0.059 | 0.37 | 0.96 | ol | 490 | 0.00403 | HV
679-AL1/86-ST1A 110.0 | 9.95 | 0.042 | 0.36 | 1.15 | ol | 679 | 0.00403 | HV
490-AL1/64-ST1A 220.0 | 10 | 0.059 | 0.285 | 0.96 | ol | 490 | 0.00403 | HV
679-AL1/86-ST1A 220.0 | 11.7 | 0.042 | 0.275 | 1.15 | ol | 679 | 0.00403 | HV
490-AL1/64-ST1A 380.0 | 11 | 0.059 | 0.253 | 0.96 | ol | 490 | 0.00403 | HV
679-AL1/86-ST1A 380.0 | 14.6 | 0.042 | 0.25 | 1.15 | ol | 679 | 0.00403 | HV

## trafo_std_types
| i0_percent | pfe_kw | vkr_percent | sn_mva | vn_lv_kv | vn_hv_kv | vk_percent | shift_degree | vector_group | tap_side | tap_neutral | tap_min | tap_max | tap_step_degree | tap_step_percent | tap_phase_shifter
160 MVA 380/110 kV | 0.06 | 60 | 0.25 | 160 | 110 | 380 | 12.2 | 0 | Yy0 | hv | 0 | -9 | 9 | 0 | 1.5 | FALSE
100 MVA 220/110 kV | 0.06 | 55 | 0.26 | 100 | 110 | 220 | 12 | 0 | Yy0 | hv | 0 | -9 | 9 | 0 | 1.5 | FALSE
63 MVA 110/20 kV | 0.04 | 22 | 0.32 | 63 | 20 | 110 | 18 | 150 | YNd5 | hv | 0 | -9 | 9 | 0 | 1.5 | FALSE
40 MVA 110/20 kV | 0.05 | 18 | 0.34 | 40 | 20 | 110 | 16.2 | 150 | YNd5 | hv | 0 | -9 | 9 | 0 | 1.5 | FALSE
25 MVA 110/20 kV | 0.07 | 14 | 0.41 | 25 | 20 | 110 | 12 | 150 | YNd5 | hv | 0 | -9 | 9 | 0 | 1.5 | FALSE
63 MVA 110/10 kV | 0.04 | 22 | 0.32 | 63 | 10 | 110 | 18 | 150 | YNd5 | hv | 0 | -9 | 9 | 0 | 1.5 | FALSE
40 MVA 110/10 kV | 0.05 | 18 | 0.34 | 40 | 10 | 110 | 16.2 | 150 | YNd5 | hv | 0 | -9 | 9 | 0 | 1.5 | FALSE
25 MVA 110/10 kV | 0.07 | 14 | 0.41 | 25 | 10 | 110 | 12 | 150 | YNd5 | hv | 0 | -9 | 9 | 0 | 1.5 | FALSE
0.25 MVA 20/0.4 kV | 0.32 | 0.8 | 1.44 | 0.25 | 0.4 | 20 | 6 | 150 | Yzn5 | hv | 0 | -2 | 2 | 0 | 2.5 | FALSE
0.4 MVA 20/0.4 kV | 0.3375 | 1.35 | 1.425 | 0.4 | 0.4 | 20 | 6 | 150 | Dyn5 | hv | 0 | -2 | 2 | 0 | 2.5 | FALSE
0.63 MVA 20/0.4 kV | 0.2619 | 1.65 | 1.206 | 0.63 | 0.4 | 20 | 6 | 150 | Dyn5 | hv | 0 | -2 | 2 | 0 | 2.5 | FALSE
0.25 MVA 10/0.4 kV | 0.24 | 0.6 | 1.2 | 0.25 | 0.4 | 10 | 4 | 150 | Dyn5 | hv | 0 | -2 | 2 | 0 | 2.5 | FALSE
0.4 MVA 10/0.4 kV | 0.2375 | 0.95 | 1.325 | 0.4 | 0.4 | 10 | 4 | 150 | Dyn5 | hv | 0 | -2 | 2 | 0 | 2.5 | FALSE
0.63 MVA 10/0.4 kV | 0.1873 | 1.18 | 1.0794 | 0.63 | 0.4 | 10 | 4 | 150 | Dyn5 | hv | 0 | -2 | 2 | 0 | 2.5 | FALSE

## trafo3w_std_types
| sn_hv_mva | sn_mv_mva | sn_lv_mva | vn_hv_kv | vn_mv_kv | vn_lv_kv | vk_hv_percent | vk_mv_percent | vk_lv_percent | vkr_hv_percent | vkr_mv_percent | vkr_lv_percent | pfe_kw | i0_percent | shift_mv_degree | shift_lv_degree | vector_group | tap_side | tap_neutral | tap_min | tap_max | tap_step_percent
63/25/38 MVA 110/20/10 kV | 63 | 25 | 38 | 110 | 20 | 10 | 10.4 | 10.4 | 10.4 | 0.28 | 0.32 | 0.35 | 35 | 0.89 | 0 | 0 | YN0yn0yn0 | hv | 0 | -10 | 10 | 1.2
63/25/38 MVA 110/10/10 kV | 63 | 25 | 38 | 110 | 10 | 10 | 10.4 | 10.4 | 10.4 | 0.28 | 0.32 | 0.35 | 35 | 0.89 | 0 | 0 | YN0yn0yn0 | hv | 0 | -10 | 10 | 1.2

## fuse_std_types
| fuse_type | i_rated_a | t_avg | t_min | t_total | x_avg | x_min | x_total
HV 100A | HV 100A | 100 | 0 | [10.0, 3.64, 0.854, 0.281, 0.1, 0.0531, 0.022, 0.01] | [10.0, 4.267, 1.21, 0.403, 0.1, 0.058, 0.022, 0.01] | 0 | [300.0, 350.0, 450.0, 550.0, 700.0, 850.0, 1200.0, 1752.0] | [600.0, 700.0, 900.0, 1150.0, 1665.0, 2000.0, 3000.0, 4313.0]
HV 10A | HV 10A | 10 | 0 | [10.0, 1675.0, 0.344, 0.156, 0.1, 0.0417, 0.0171, 0.01] | [10.0, 1.3, 0.3, 0.155, 0.1, 0.0555, 0.023, 0.01] | 0 | [30.0, 32.0, 35.0, 37.0, 39.0, 50.0, 70.0, 88.0] | [60.0, 70.0, 80.0, 87.0, 94.0, 110.0, 150.0, 216.0]
HV 125A | HV 125A | 125 | 0 | [10.0, 1.82, 0.344, 0.1, 0.0467, 0.0269, 0.01] | [10.0, 2.478, 0.426, 0.1, 0.0427, 0.0211, 0.01] | 0 | [375.0, 500.0, 700.0, 925.0, 1200.0, 1500.0, 2341.0] | [750.0, 1000.0, 1500.0, 2200.0, 3000.0, 4000.0, 5765.0]
HV 160A | HV 160A | 160 | 0 | [10.0, 4.15, 1.03, 0.198, 0.1, 0.051, 0.0172, 0.01] | [10.0, 2.3, 0.734, 0.274, 0.1, 0.046, 0.0177, 0.01] | 0 | [480.0, 550.0, 700.0, 1000.0, 1260.0, 1600.0, 2500.0, 3227.0] | [960.0, 1300.0, 1700.0, 2200.0, 2996.0, 4000.0, 6000.0, 7946.0]
HV 16A | HV 16A | 16 | 0 | [10.0, 0.352, 0.164, 0.1, 0.0649, 0.0342, 0.01] | [10.0, 2.34, 0.722, 0.181, 0.1, 0.055, 0.0296, 0.01] | 0 | [48.0, 60.0, 65.0, 71.0, 80.0, 100.0, 162.0] | [96.0, 110.0, 125.0, 150.0, 168.0, 200.0, 250.0, 398.0]
HV 200A | HV 200A | 200 | 0 | [10.0, 4.267, 1.21, 0.403, 0.1, 0.058, 0.022, 0.01] | [10.0, 3.73, 1.654, 0.328, 0.1, 0.0531, 0.019, 0.01] | 0 | [600.0, 700.0, 900.0, 1150.0, 1665.0, 2000.0, 3000.0, 4313.0] | [1200.0, 1500.0, 1800.0, 2700.0, 3960.0, 5000.0, 7500.0, 10620.0]
HV 20A | HV 20A | 20 | 0 | [10.0, 1.3, 0.3, 0.155, 0.1, 0.0555, 0.023, 0.01] | [10.0, 1.3, 0.161, 0.1, 0.0611, 0.0399, 0.0141, 0.01] | 0 | [60.0, 70.0, 80.0, 87.0, 94.0, 110.0, 150.0, 216.0] | [120.0, 150.0, 200.0, 223.0, 260.0, 300.0, 450.0, 532.0]
HV 25A | HV 25A | 25 | 0 | [10.0, 2.512, 0.833, 0.299, 0.1, 0.0372, 0.0223, 0.01] | [10.0, 3.125, 0.597, 0.198, 0.1, 0.0378, 0.022, 0.01] | 0 | [75.0, 82.0, 90.0, 100.0, 124.0, 170.0, 200.0, 289.0] | [150.0, 170.0, 210.0, 250.0, 294.0, 400.0, 500.0, 711.0]
HV 31.5A | HV 31.5A | 31.5 | 0 | [10.0, 2.34, 0.722, 0.181, 0.1, 0.055, 0.0296, 0.01] | [10.0, 2.84, 0.368, 0.164, 0.1, 0.0621, 0.0378, 0.0195, 0.01] | 0 | [95.0, 110.0, 125.0, 150.0, 165.0, 200.0, 250.0, 390.0] | [189.0, 220.0, 300.0, 350.0, 393.0, 450.0, 530.0, 700.0, 960.0]
HV 40A | HV 40A | 40 | 0 | [10.0, 1.3, 0.161, 0.1, 0.0611, 0.0399, 0.0141, 0.01] | [10.0, 2.05, 0.369, 0.198, 0.1, 0.051, 0.0298, 0.01] | 0 | [120.0, 150.0, 200.0, 223.0, 260.0, 300.0, 450.0, 532.0] | [240.0, 300.0, 400.0, 450.0, 530.0, 650.0, 800.0, 1311.0]
HV 50A | HV 50A | 50 | 0 | [10.0, 3.215, 0.597, 0.198, 0.1, 0.0378, 0.022, 0.01] | [10.0, 3.64, 0.854, 0.281, 0.1, 0.0531, 0.022, 0.01] | 0 | [150.0, 170.0, 210.0, 250.0, 294.0, 400.0, 500.0, 711.0] | [300.0, 350.0, 450.0, 550.0, 700.0, 850.0, 1200.0, 1752.0]
HV 6.3A | HV 6.3A | 6.3 | 0 | [10.0, 1.39, 0.344, 0.168, 0.1, 0.056, 0.0263, 0.01] | [10.0, 1.711, 0.516, 0.198, 0.1, 0.0634, 0.0303, 0.01] | 0 | [19.0, 19.5, 20.4, 20.8, 22.0, 25.0, 32.0, 48.0] | [38.0, 40.0, 43.0, 48.0, 53.0, 60.0, 75.0, 118.0]
HV 63A | HV 63A | 63 | 0 | [10.0, 2.84, 0.368, 0.164, 0.1, 0.0621, 0.0378, 0.0195, 0.01] | [10.0, 1.82, 0.344, 0.1, 0.0467, 0.0269, 0.01] | 0 | [189.0, 220.0, 300.0, 350.0, 393.0, 450.0, 530.0, 700.0, 961.0] | [378.0, 500.0, 700.0, 934.0, 1200.0, 1500.0, 2366.0]
HV 80A | HV 80A | 80 | 0 | [10.0, 2.05, 0.369, 0.198, 0.1, 0.051, 0.0298, 0.01] | [10.0, 4.15, 1.03, 0.198, 0.1, 0.051, 0.0172, 0.01] | 0 | [240.0, 300.0, 400.0, 450.0, 530.0, 650.0, 800.0, 1311.0] | [480.0, 550.0, 700.0, 1000.0, 1260.0, 1600.0, 2500.0, 3227.0]
Siemens NH-1-100 | Siemens NH-1-100 | 100 | [5400.0, 2000.0, 400.0, 20.0, 1.0, 0.2, 0.012, 0.004] | 0 | 0 | [150.0, 190.0, 250.0, 430.0, 900.0, 1250.0, 2700.0, 3600.0] | 0 | 0
Siemens NH-1-125 | Siemens NH-1-125 | 125 | [4800.0, 120.0, 7.0, 0.1, 0.004] | 0 | 0 | [180.0, 400.0, 740.0, 2000.0, 4250.0] | 0 | 0
Siemens NH-1-16 | Siemens NH-1-16 | 16 | [4000.0, 400.0, 2.0, 0.1, 0.04, 0.01] | 0 | 0 | [26.0, 35.0, 75.0, 150.0, 200.0, 300.0] | 0 | 0
Siemens NH-1-160 | Siemens NH-1-160 | 160 | [4800.0, 120.0, 7.0, 0.1, 0.004] | 0 | 0 | [210.0, 500.0, 900.0, 2300.0, 5000.0] | 0 | 0
Siemens NH-1-25 | Siemens NH-1-25 | 25 | [4000.0, 1000.0, 10.0, 0.2, 0.02, 0.01] | 0 | 0 | [40.0, 50.0, 100.0, 210.0, 400.0, 500.0] | 0 | 0
Siemens NH-1-50 | Siemens NH-1-50 | 50 | [4000.0, 40.0, 4.0, 1.0, 0.02, 0.01] | 0 | 0 | [86.0, 200.0, 300.0, 400.0, 1000.0, 1280.0] | 0 | 0
Siemens NH-1-63 | Siemens NH-1-63 | 63 | [4000.0, 100.0, 10.0, 2.0, 0.04, 0.01] | 0 | 0 | [100.0, 200.0, 300.0, 400.0, 1000.0, 1500.0] | 0 | 0
Siemens NH-1-80 | Siemens NH-1-80 | 80 | [4800.0, 120.0, 7.0, 0.1, 0.01] | 0 | 0 | [150.58, 250.0, 450.0, 1150.0, 2470.0] | 0 | 0
Siemens NH-2-1000 | Siemens NH-2-1000 | 1000 | [4800.0, 120.0, 7.0, 0.1, 0.004] | 0 | 0 | [1900.0, 3500.0, 8400.0, 24000.0, 52000.0] | 0 | 0
Siemens NH-2-200 | Siemens NH-2-200 | 200 | [4800.0, 120.0, 7.0, 0.1, 0.004] | 0 | 0 | [280.0, 650.0, 1200.0, 3000.0, 7000.0] | 0 | 0
Siemens NH-2-224 | Siemens NH-2-224 | 224 | [4800.0, 120.0, 7.0, 0.2, 0.04, 0.004] | 0 | 0 | [400.0, 750.0, 1453.0, 3025.0, 4315.0, 7600.0] | 0 | 0
Siemens NH-2-250 | Siemens NH-2-250 | 250 | [4800.0, 120.0, 7.0, 0.1, 0.004] | 0 | 0 | [450.0, 800.0, 1650.0, 4000.0, 8500.0] | 0 | 0
Siemens NH-2-315 | Siemens NH-2-315 | 315 | [4800.0, 120.0, 7.0, 0.1, 0.004] | 0 | 0 | [550.0, 920.0, 1900.0, 5000.0, 11000.0] | 0 | 0
Siemens NH-2-355 | Siemens NH-2-355 | 355 | [4800.0, 120.0, 6.0, 0.1, 0.004] | 0 | 0 | [650.0, 1116.27, 2350.0, 5840.0, 12790.0] | 0 | 0
Siemens NH-2-400 | Siemens NH-2-400 | 400 | [4800.0, 120.0, 7.0, 0.1, 0.004] | 0 | 0 | [720.0, 1350.0, 2800.0, 6500.0, 15000.0] | 0 | 0
Siemens NH-2-425 | Siemens NH-2-425 | 425 | [4800.0, 120.0, 7.0, 0.1, 0.004] | 0 | 0 | [850.0, 1500.0, 3050.0, 7500.0, 16500.0] | 0 | 0
Siemens NH-2-630 | Siemens NH-2-630 | 630 | [4800.0, 120.0, 7.0, 0.1, 0.004] | 0 | 0 | [1200.0, 2000.0, 4800.0, 12000.0, 26000.0] | 0 | 0

## res_bus
| vm_pu | va_degree | p_mw | q_mvar
0 | 0.98622 | -0.26329 | 0.0011035 | 0.00027657
1 | 0.98625 | -0.26268 | 0.0053745 | 0.001347
2 | 0.98622 | -0.26337 | 0 | 0
3 | 0.98639 | -0.26005 | 0 | 0
4 | 0.98622 | -0.26339 | 0 | 0
5 | 0.98656 | -0.25678 | 0 | 0
6 | 0.98635 | -0.26078 | 0 | 0
7 | 0.98621 | -0.26362 | 0.00031356 | 7.8585e-05
8 | 0.98768 | -0.23506 | 0.0024601 | 0.00061657
9 | 0.98496 | -0.28765 | 0.0028375 | 0.00071115
10 | 0.98316 | -0.32244 | 0 | 0
11 | 0.98318 | -0.322 | 0 | 0
12 | 0.98312 | -0.32315 | 0.0023921 | 0.00059952
13 | 0.98633 | -0.26129 | 0.0018331 | 0.00045942
14 | 0.98627 | -0.26234 | 0.0015155 | 0.00037982
15 | 0.98632 | -0.26147 | 0.00014741 | 3.6945e-05
16 | 0.98632 | -0.26146 | 0.00034301 | 8.5967e-05
17 | 0.9895 | -0.20009 | 0.0015007 | 0.00037612
18 | 0.98173 | -0.35023 | 0.00071153 | 0.00017833
19 | 0.98613 | -0.26511 | 0.0023223 | 0.00058203
20 | 0.9797 | -0.38984 | 0.0012343 | 0.00030934
21 | 0.99066 | -0.17774 | 0.0056086 | 0.0014056
22 | 0.97919 | -0.39984 | 0 | 0
23 | 0.98581 | -0.27137 | 0.0017242 | 0.00043213
24 | 0.98581 | -0.2714 | 0.0038278 | 0.00095935
25 | 0.99514 | -0.092176 | 0 | 0
26 | 0.99528 | -0.089549 | 0 | 0
27 | 0.99491 | -0.096491 | 0 | 0
28 | 0.99096 | -0.17199 | 0.0019998 | 0.00050119
29 | 0.99174 | -0.15715 | 0.0022984 | 0.00057602
30 | 0.98815 | -0.22737 | 0.0056999 | 0.0014285
31 | 0.98819 | -0.22658 | 0.0025069 | 0.00062828
32 | 0.98829 | -0.22458 | 0.0040218 | 0.001008
33 | 0.98868 | -0.21698 | 0.0075331 | 0.001888
34 | 0.98882 | -0.21419 | 0 | 0
35 | 0.9943 | -0.10849 | 0 | 0
36 | 0.99455 | -0.10367 | 0 | 0
37 | 0.99414 | -0.11165 | 0.0013736 | 0.00034425
38 | 0.99515 | -0.092105 | 0 | 0
39 | 0.99521 | -0.090985 | 0 | 0
40 | 0.99489 | -0.097119 | 0 | 0
41 | 0.9964 | -0.068186 | 0 | 0
42 | 0.99617 | -0.072708 | 0.012088 | 0.0030296
43 | 0.99588 | -0.078096 | 0.0024277 | 0.00060844
44 | 0.99817 | -0.034648 | 0.0052948 | 0.001327
45 | 0.99622 | -0.071648 | 0 | 0
46 | 0.99412 | -0.11206 | 0.0048865 | 0.0012247
47 | 0.99704 | -0.056042 | 0.0018032 | 0.00045193
48 | 0.98951 | -0.19989 | 0 | 0
49 | 0.98892 | -0.21121 | 0 | 0
50 | 0.99111 | -0.16912 | 0.0016211 | 0.00040629
51 | 0.98653 | -0.25745 | 0.0016201 | 0.00040605
52 | 0.99399 | -0.11405 | 0.0018043 | 0.00045219
53 | 0.9938 | -0.11827 | 0.0078456 | 0.0019663
54 | 0.98711 | -0.24748 | 0 | 0
55 | 0.98737 | -0.24233 | 0 | 0
56 | 0.98684 | -0.25262 | 0.008841 | 0.0022158
57 | 0.99298 | -0.13353 | 0.006805 | 0.0017055
58 | 0.99479 | -0.098927 | 0 | 0
59 | 0.99466 | -0.10146 | 0.0055073 | 0.0013803
60 | 0.98481 | -0.29226 | 0.0023916 | 0.0005994
61 | 0.98491 | -0.29031 | 0 | 0
62 | 1 | 0 | -0.56184 | -0.14352
63 | 0.992 | -0.15269 | 0 | 0
64 | 0.99777 | -0.04215 | 0.0018028 | 0.00045183
65 | 0.97618 | -0.4588 | 0 | 0
66 | 0.97672 | -0.44803 | 0.0015539 | 0.00038943
67 | 0.97543 | -0.47353 | 0 | 0
68 | 0.97737 | -0.4354 | 0.00063278 | 0.00015859
69 | 0.9753 | -0.47593 | 0 | 0
70 | 0.9747 | -0.48793 | 0.0040614 | 0.0010179
71 | 0.97739 | -0.43501 | 0.0011722 | 0.00029377
72 | 0.97402 | -0.50124 | 0.0047096 | 0.0011803
73 | 0.97444 | -0.49292 | 0.0036151 | 0.00090603
74 | 0.97841 | -0.41499 | 0.0028892 | 0.0007241
75 | 0.97908 | -0.40199 | 0.0043038 | 0.0010786
76 | 0.97907 | -0.40209 | 0.0010787 | 0.00027034
77 | 0.97402 | -0.50125 | 0.0039836 | 0.00099838
78 | 0.97343 | -0.51281 | 0.0022875 | 0.0005733
79 | 0.9732 | -0.51752 | 0.0024862 | 0.00062311
80 | 0.97291 | -0.52313 | 0.0037725 | 0.00094548
81 | 0.97276 | -0.5262 | 0.0026238 | 0.00065758
82 | 0.97265 | -0.52829 | 0.0042907 | 0.0010753
83 | 0.98354 | -0.31698 | 0.00040287 | 0.00010097
84 | 0.98355 | -0.31681 | 0.014865 | 0.0037254
85 | 0.98373 | -0.31332 | 0 | 0
86 | 0.98933 | -0.2043 | 0.006636 | 0.0016631
87 | 0.98422 | -0.30365 | 0.00098411 | 0.00024664
88 | 0.98416 | -0.30499 | 0.0014612 | 0.00036621
89 | 0.98444 | -0.29944 | 0 | 0
90 | 0.98389 | -0.31012 | 0.0024401 | 0.00061156
91 | 0.9945 | -0.10471 | 0 | 0
92 | 0.99452 | -0.10431 | 0 | 0
93 | 0.99443 | -0.1059 | 0.0025418 | 0.00063703
94 | 0.98572 | -0.27443 | 0 | 0
95 | 0.99476 | -0.099562 | 0.0033031 | 0.00082785
96 | 0.99471 | -0.10065 | 0.0025934 | 0.00064997
97 | 0.99442 | -0.10622 | 0.0013492 | 0.00033814
98 | 0.98562 | -0.27633 | 0.0054065 | 0.001355
99 | 0.98602 | -0.26858 | 0.0088427 | 0.0022162
100 | 0.99364 | -0.12134 | 0.0077679 | 0.0019468
101 | 0.99467 | -0.10134 | 0.003595 | 0.00090098
102 | 0.99273 | -0.13815 | 0.018608 | 0.0046636
103 | 0.98004 | -0.38392 | 0.081457 | 0.020415
104 | 0.98 | -0.38472 | 0.0032186 | 0.00080665
105 | 0.98199 | -0.3457 | 0 | 0
106 | 0.97999 | -0.3848 | 0.0089763 | 0.0022497
107 | 0.9815 | -0.35535 | 0.011248 | 0.0028191
108 | 0.98316 | -0.32284 | 0.0016194 | 0.00040587
109 | 0.98416 | -0.30344 | 0.0016211 | 0.00040629
110 | 0.98485 | -0.28988 | 0.0016211 | 0.00040629
111 | 0.99926 | -0.014041 | 0.0018028 | 0.00045183
112 | 0.99852 | -0.028027 | 0.0018028 | 0.00045183
113 | 0.99109 | -0.16955 | 0.017064 | 0.0042767
114 | 0.99013 | -0.18785 | 0.0025818 | 0.00064707
115 | 0.99214 | -0.1495 | 0.0066058 | 0.0016556
116 | 0.98915 | -0.20671 | 0.0031699 | 0.00079445
117 | 0.99235 | -0.14547 | 0.0020032 | 0.00050204
118 | 0.9883 | -0.22298 | 0.0026399 | 0.00066162
119 | 0.9881 | -0.22682 | 0 | 0
120 | 0.988 | -0.22888 | 0 | 0
121 | 0.98744 | -0.23948 | 0 | 0
122 | 0.98797 | -0.22935 | 0.00076451 | 0.0001916
123 | 0.98795 | -0.22978 | 0.0029939 | 0.00075033
124 | 0.98743 | -0.2397 | 0 | 0
125 | 0.98429 | -0.30021 | 0.0086005 | 0.0021555
126 | 0.98738 | -0.2407 | 0.0034363 | 0.00086123
127 | 0.9824 | -0.3369 | 0 | 0
128 | 0.9738 | -0.50511 | 0 | 0
129 | 0.97486 | -0.48433 | 0 | 0
130 | 0.97268 | -0.52718 | 0.011772 | 0.0029503
131 | 0.97593 | -0.46325 | 0.011341 | 0.0028423
132 | 0.9718 | -0.54471 | 0.031453 | 0.0078828
133 | 0.97808 | -0.42122 | 0.007402 | 0.0018551
134 | 0.97818 | -0.41929 | 0 | 0
135 | 0.97822 | -0.41841 | 0 | 0
136 | 0.97876 | -0.40778 | 0 | 0
137 | 0.97742 | -0.43413 | 0.03333 | 0.0083532
138 | 0.98048 | -0.37427 | 0.008609 | 0.0021576
139 | 0.99114 | -0.16861 | 0.0016211 | 0.00040629
140 | 0.99398 | -0.1143 | 0.0018053 | 0.00045245
141 | 0.98581 | -0.27138 | 0.0016201 | 0.00040605
142 | 0.98792 | -0.23162 | 0.0054064 | 0.001355
143 | 0.98817 | -0.22674 | 0.0048865 | 0.0012247
144 | 0.99441 | -0.10637 | 0.0013492 | 0.00033814
145 | 0.98967 | -0.19785 | 0 | 0
146 | 0.99149 | -0.16274 | 0 | 0
147 | 0.99156 | -0.16126 | 0.0054412 | 0.0013637
148 | 0.99136 | -0.16514 | 0.0038347 | 0.00096106
149 | 0.99176 | -0.15745 | 0.0054388 | 0.0013631
150 | 0.9913 | -0.16633 | 0.0038363 | 0.00096146
151 | 0.99998 | 149.9956 | 0 | 0

## res_line
| p_from_mw | q_from_mvar | p_to_mw | q_to_mvar | pl_mw | ql_mvar | i_from_ka | i_to_ka | i_ka | vm_from_pu | va_from_degree | vm_to_pu | va_to_degree | loading_percent
0 | -0.0014171 | -0.00035442 | 0.0014171 | 0.00035414 | 4.1238e-08 | -2.8066e-07 | 0.0021378 | 0.0021377 | 0.0021378 | 0.98622 | -0.26329 | 0.98625 | -0.26268 | 0.58732
1 | 0.00031356 | 7.7853e-05 | -0.00031356 | -7.8036e-05 | 1.2092e-09 | -1.8322e-07 | 0.00047285 | 0.00047291 | 0.00047291 | 0.98622 | -0.26329 | 0.98622 | -0.26337 | 0.12992
2 | -0.0067916 | -0.0017011 | 0.0067925 | 0.0017014 | 8.5062e-07 | 2.6865e-07 | 0.010246 | 0.010246 | 0.010246 | 0.98625 | -0.26268 | 0.98639 | -0.26005 | 2.815
3 | 0.00031356 | 7.8036e-05 | -0.00031356 | -7.8073e-05 | 2.4071e-10 | -3.6468e-08 | 0.00047291 | 0.00047293 | 0.00047293 | 0.98622 | -0.26337 | 0.98622 | -0.26339 | 0.12992
4 | -0.01851 | -0.0046378 | 0.018513 | 0.0046396 | 2.8846e-06 | 1.7202e-06 | 0.027922 | 0.027922 | 0.027922 | 0.98639 | -0.26005 | 0.98656 | -0.25678 | 7.671
5 | 0.011717 | 0.0029365 | -0.011717 | -0.0029362 | 4.0938e-07 | 2.174e-07 | 0.017676 | 0.017676 | 0.017676 | 0.98639 | -0.26005 | 0.98635 | -0.26078 | 4.8561
6 | 0.00031356 | 7.8073e-05 | -0.00031356 | -7.8585e-05 | 3.3845e-09 | -5.1255e-07 | 0.00047293 | 0.00047311 | 0.00047311 | 0.98622 | -0.26339 | 0.98621 | -0.26362 | 0.12997
7 | -0.069648 | -0.01764 | 0.069721 | 0.017686 | 7.2742e-05 | 4.633e-05 | 0.10512 | 0.10512 | 0.10512 | 0.98656 | -0.25678 | 0.98768 | -0.23506 | 28.878
8 | 0.051136 | 0.013001 | -0.05106 | -0.012952 | 7.5924e-05 | 4.8158e-05 | 0.077194 | 0.077194 | 0.077194 | 0.98656 | -0.25678 | 0.98496 | -0.28765 | 21.2071
9 | 0.0023236 | 0.00058191 | -0.0023235 | -0.00058203 | 5.5945e-08 | -1.1917e-07 | 0.0035052 | 0.0035053 | 0.0035053 | 0.98635 | -0.26078 | 0.98633 | -0.26129 | 0.96299
10 | 0.0093933 | 0.0023543 | -0.0093926 | -0.002354 | 6.979e-07 | 3.2838e-07 | 0.014171 | 0.014171 | 0.014171 | 0.98635 | -0.26078 | 0.98627 | -0.26234 | 3.8931
11 | -0.072181 | -0.018303 | 0.072303 | 0.01838 | 0.00012154 | 7.7433e-05 | 0.10882 | 0.10882 | 0.10882 | 0.98768 | -0.23506 | 0.9895 | -0.20009 | 29.8962
12 | 0.048222 | 0.012241 | -0.048143 | -0.012191 | 7.9545e-05 | 5.0402e-05 | 0.072907 | 0.072907 | 0.072907 | 0.98496 | -0.28765 | 0.98318 | -0.322 | 20.0294
13 | -0.0023922 | -0.00059936 | 0.0023922 | 0.00059926 | 4.9828e-08 | -9.6662e-08 | 0.0036205 | 0.0036205 | 0.0036205 | 0.98316 | -0.32244 | 0.98318 | -0.322 | 0.99464
14 | 0.0023922 | 0.00059936 | -0.0023921 | -0.00059952 | 8.176e-08 | -1.5859e-07 | 0.0036205 | 0.0036206 | 0.0036206 | 0.98316 | -0.32244 | 0.98312 | -0.32315 | 0.99466
15 | 0.04575 | 0.011592 | -0.045688 | -0.011552 | 6.1962e-05 | 3.922e-05 | 0.069287 | 0.069287 | 0.069287 | 0.98318 | -0.322 | 0.98173 | -0.35023 | 19.0349
16 | 0.00049043 | 0.00012262 | -0.00049043 | -0.00012287 | 4.0619e-09 | -2.4998e-07 | 0.00073978 | 0.00073987 | 0.00073987 | 0.98633 | -0.26129 | 0.98632 | -0.26146 | 0.20326
17 | 0.0078771 | 0.0019742 | -0.0078761 | -0.0019738 | 1.0371e-06 | 4.1389e-07 | 0.011884 | 0.011884 | 0.011884 | 0.98627 | -0.26234 | 0.98613 | -0.26511 | 3.265
18 | -0.00014741 | -3.6945e-05 | 0.00014741 | 3.6899e-05 | 6.7738e-11 | -4.6577e-08 | 0.0002224 | 0.00022238 | 0.0002224 | 0.98632 | -0.26147 | 0.98632 | -0.26146 | 0.061098
19 | -0.073803 | -0.018757 | 0.073883 | 0.018807 | 7.9538e-05 | 5.0683e-05 | 0.11108 | 0.11108 | 0.11108 | 0.9895 | -0.20009 | 0.99066 | -0.17774 | 30.5162
20 | 0.044977 | 0.011374 | -0.044892 | -0.01132 | 8.5287e-05 | 5.3967e-05 | 0.068208 | 0.068209 | 0.068209 | 0.98173 | -0.35023 | 0.9797 | -0.38984 | 18.7386
21 | 0.0055537 | 0.0013917 | -0.0055521 | -0.0013915 | 1.656e-06 | 2.5789e-07 | 0.0083802 | 0.0083805 | 0.0083805 | 0.98613 | -0.26511 | 0.98581 | -0.27137 | 2.3023
22 | 0.043657 | 0.011011 | -0.043636 | -0.010998 | 2.0876e-05 | 1.3201e-05 | 0.066334 | 0.066334 | 0.066334 | 0.9797 | -0.38984 | 0.97919 | -0.39984 | 18.2236
23 | -0.079492 | -0.020213 | 0.079514 | 0.020227 | 2.2031e-05 | 1.3623e-05 | 0.1195 | 0.1195 | 0.1195 | 0.99066 | -0.17774 | 0.99096 | -0.17199 | 10.9435
24 | 0.0053831 | 0.001349 | -0.0053825 | -0.0013489 | 5.5205e-07 | 7.6622e-08 | 0.0081803 | 0.0081804 | 0.0081804 | 0.97919 | -0.39984 | 0.97908 | -0.40199 | 2.2474
25 | 0.038253 | 0.0096485 | -0.038226 | -0.0096311 | 2.7715e-05 | 1.7463e-05 | 0.058154 | 0.058154 | 0.058154 | 0.97919 | -0.39984 | 0.97841 | -0.41499 | 15.9763
26 | 0.0038278 | 0.00095934 | -0.0038278 | -0.00095935 | 6.229e-09 | -2.3571e-09 | 0.0057779 | 0.0057779 | 0.0057779 | 0.98581 | -0.27137 | 0.98581 | -0.2714 | 1.5873
27 | -0.084134 | -0.021503 | 0.084144 | 0.02151 | 1.069e-05 | 6.6316e-06 | 0.12595 | 0.12595 | 0.12595 | 0.99514 | -0.092176 | 0.99528 | -0.089549 | 11.534
28 | 0.084134 | 0.021503 | -0.084116 | -0.021492 | 1.7559e-05 | 1.0893e-05 | 0.12595 | 0.12595 | 0.12595 | 0.99514 | -0.092176 | 0.99491 | -0.096491 | 11.5341
29 | 0.12143 | 0.031042 | -0.12128 | -0.030951 | 0.00014373 | 9.1837e-05 | 0.18176 | 0.18176 | 0.18176 | 0.99528 | -0.089549 | 0.99399 | -0.11405 | 49.9339
30 | -0.20557 | -0.052552 | 0.20575 | 0.052666 | 0.00017819 | 0.00011345 | 0.30771 | 0.30771 | 0.30771 | 0.99528 | -0.089549 | 0.99622 | -0.071648 | 28.1787
31 | 0.084116 | 0.021492 | -0.08387 | -0.02134 | 0.00024598 | 0.00015261 | 0.12595 | 0.12595 | 0.12595 | 0.99491 | -0.096491 | 0.99174 | -0.15715 | 11.5342
32 | -0.081513 | -0.020728 | 0.081572 | 0.020764 | 5.8295e-05 | 3.6107e-05 | 0.12251 | 0.12251 | 0.12251 | 0.99096 | -0.17199 | 0.99174 | -0.15715 | 11.2185
33 | -0.0056999 | -0.0014285 | 0.0057001 | 0.0014286 | 2.1522e-07 | 3.7942e-08 | 0.0085832 | 0.0085832 | 0.0085832 | 0.98815 | -0.22737 | 0.98819 | -0.22658 | 2.358
34 | -0.008207 | -0.0020568 | 0.0082077 | 0.0020572 | 7.7992e-07 | 3.2467e-07 | 0.012358 | 0.012358 | 0.012358 | 0.98819 | -0.22658 | 0.98829 | -0.22458 | 3.3951
35 | -0.01223 | -0.0030651 | 0.012234 | 0.0030675 | 4.4326e-06 | 2.39e-06 | 0.018413 | 0.018413 | 0.018413 | 0.98829 | -0.22458 | 0.98868 | -0.21698 | 5.0586
36 | -0.019767 | -0.0049555 | 0.01977 | 0.0049571 | 2.6308e-06 | 1.582e-06 | 0.029751 | 0.029751 | 0.029751 | 0.98868 | -0.21698 | 0.98882 | -0.21419 | 8.1733
37 | -0.01977 | -0.0049571 | 0.019779 | 0.0049627 | 9.3177e-06 | 5.603e-06 | 0.029751 | 0.029751 | 0.029751 | 0.98882 | -0.21419 | 0.98933 | -0.2043 | 8.1733
38 | -0.016996 | -0.0042621 | 0.017 | 0.0042644 | 3.9066e-06 | 2.2913e-06 | 0.025436 | 0.025436 | 0.025436 | 0.9943 | -0.10849 | 0.99455 | -0.10367 | 6.9878
39 | 0.016996 | 0.0042621 | -0.016993 | -0.0042606 | 2.5601e-06 | 1.5017e-06 | 0.025436 | 0.025436 | 0.025436 | 0.9943 | -0.10849 | 0.99414 | -0.11165 | 6.9879
40 | -0.12343 | -0.031188 | 0.12362 | 0.031309 | 0.00018977 | 0.00012126 | 0.18476 | 0.18476 | 0.18476 | 0.99455 | -0.10367 | 0.99622 | -0.071648 | 50.7576
41 | 0.10643 | 0.026923 | -0.10638 | -0.026896 | 4.2827e-05 | 2.7351e-05 | 0.15932 | 0.15932 | 0.15932 | 0.99455 | -0.10367 | 0.99412 | -0.11206 | 43.7698
42 | 0.01562 | 0.0039164 | -0.015615 | -0.0039136 | 4.9248e-06 | 2.8405e-06 | 0.02338 | 0.02338 | 0.02338 | 0.99414 | -0.11165 | 0.9938 | -0.11827 | 6.4231
43 | -0.020249 | -0.0050767 | 0.02025 | 0.0050774 | 1.0802e-06 | 6.5049e-07 | 0.030278 | 0.030278 | 0.030278 | 0.99515 | -0.092105 | 0.99521 | -0.090985 | 8.3182
44 | 0.020249 | 0.0050767 | -0.020244 | -0.0050738 | 4.8367e-06 | 2.9128e-06 | 0.030278 | 0.030278 | 0.030278 | 0.99515 | -0.092105 | 0.99489 | -0.097119 | 8.3182
45 | -0.2017 | -0.051425 | 0.20182 | 0.051505 | 0.00012559 | 7.9948e-05 | 0.30189 | 0.30189 | 0.30189 | 0.99521 | -0.090985 | 0.99588 | -0.078096 | 27.6453
46 | 0.18145 | 0.046348 | -0.18108 | -0.046111 | 0.00037239 | 0.00023676 | 0.27161 | 0.27161 | 0.27161 | 0.99521 | -0.090985 | 0.99298 | -0.13353 | 24.8727
47 | 0.009493 | 0.0023792 | -0.0094922 | -0.0023788 | 8.1782e-07 | 3.8294e-07 | 0.014198 | 0.014198 | 0.014198 | 0.99489 | -0.097119 | 0.99479 | -0.098927 | 3.9007
48 | 0.010751 | 0.0026947 | -0.010749 | -0.0026935 | 2.2238e-06 | 1.1255e-06 | 0.01608 | 0.01608 | 0.01608 | 0.99489 | -0.097119 | 0.99466 | -0.10146 | 4.4176
49 | 0.012091 | 0.003031 | -0.012088 | -0.0030296 | 2.6043e-06 | 1.3894e-06 | 0.018057 | 0.018057 | 0.018057 | 0.9964 | -0.068186 | 0.99617 | -0.072708 | 4.9606
50 | 0.20435 | 0.052176 | -0.20425 | -0.052114 | 9.7818e-05 | 6.2276e-05 | 0.30551 | 0.30551 | 0.30551 | 0.9964 | -0.068186 | 0.99588 | -0.078096 | 27.9775
51 | -0.21644 | -0.055207 | 0.21679 | 0.05543 | 0.00035116 | 0.00022369 | 0.32357 | 0.32357 | 0.32357 | 0.9964 | -0.068186 | 0.99817 | -0.034648 | 29.631
52 | -0.22209 | -0.056757 | 0.22246 | 0.056995 | 0.00037285 | 0.00023755 | 0.33146 | 0.33146 | 0.33146 | 0.99817 | -0.034648 | 1 | 0 | 30.3537
53 | -0.32937 | -0.083975 | 0.32961 | 0.084133 | 0.00024834 | 0.00015862 | 0.49247 | 0.49247 | 0.49247 | 0.99622 | -0.071648 | 0.99704 | -0.056042 | 45.0978
54 | 0.1015 | 0.025671 | -0.1013 | -0.025545 | 0.00019742 | 0.00012605 | 0.15201 | 0.15201 | 0.15201 | 0.99412 | -0.11206 | 0.992 | -0.15269 | 41.7605
55 | -0.33142 | -0.084585 | 0.33164 | 0.084728 | 0.00022261 | 0.00014218 | 0.49516 | 0.49516 | 0.49516 | 0.99704 | -0.056042 | 0.99777 | -0.04215 | 45.3443
56 | 0.11395 | 0.028926 | -0.11389 | -0.028886 | 6.2033e-05 | 3.9629e-05 | 0.17149 | 0.17149 | 0.17149 | 0.98951 | -0.19989 | 0.98892 | -0.21121 | 47.1122
57 | -0.11395 | -0.028926 | 0.11412 | 0.029034 | 0.00016894 | 0.00010792 | 0.17149 | 0.17149 | 0.17149 | 0.98951 | -0.19989 | 0.99111 | -0.16912 | 47.1122
58 | 0.11389 | 0.028886 | -0.11364 | -0.028725 | 0.00025259 | 0.00016137 | 0.17149 | 0.17149 | 0.17149 | 0.98892 | -0.21121 | 0.98653 | -0.25745 | 47.1122
59 | -0.11574 | -0.02944 | 0.11574 | 0.029442 | 2.869e-06 | 1.8329e-06 | 0.17392 | 0.17392 | 0.17392 | 0.99111 | -0.16912 | 0.99114 | -0.16861 | 47.7808
60 | 0.11202 | 0.028319 | -0.11194 | -0.028271 | 7.4795e-05 | 4.778e-05 | 0.16904 | 0.16904 | 0.16904 | 0.98653 | -0.25745 | 0.98581 | -0.27138 | 46.4409
61 | 0.11948 | 0.030498 | -0.11948 | -0.030497 | 1.4564e-06 | 9.3052e-07 | 0.17906 | 0.17906 | 0.17906 | 0.99399 | -0.11405 | 0.99398 | -0.1143 | 49.1919
62 | 0.007769 | 0.0019473 | -0.0077679 | -0.0019468 | 1.1372e-06 | 4.3749e-07 | 0.011633 | 0.011633 | 0.011633 | 0.9938 | -0.11827 | 0.99364 | -0.12134 | 3.1958
63 | -0.045723 | -0.011489 | 0.045734 | 0.011496 | 1.125e-05 | 7.1193e-06 | 0.068936 | 0.068936 | 0.068936 | 0.98711 | -0.24748 | 0.98737 | -0.24233 | 18.9384
64 | 0.045723 | 0.011489 | -0.045712 | -0.011481 | 1.1199e-05 | 7.087e-06 | 0.068936 | 0.068936 | 0.068936 | 0.98711 | -0.24748 | 0.98684 | -0.25262 | 18.9384
65 | -0.045734 | -0.011496 | 0.045758 | 0.01151 | 2.3412e-05 | 1.4815e-05 | 0.068936 | 0.068936 | 0.068936 | 0.98737 | -0.24233 | 0.98792 | -0.23162 | 18.9383
66 | 0.036871 | 0.0092656 | -0.036843 | -0.009248 | 2.8066e-05 | 1.7653e-05 | 0.055605 | 0.055605 | 0.055605 | 0.98684 | -0.25262 | 0.98602 | -0.26858 | 15.276
67 | 0.17427 | 0.044406 | -0.17423 | -0.044381 | 3.8827e-05 | 2.4673e-05 | 0.26141 | 0.26141 | 0.26141 | 0.99298 | -0.13353 | 0.99273 | -0.13815 | 23.9388
68 | 0.0033032 | 0.00082777 | -0.0033031 | -0.00082785 | 9.9821e-08 | -7.767e-08 | 0.004941 | 0.004941 | 0.004941 | 0.99479 | -0.098927 | 0.99476 | -0.099562 | 1.3574
69 | 0.006189 | 0.001551 | -0.0061885 | -0.0015509 | 5.0649e-07 | 1.1956e-07 | 0.0092575 | 0.0092575 | 0.0092575 | 0.99479 | -0.098927 | 0.99471 | -0.10065 | 2.5433
70 | 0.0052413 | 0.0013133 | -0.0052406 | -0.0013132 | 7.1182e-07 | 5.4888e-08 | 0.0078409 | 0.0078411 | 0.0078411 | 0.99466 | -0.10146 | 0.99452 | -0.10431 | 2.1541
71 | -0.0023916 | -0.0005994 | 0.0023919 | 0.00059896 | 2.2292e-07 | -4.3662e-07 | 0.0036137 | 0.0036135 | 0.0036137 | 0.98481 | -0.29226 | 0.98491 | -0.29031 | 0.99277
72 | -0.022568 | -0.0056615 | 0.022585 | 0.0056719 | 1.71e-05 | 1.0444e-05 | 0.034098 | 0.034098 | 0.034098 | 0.98491 | -0.29031 | 0.98572 | -0.27443 | 9.3676
73 | 0.020176 | 0.0050625 | -0.020167 | -0.0050572 | 8.7844e-06 | 5.3014e-06 | 0.030485 | 0.030485 | 0.030485 | 0.98491 | -0.29031 | 0.98444 | -0.29944 | 8.375
74 | 0.33773 | 0.08652 | -0.3375 | -0.086374 | 0.00022962 | 0.00014667 | 0.50322 | 0.50322 | 0.50322 | 1 | 0 | 0.99926 | -0.014041 | 46.0823
75 | 0.018559 | 0.0046536 | -0.018555 | -0.0046511 | 4.2137e-06 | 2.5096e-06 | 0.02784 | 0.02784 | 0.02784 | 0.992 | -0.15269 | 0.99176 | -0.15745 | 7.6483
76 | 0.082742 | 0.020892 | -0.082563 | -0.020778 | 0.00017864 | 0.00011393 | 0.12417 | 0.12417 | 0.12417 | 0.992 | -0.15269 | 0.98967 | -0.19785 | 34.1122
77 | -0.33344 | -0.085179 | 0.33367 | 0.085325 | 0.00022785 | 0.00014553 | 0.49785 | 0.49785 | 0.49785 | 0.99777 | -0.04215 | 0.99852 | -0.028027 | 45.5905
78 | -0.031907 | -0.0080206 | 0.031923 | 0.0080309 | 1.6415e-05 | 1.0274e-05 | 0.048645 | 0.048645 | 0.048645 | 0.97618 | -0.4588 | 0.97672 | -0.44803 | 13.364
79 | 0.031907 | 0.0080206 | -0.031884 | -0.0080066 | 2.2428e-05 | 1.4038e-05 | 0.048645 | 0.048645 | 0.048645 | 0.97618 | -0.4588 | 0.97543 | -0.47353 | 13.364
80 | -0.033477 | -0.0084203 | 0.033497 | 0.008433 | 2.0209e-05 | 1.2674e-05 | 0.051012 | 0.051012 | 0.051012 | 0.97672 | -0.44803 | 0.97737 | -0.4354 | 14.0143
81 | 0.020213 | 0.0050797 | -0.02021 | -0.0050783 | 2.3218e-06 | 1.4047e-06 | 0.03084 | 0.03084 | 0.03084 | 0.97543 | -0.47353 | 0.9753 | -0.47593 | 8.4724
82 | 0.011671 | 0.0029269 | -0.011663 | -0.0029226 | 8.0074e-06 | 4.2846e-06 | 0.017805 | 0.017806 | 0.017806 | 0.97543 | -0.47353 | 0.9747 | -0.48793 | 4.8917
83 | -0.03413 | -0.0085916 | 0.034131 | 0.008592 | 6.283e-07 | 3.9434e-07 | 0.051975 | 0.051975 | 0.051975 | 0.97737 | -0.4354 | 0.97739 | -0.43501 | 14.279
84 | 0.02021 | 0.0050783 | -0.020186 | -0.0050635 | 2.438e-05 | 1.4751e-05 | 0.03084 | 0.03084 | 0.03084 | 0.9753 | -0.47593 | 0.97402 | -0.50124 | 8.4725
85 | 0.0076021 | 0.0019047 | -0.0076003 | -0.001904 | 1.8074e-06 | 7.1085e-07 | 0.011605 | 0.011606 | 0.011606 | 0.9747 | -0.48793 | 0.97444 | -0.49292 | 3.1884
86 | -0.035303 | -0.0088857 | 0.035337 | 0.008907 | 3.3828e-05 | 2.1258e-05 | 0.05376 | 0.05376 | 0.05376 | 0.97739 | -0.43501 | 0.97841 | -0.41499 | 14.7692
87 | 0.015476 | 0.0038832 | -0.015468 | -0.0038782 | 8.5357e-06 | 4.9564e-06 | 0.023645 | 0.023645 | 0.023645 | 0.97402 | -0.50124 | 0.97343 | -0.51281 | 6.4959
88 | 0.0039852 | 0.00099797 | -0.0039836 | -0.00099838 | 1.5805e-06 | -4.0562e-07 | 0.0060852 | 0.0060857 | 0.0060857 | 0.97444 | -0.49292 | 0.97402 | -0.50125 | 1.6719
89 | 0.0010787 | 0.00027028 | -0.0010787 | -0.00027034 | 5.1137e-09 | -6.0537e-08 | 0.0016394 | 0.0016394 | 0.0016394 | 0.97908 | -0.40199 | 0.97907 | -0.40209 | 0.45038
90 | 0.01318 | 0.0033049 | -0.013177 | -0.0033033 | 2.9569e-06 | 1.651e-06 | 0.020148 | 0.020149 | 0.020149 | 0.97343 | -0.51281 | 0.9732 | -0.51752 | 5.5353
91 | 0.010691 | 0.0026802 | -0.010688 | -0.0026787 | 2.8577e-06 | 1.4747e-06 | 0.016347 | 0.016347 | 0.016347 | 0.9732 | -0.51752 | 0.97291 | -0.52313 | 4.491
92 | 0.0069159 | 0.0017332 | -0.0069149 | -0.0017329 | 1.0109e-06 | 3.4782e-07 | 0.010577 | 0.010578 | 0.010578 | 0.97291 | -0.52313 | 0.97276 | -0.5262 | 2.9059
93 | 0.0042911 | 0.0010753 | -0.0042907 | -0.0010753 | 4.2654e-07 | -5.4698e-08 | 0.006564 | 0.0065641 | 0.0065641 | 0.97276 | -0.5262 | 0.97265 | -0.52829 | 1.8033
94 | -0.00040287 | -0.00010097 | 0.00040287 | 0.00010068 | 3.1756e-09 | -2.8731e-07 | 0.00060951 | 0.00060941 | 0.00060951 | 0.98354 | -0.31698 | 0.98355 | -0.31681 | 0.16745
95 | -0.015268 | -0.0038261 | 0.01527 | 0.0038276 | 2.543e-06 | 1.4662e-06 | 0.023098 | 0.023098 | 0.023098 | 0.98355 | -0.31681 | 0.98373 | -0.31332 | 6.3457
96 | -0.01527 | -0.0038276 | 0.015272 | 0.0038289 | 2.3306e-06 | 1.3437e-06 | 0.023098 | 0.023098 | 0.023098 | 0.98373 | -0.31332 | 0.98389 | -0.31012 | 6.3457
97 | -0.026415 | -0.0066258 | 0.026423 | 0.0066308 | 8.1211e-06 | 5.0213e-06 | 0.039732 | 0.039732 | 0.039732 | 0.98933 | -0.2043 | 0.98967 | -0.19785 | 10.9153
98 | 0.0014613 | 0.00036563 | -0.0014612 | -0.00036621 | 9.2598e-08 | -5.8369e-07 | 0.0022091 | 0.0022093 | 0.0022093 | 0.98422 | -0.30365 | 0.98416 | -0.30499 | 0.60695
99 | -0.0024454 | -0.00061227 | 0.0024459 | 0.00061137 | 4.9003e-07 | -9.0189e-07 | 0.0036969 | 0.0036965 | 0.0036969 | 0.98422 | -0.30365 | 0.98444 | -0.29944 | 1.0156
100 | 0.017722 | 0.0044458 | -0.017713 | -0.0044405 | 9.0128e-06 | 5.3426e-06 | 0.026788 | 0.026789 | 0.026789 | 0.98444 | -0.29944 | 0.98389 | -0.31012 | 7.3595
101 | -0.0052405 | -0.0013132 | 0.0052406 | 0.0013132 | 9.9094e-08 | 7.6516e-09 | 0.0078411 | 0.0078411 | 0.0078411 | 0.9945 | -0.10471 | 0.99452 | -0.10431 | 2.1541
102 | 0.0052405 | 0.0013132 | -0.0052402 | -0.0013132 | 2.9798e-07 | 2.3025e-08 | 0.0078411 | 0.0078411 | 0.0078411 | 0.9945 | -0.10471 | 0.99443 | -0.1059 | 2.1542
103 | 0.0026985 | 0.00067615 | -0.0026984 | -0.00067621 | 4.0716e-08 | -6.034e-08 | 0.0040378 | 0.0040378 | 0.0040378 | 0.99443 | -0.1059 | 0.99442 | -0.10622 | 1.1093
104 | 0.0054069 | 0.001355 | -0.0054065 | -0.001355 | 4.903e-07 | 6.3646e-08 | 0.0081621 | 0.0081622 | 0.0081622 | 0.98572 | -0.27443 | 0.98562 | -0.27633 | 2.2424
105 | -0.027992 | -0.007027 | 0.028 | 0.0070318 | 7.8143e-06 | 4.8524e-06 | 0.04226 | 0.04226 | 0.04226 | 0.98572 | -0.27443 | 0.98602 | -0.26858 | 11.6099
106 | 0.0035951 | 0.00090092 | -0.003595 | -0.00090098 | 1.1948e-07 | -6.6525e-08 | 0.005378 | 0.005378 | 0.005378 | 0.99471 | -0.10065 | 0.99467 | -0.10134 | 1.4775
107 | 0.0013492 | 0.00033806 | -0.0013492 | -0.00033814 | 9.8007e-09 | -7.6911e-08 | 0.0020189 | 0.0020189 | 0.0020189 | 0.99442 | -0.10622 | 0.99441 | -0.10637 | 0.55465
108 | 0.15562 | 0.039717 | -0.15557 | -0.039682 | 5.4985e-05 | 3.4878e-05 | 0.23352 | 0.23352 | 0.23352 | 0.99273 | -0.13815 | 0.99235 | -0.14547 | 21.3847
109 | 0.012195 | 0.0030566 | -0.012195 | -0.0030563 | 4.5985e-07 | 2.4924e-07 | 0.018517 | 0.018517 | 0.018517 | 0.98004 | -0.38392 | 0.98 | -0.38472 | 5.087
110 | -0.093652 | -0.023472 | 0.093823 | 0.023581 | 0.00017089 | 0.00010908 | 0.14219 | 0.14219 | 0.14219 | 0.98004 | -0.38392 | 0.98199 | -0.3457 | 39.0645
111 | 0.0089763 | 0.0022497 | -0.0089763 | -0.0022497 | 3.5238e-08 | 1.6179e-08 | 0.01363 | 0.01363 | 0.01363 | 0.98 | -0.38472 | 0.97999 | -0.3848 | 3.7444
112 | 0.011254 | 0.0028218 | -0.011248 | -0.0028191 | 5.1742e-06 | 2.7115e-06 | 0.017053 | 0.017053 | 0.017053 | 0.98199 | -0.3457 | 0.9815 | -0.35535 | 4.685
113 | -0.10508 | -0.026403 | 0.10519 | 0.026476 | 0.0001148 | 7.3319e-05 | 0.15925 | 0.15925 | 0.15925 | 0.98199 | -0.3457 | 0.98316 | -0.32284 | 43.7495
114 | -0.10681 | -0.026882 | 0.10691 | 0.026945 | 9.9109e-05 | 6.3302e-05 | 0.1617 | 0.1617 | 0.1617 | 0.98316 | -0.32284 | 0.98416 | -0.30344 | 44.4228
115 | -0.10853 | -0.027351 | 0.1086 | 0.027396 | 7.0434e-05 | 4.4989e-05 | 0.16415 | 0.16415 | 0.16415 | 0.98416 | -0.30344 | 0.98485 | -0.28988 | 45.0962
116 | -0.11022 | -0.027803 | 0.11032 | 0.027865 | 9.7717e-05 | 6.242e-05 | 0.1666 | 0.1666 | 0.1666 | 0.98485 | -0.28988 | 0.98581 | -0.27138 | 45.7691
117 | 0.3357 | 0.085922 | -0.33547 | -0.085777 | 0.00022718 | 0.00014511 | 0.50053 | 0.50053 | 0.50053 | 0.99926 | -0.014041 | 0.99852 | -0.028027 | 45.8365
118 | 0.12972 | 0.033139 | -0.12961 | -0.033066 | 0.00011471 | 7.2481e-05 | 0.19499 | 0.19499 | 0.19499 | 0.99109 | -0.16955 | 0.99013 | -0.18785 | 17.8563
119 | -0.14679 | -0.037416 | 0.14693 | 0.037506 | 0.00014216 | 9.0081e-05 | 0.22061 | 0.22061 | 0.22061 | 0.99109 | -0.16955 | 0.99214 | -0.1495 | 20.2024
120 | 0.12703 | 0.032419 | -0.12691 | -0.032346 | 0.00011559 | 7.3001e-05 | 0.19111 | 0.19111 | 0.19111 | 0.99013 | -0.18785 | 0.98915 | -0.20671 | 17.501
121 | -0.15354 | -0.039161 | 0.15357 | 0.03918 | 2.9932e-05 | 1.8982e-05 | 0.23052 | 0.23052 | 0.23052 | 0.99214 | -0.1495 | 0.99235 | -0.14547 | 21.1096
122 | 0.12374 | 0.031552 | -0.12364 | -0.031491 | 9.7124e-05 | 6.1298e-05 | 0.18634 | 0.18634 | 0.18634 | 0.98915 | -0.20671 | 0.9883 | -0.22298 | 17.0643
123 | 0.121 | 0.030829 | -0.12098 | -0.030815 | 2.2409e-05 | 1.4134e-05 | 0.18237 | 0.18237 | 0.18237 | 0.9883 | -0.22298 | 0.9881 | -0.22682 | 16.7004
124 | 0.0037589 | 0.00094122 | -0.0037585 | -0.00094138 | 3.6908e-07 | -1.5721e-07 | 0.0056603 | 0.0056605 | 0.0056605 | 0.9881 | -0.22682 | 0.988 | -0.22888 | 1.5551
125 | 0.11722 | 0.029874 | -0.11715 | -0.029828 | 7.1604e-05 | 4.5748e-05 | 0.17671 | 0.17671 | 0.17671 | 0.9881 | -0.22682 | 0.98744 | -0.23948 | 48.5461
126 | 0.00076452 | 0.00019118 | -0.00076451 | -0.0001916 | 1.7026e-08 | -4.2771e-07 | 0.0011513 | 0.0011514 | 0.0011514 | 0.988 | -0.22888 | 0.98797 | -0.22935 | 0.31633
127 | 0.002994 | 0.0007502 | -0.0029939 | -0.00075033 | 1.2796e-07 | -1.3301e-07 | 0.0045092 | 0.0045093 | 0.0045093 | 0.988 | -0.22888 | 0.98795 | -0.22978 | 1.2388
128 | 0.0034365 | 0.0008611 | -0.0034365 | -0.00086112 | 3.556e-08 | -2.2473e-08 | 0.0051786 | 0.0051786 | 0.0051786 | 0.98744 | -0.23948 | 0.98743 | -0.2397 | 1.4227
129 | 0.11372 | 0.028967 | -0.11338 | -0.028755 | 0.00033209 | 0.00021215 | 0.17153 | 0.17153 | 0.17153 | 0.98744 | -0.23948 | 0.98429 | -0.30021 | 47.1234
130 | 0.0034365 | 0.00086112 | -0.0034363 | -0.00086123 | 1.6344e-07 | -1.0327e-07 | 0.0051786 | 0.0051787 | 0.0051787 | 0.98743 | -0.2397 | 0.98738 | -0.2407 | 1.4227
131 | 0.10478 | 0.026599 | -0.1046 | -0.026481 | 0.00018458 | 0.00011788 | 0.15853 | 0.15853 | 0.15853 | 0.98429 | -0.30021 | 0.9824 | -0.3369 | 43.5515
132 | 0.1046 | 0.026481 | -0.10441 | -0.026362 | 0.0001873 | 0.00011962 | 0.15853 | 0.15853 | 0.15853 | 0.9824 | -0.3369 | 0.98048 | -0.37427 | 43.5515
133 | -0.043297 | -0.010878 | 0.04334 | 0.010906 | 4.2978e-05 | 2.718e-05 | 0.066169 | 0.066169 | 0.066169 | 0.9738 | -0.50511 | 0.97486 | -0.48433 | 18.1783
134 | 0.043297 | 0.010878 | -0.043251 | -0.01085 | 4.5565e-05 | 2.8817e-05 | 0.066169 | 0.066169 | 0.066169 | 0.9738 | -0.50511 | 0.97268 | -0.52718 | 18.1783
135 | -0.04334 | -0.010906 | 0.043383 | 0.010933 | 4.3708e-05 | 2.7641e-05 | 0.066169 | 0.066169 | 0.066169 | 0.97486 | -0.48433 | 0.97593 | -0.46325 | 18.1783
136 | 0.031479 | 0.0078993 | -0.031453 | -0.0078828 | 2.6294e-05 | 1.6453e-05 | 0.04816 | 0.048161 | 0.048161 | 0.97268 | -0.52718 | 0.9718 | -0.54471 | 13.2309
137 | -0.054724 | -0.013776 | 0.054801 | 0.013824 | 7.6275e-05 | 4.8451e-05 | 0.083461 | 0.08346 | 0.083461 | 0.97593 | -0.46325 | 0.97742 | -0.43413 | 22.9287
138 | -0.007402 | -0.0018551 | 0.0074027 | 0.0018554 | 6.7903e-07 | 2.5536e-07 | 0.011261 | 0.011261 | 0.011261 | 0.97808 | -0.42122 | 0.97818 | -0.41929 | 3.0937
139 | -0.0074027 | -0.0018554 | 0.007403 | 0.0018555 | 3.1167e-07 | 1.1719e-07 | 0.011261 | 0.011261 | 0.011261 | 0.97818 | -0.41929 | 0.97822 | -0.41841 | 3.0937
140 | -0.095599 | -0.024075 | 0.095648 | 0.024106 | 4.8608e-05 | 3.1032e-05 | 0.14546 | 0.14546 | 0.14546 | 0.97822 | -0.41841 | 0.97876 | -0.40778 | 39.9622
141 | 0.088197 | 0.02222 | -0.08813 | -0.022177 | 6.6294e-05 | 4.2305e-05 | 0.1342 | 0.1342 | 0.1342 | 0.97822 | -0.41841 | 0.97742 | -0.43413 | 36.8685
142 | -0.095648 | -0.024106 | 0.095802 | 0.024204 | 0.00015362 | 9.807e-05 | 0.14546 | 0.14546 | 0.14546 | 0.97876 | -0.40778 | 0.98048 | -0.37427 | 39.9622
143 | -0.11736 | -0.029848 | 0.11767 | 0.030045 | 0.00030796 | 0.00019675 | 0.17636 | 0.17636 | 0.17636 | 0.99114 | -0.16861 | 0.99398 | -0.1143 | 48.4494
144 | -0.051164 | -0.012865 | 0.051176 | 0.012873 | 1.1907e-05 | 7.5518e-06 | 0.077079 | 0.077079 | 0.077079 | 0.98792 | -0.23162 | 0.98817 | -0.22674 | 21.1755
145 | -0.056062 | -0.014098 | 0.05614 | 0.014147 | 7.7473e-05 | 4.9211e-05 | 0.084437 | 0.084437 | 0.084437 | 0.98817 | -0.22674 | 0.98967 | -0.19785 | 23.1969
146 | -0.0076721 | -0.0019228 | 0.0076726 | 0.001923 | 5.4171e-07 | 2.0616e-07 | 0.011514 | 0.011514 | 0.011514 | 0.99149 | -0.16274 | 0.99156 | -0.16126 | 3.1632
147 | 0.0076721 | 0.0019228 | -0.0076712 | -0.0019224 | 8.7567e-07 | 3.333e-07 | 0.011514 | 0.011514 | 0.011514 | 0.99149 | -0.16274 | 0.99136 | -0.16514 | 3.1633
148 | -0.013114 | -0.0032867 | 0.013116 | 0.003288 | 2.378e-06 | 1.3107e-06 | 0.01968 | 0.01968 | 0.01968 | 0.99156 | -0.16126 | 0.99176 | -0.15745 | 5.4065
149 | 0.0038365 | 0.00096138 | -0.0038363 | -0.00096146 | 2.1776e-07 | -8.6408e-08 | 0.0057585 | 0.0057586 | 0.0057586 | 0.99136 | -0.16514 | 0.9913 | -0.16633 | 1.582

## res_trafo
| p_hv_mw | q_hv_mvar | p_lv_mw | q_lv_mvar | pl_mw | ql_mvar | i_hv_ka | i_lv_ka | vm_hv_pu | va_hv_degree | vm_lv_pu | va_lv_degree | loading_percent
0 | -1.2729e-15 | -1.3162e-15 | 0.00165 | 1.2699e-07 | 0.00165 | 1.2699e-07 | 5.2857e-17 | 0.0023815 | 0.99998 | 149.9956 | 1 | 0 | 0.2619

## res_ext_grid
| p_mw | q_mvar
0 | 0.56365 | 0.14397

## res_load
| p_mw | q_mvar
0 | 0.0011035 | 0.00027657
1 | 0.0053745 | 0.001347
2 | 0.00031356 | 7.8585e-05
3 | 0.0024601 | 0.00061657
4 | 0.0028375 | 0.00071115
5 | 0.0023921 | 0.00059952
6 | 0.0018331 | 0.00045942
7 | 0.0015155 | 0.00037982
8 | 0.00014741 | 3.6945e-05
9 | 0.00034301 | 8.5967e-05
10 | 0.0015007 | 0.00037612
11 | 0.00071153 | 0.00017833
12 | 0.0023223 | 0.00058203
13 | 0.0012343 | 0.00030934
14 | 0.0056086 | 0.0014056
15 | 0.0017242 | 0.00043213
16 | 0.0038278 | 0.00095935
17 | 0.0019998 | 0.00050119
18 | 0.0022984 | 0.00057602
19 | 0.0056999 | 0.0014285
20 | 0.0025069 | 0.00062828
21 | 0.0040218 | 0.001008
22 | 0.0075331 | 0.001888
23 | 0.0013736 | 0.00034425
24 | 0.012088 | 0.0030296
25 | 0.0024277 | 0.00060844
26 | 0.0052948 | 0.001327
27 | 0.0048865 | 0.0012247
28 | 0.0018032 | 0.00045193
29 | 0.0016211 | 0.00040629
30 | 0.0016201 | 0.00040605
31 | 0.0018043 | 0.00045219
32 | 0.0078456 | 0.0019663
33 | 0.008841 | 0.0022158
34 | 0.006805 | 0.0017055
35 | 0.0055073 | 0.0013803
36 | 0.0023916 | 0.0005994
37 | 0.0018028 | 0.00045183
38 | 0.0018028 | 0.00045183
39 | 0.0015539 | 0.00038943
40 | 0.00063278 | 0.00015859
41 | 0.0040614 | 0.0010179
42 | 0.0011722 | 0.00029377
43 | 0.0047096 | 0.0011803
44 | 0.0036151 | 0.00090603
45 | 0.0028892 | 0.0007241
46 | 0.0043038 | 0.0010786
47 | 0.0010787 | 0.00027034
48 | 0.0039836 | 0.00099838
49 | 0.0022875 | 0.0005733
50 | 0.0024862 | 0.00062311
51 | 0.0037725 | 0.00094548
52 | 0.0026238 | 0.00065758
53 | 0.0042907 | 0.0010753
54 | 0.00040287 | 0.00010097
55 | 0.014865 | 0.0037254
56 | 0.006636 | 0.0016631
57 | 0.00098411 | 0.00024664
58 | 0.0014612 | 0.00036621
59 | 0.0024401 | 0.00061156
60 | 0.0025418 | 0.00063703
61 | 0.0033031 | 0.00082785
62 | 0.0025934 | 0.00064997
63 | 0.0013492 | 0.00033814
64 | 0.0054065 | 0.001355
65 | 0.0088427 | 0.0022162
66 | 0.0077679 | 0.0019468
67 | 0.003595 | 0.00090098
68 | 0.018608 | 0.0046636
69 | 0.081457 | 0.020415
70 | 0.0032186 | 0.00080665
71 | 0.0089763 | 0.0022497
72 | 0.011248 | 0.0028191
73 | 0.0016194 | 0.00040587
74 | 0.0016211 | 0.00040629
75 | 0.0016211 | 0.00040629
76 | 0.0018028 | 0.00045183
77 | 0.0018028 | 0.00045183
78 | 0.017064 | 0.0042767
79 | 0.0025818 | 0.00064707
80 | 0.0066058 | 0.0016556
81 | 0.0031699 | 0.00079445
82 | 0.0020032 | 0.00050204
83 | 0.0026399 | 0.00066162
84 | 0.00076451 | 0.0001916
85 | 0.0029939 | 0.00075033
86 | 0.0086005 | 0.0021555
87 | 0.0034363 | 0.00086123
88 | 0.011772 | 0.0029503
89 | 0.011341 | 0.0028423
90 | 0.031453 | 0.0078828
91 | 0.007402 | 0.0018551
92 | 0.03333 | 0.0083532
93 | 0.008609 | 0.0021576
94 | 0.0016211 | 0.00040629
95 | 0.0018053 | 0.00045245
96 | 0.0016201 | 0.00040605
97 | 0.0054064 | 0.001355
98 | 0.0048865 | 0.0012247
99 | 0.0013492 | 0.00033814
100 | 0.0054412 | 0.0013637
101 | 0.0038347 | 0.00096106
102 | 0.0054388 | 0.0013631
103 | 0.0038363 | 0.00096146

## dtypes
| element | column | dtype
0 | bus | name | object
1 | bus | vn_kv | float64
2 | bus | type | object
3 | bus | zone | object
4 | bus | in_service | bool
5 | load | name | object
6 | load | bus | uint32
7 | load | p_mw | float64
8 | load | q_mvar | float64
9 | load | const_z_percent | float64
10 | load | const_i_percent | float64
11 | load | sn_mva | float64
12 | load | scaling | float64
13 | load | in_service | bool
14 | load | type | object
15 | ext_grid | name | object
16 | ext_grid | bus | uint32
17 | ext_grid | vm_pu | float64
18 | ext_grid | va_degree | float64
19 | ext_grid | slack_weight | float64
20 | ext_grid | in_service | bool
21 | line | name | object
22 | line | std_type | object
23 | line | from_bus | uint32
24 | line | to_bus | uint32
25 | line | length_km | float64
26 | line | r_ohm_per_km | float64
27 | line | x_ohm_per_km | float64
28 | line | c_nf_per_km | float64
29 | line | g_us_per_km | float64
30 | line | max_i_ka | float64
31 | line | df | float64
32 | line | parallel | uint32
33 | line | type | object
34 | line | in_service | bool
35 | trafo | name | object
36 | trafo | std_type | object
37 | trafo | hv_bus | uint32
38 | trafo | lv_bus | uint32
39 | trafo | sn_mva | float64
40 | trafo | vn_hv_kv | float64
41 | trafo | vn_lv_kv | float64
42 | trafo | vk_percent | float64
43 | trafo | vkr_percent | float64
44 | trafo | pfe_kw | float64
45 | trafo | i0_percent | float64
46 | trafo | shift_degree | float64
47 | trafo | tap_side | object
48 | trafo | tap_neutral | int32
49 | trafo | tap_min | int32
50 | trafo | tap_max | int32
51 | trafo | tap_step_percent | float64
52 | trafo | tap_step_degree | float64
53 | trafo | tap_pos | int32
54 | trafo | tap_phase_shifter | bool
55 | trafo | parallel | uint32
56 | trafo | df | float64
57 | trafo | in_service | bool
58 | line_geodata | coords | object
59 | bus_geodata | x | float64
60 | bus_geodata | y | float64
61 | bus_geodata | coords | object
62 | res_bus | vm_pu | float64
63 | res_bus | va_degree | float64
64 | res_bus | p_mw | float64
65 | res_bus | q_mvar | float64
66 | res_line | p_from_mw | float64
67 | res_line | q_from_mvar | float64
68 | res_line | p_to_mw | float64
69 | res_line | q_to_mvar | float64
70 | res_line | pl_mw | float64
71 | res_line | ql_mvar | float64
72 | res_line | i_from_ka | float64
73 | res_line | i_to_ka | float64
74 | res_line | i_ka | float64
75 | res_line | vm_from_pu | float64
76 | res_line | va_from_degree | float64
77 | res_line | vm_to_pu | float64
78 | res_line | va_to_degree | float64
79 | res_line | loading_percent | float64
80 | res_trafo | p_hv_mw | float64
81 | res_trafo | q_hv_mvar | float64
82 | res_trafo | p_lv_mw | float64
83 | res_trafo | q_lv_mvar | float64
84 | res_trafo | pl_mw | float64
85 | res_trafo | ql_mvar | float64
86 | res_trafo | i_hv_ka | float64
87 | res_trafo | i_lv_ka | float64
88 | res_trafo | vm_hv_pu | float64
89 | res_trafo | va_hv_degree | float64
90 | res_trafo | vm_lv_pu | float64
91 | res_trafo | va_lv_degree | float64
92 | res_trafo | loading_percent | float64
93 | res_ext_grid | p_mw | float64
94 | res_ext_grid | q_mvar | float64
95 | res_load | p_mw | float64
96 | res_load | q_mvar | float64

## parameters
| version | format_version | converged | OPF_converged | name | f_hz | sn_mva
0 | 2.14.6 | 2.14.0 | TRUE | FALSE |  | 50 | 1