## bus
| name | vn_kv | type | zone | in_service
0 | bus_LV_158-23_0_4_node_0 | 0.4 | n |  | TRUE
1 | bus_LV_158-23_0_4_node_1 | 0.4 | n |  | TRUE
2 | bus_LV_158-23_0_4_node_4 | 0.4 | n |  | TRUE
3 | bus_LV_158-23_0_4_node_5 | 0.4 | n |  | TRUE
4 | bus_LV_158-23_0_4_node_123 | 0.4 | n |  | TRUE
5 | bus_LV_158-23_0_4_node_3 | 0.4 | n |  | TRUE
6 | bus_LV_158-23_0_4_node_6 | 0.4 | n |  | TRUE
7 | bus_LV_158-23_0_4_node_7 | 0.4 | n |  | TRUE
8 | bus_LV_158-23_0_4_node_21 | 0.4 | n |  | TRUE
9 | bus_LV_158-23_0_4_node_8 | 0.4 | n |  | TRUE
10 | bus_LV_158-23_0_4_node_9 | 0.4 | n |  | TRUE
11 | bus_LV_158-23_0_4_node_10 | 0.4 | n |  | TRUE
12 | bus_LV_158-23_0_4_node_11 | 0.4 | n |  | TRUE
13 | bus_LV_158-23_0_4_node_15 | 0.4 | n |  | TRUE
14 | bus_LV_158-23_0_4_node_14 | 0.4 | n |  | TRUE
15 | bus_LV_158-23_0_4_node_13 | 0.4 | n |  | TRUE
16 | bus_LV_158-23_0_4_node_19 | 0.4 | n |  | TRUE
17 | bus_LV_158-23_0_4_node_91 | 0.4 | n |  | TRUE
18 | bus_LV_158-23_0_4_node_12 | 0.4 | n |  | TRUE
19 | bus_LV_158-23_0_4_node_17 | 0.4 | n |  | TRUE
20 | bus_LV_158-23_0_4_node_93 | 0.4 | n |  | TRUE
21 | bus_LV_158-23_0_4_node_89 | 0.4 | n |  | TRUE
22 | bus_LV_158-23_0_4_node_16 | 0.4 | n |  | TRUE
23 | bus_LV_158-23_0_4_node_25 | 0.4 | n |  | TRUE
24 | bus_LV_158-23_0_4_node_23 | 0.4 | n |  | TRUE
25 | bus_LV_158-23_0_4_node_18 | 0.4 | n |  | TRUE
26 | bus_LV_158-23_0_4_node_20 | 0.4 | n |  | TRUE
27 | bus_LV_158-23_0_4_node_113 | 0.4 | n |  | TRUE
28 | bus_LV_158-23_0_4_node_22 | 0.4 | n |  | TRUE
29 | bus_LV_158-23_0_4_node_24 | 0.4 | n |  | TRUE
30 | bus_LV_158-23_0_4_node_26 | 0.4 | n |  | TRUE
31 | bus_LV_158-23_0_4_node_120 | 0.4 | n |  | TRUE
32 | bus_LV_158-23_0_4_node_121 | 0.4 | n |  | TRUE
33 | bus_LV_158-23_0_4_node_27 | 0.4 | n |  | TRUE
34 | bus_LV_158-23_0_4_node_28 | 0.4 | n |  | TRUE
35 | bus_LV_158-23_0_4_node_29 | 0.4 | n |  | TRUE
36 | bus_LV_158-23_0_4_node_30 | 0.4 | n |  | TRUE
37 | bus_LV_158-23_0_4_node_31 | 0.4 | n |  | TRUE
38 | bus_LV_158-23_0_4_node_32 | 0.4 | n |  | TRUE
39 | bus_LV_158-23_0_4_node_33 | 0.4 | n |  | TRUE
40 | bus_LV_158-23_0_4_node_47 | 0.4 | n |  | TRUE
41 | bus_LV_158-23_0_4_node_46 | 0.4 | n |  | TRUE
42 | bus_LV_158-23_0_4_node_53 | 0.4 | n |  | TRUE
43 | bus_LV_158-23_0_4_node_124 | 0.4 | n |  | TRUE
44 | bus_LV_158-23_0_4_node_50 | 0.4 | n |  | TRUE
45 | bus_LV_158-23_0_4_node_51 | 0.4 | n |  | TRUE
46 | bus_LV_158-23_0_4_node_44 | 0.4 | n |  | TRUE
47 | bus_LV_158-23_0_4_node_54 | 0.4 | n |  | TRUE
48 | bus_LV_158-23_0_4_node_34 | 0.4 | n |  | TRUE
49 | bus_LV_158-23_0_4_node_35 | 0.4 | n |  | TRUE
50 | bus_LV_158-23_0_4_node_36 | 0.4 | n |  | TRUE
51 | bus_LV_158-23_0_4_node_37 | 0.4 | n |  | TRUE
52 | bus_LV_158-23_0_4_node_38 | 0.4 | n |  | TRUE
53 | bus_LV_158-23_0_4_node_43 | 0.4 | n |  | TRUE
54 | bus_LV_158-23_0_4_node_40 | 0.4 | n |  | TRUE
55 | bus_LV_158-23_0_4_node_39 | 0.4 | n |  | TRUE
56 | bus_LV_158-23_0_4_node_41 | 0.4 | n |  | TRUE
57 | bus_LV_158-23_0_4_node_42 | 0.4 | n |  | TRUE
58 | bus_LV_158-23_0_4_node_45 | 0.4 | n |  | TRUE
59 | bus_LV_158-23_0_4_node_127 | 0.4 | n |  | TRUE
60 | bus_LV_158-23_0_4_node_48 | 0.4 | n |  | TRUE
61 | bus_LV_158-23_0_4_node_55 | 0.4 | n |  | TRUE
62 | bus_LV_158-23_0_4_node_97 | 0.4 | n |  | TRUE
63 | bus_LV_158-23_0_4_node_56 | 0.4 | n |  | TRUE
64 | bus_LV_158-23_0_4_node_57 | 0.4 | n |  | TRUE
65 | bus_LV_158-23_0_4_node_58 | 0.4 | n |  | TRUE
66 | bus_LV_158-23_0_4_node_82 | 0.4 | n |  | TRUE
67 | bus_LV_158-23_0_4_node_112 | 0.4 | n |  | TRUE
68 | bus_LV_158-23_0_4_node_59 | 0.4 | n |  | TRUE
69 | bus_LV_158-23_0_4_node_60 | 0.4 | n |  | TRUE
70 | bus_LV_158-23_0_4_node_61 | 0.4 | n |  | TRUE
71 | bus_LV_158-23_0_4_node_68 | 0.4 | n |  | TRUE
72 | bus_LV_158-23_0_4_node_100 | 0.4 | n |  | TRUE
73 | bus_LV_158-23_0_4_node_67 | 0.4 | n |  | TRUE
74 | bus_LV_158-23_0_4_node_101 | 0.4 | n |  | TRUE
75 | bus_LV_158-23_0_4_node_62 | 0.4 | n |  | TRUE
76 | bus_LV_158-23_0_4_node_63 | 0.4 | n |  | TRUE
77 | bus_LV_158-23_0_4_node_64 | 0.4 | n |  | TRUE
78 | bus_LV_158-23_0_4_node_65 | 0.4 | n |  | TRUE
79 | bus_LV_158-23_0_4_node_66 | 0.4 | n |  | TRUE
80 | bus_LV_158-23_0_4_node_108 | 0.4 | n |  | TRUE
81 | bus_LV_158-23_0_4_node_107 | 0.4 | n |  | TRUE
82 | bus_LV_158-23_0_4_node_69 | 0.4 | n |  | TRUE
83 | bus_LV_158-23_0_4_node_71 | 0.4 | n |  | TRUE
84 | bus_LV_158-23_0_4_node_70 | 0.4 | n |  | TRUE
85 | bus_LV_158-23_0_4_node_80 | 0.4 | n |  | TRUE
86 | bus_LV_158-23_0_4_node_73 | 0.4 | n |  | TRUE
87 | bus_LV_158-23_0_4_node_99 | 0.4 | n |  | TRUE
88 | bus_LV_158-23_0_4_node_109 | 0.4 | n |  | TRUE
89 | bus_LV_158-23_0_4_node_110 | 0.4 | n |  | TRUE
90 | bus_LV_158-23_0_4_node_78 | 0.4 | n |  | TRUE
91 | bus_LV_158-23_0_4_node_72 | 0.4 | n |  | TRUE
92 | bus_LV_158-23_0_4_node_92 | 0.4 | n |  | TRUE
93 | bus_LV_158-23_0_4_node_74 | 0.4 | n |  | TRUE
94 | bus_LV_158-23_0_4_node_75 | 0.4 | n |  | TRUE
95 | bus_LV_158-23_0_4_node_114 | 0.4 | n |  | TRUE
96 | bus_LV_158-23_0_4_node_96 | 0.4 | n |  | TRUE
97 | bus_LV_158-23_0_4_node_111 | 0.4 | n |  | TRUE
98 | bus_LV_158-23_0_4_node_125 | 0.4 | n |  | TRUE
99 | bus_LV_158-23_0_4_node_86 | 0.4 | n |  | TRUE
100 | bus_LV_158-23_0_4_node_88 | 0.4 | n |  | TRUE
101 | bus_LV_158-23_0_4_node_84 | 0.4 | n |  | TRUE
102 | bus_LV_158-23_0_4_node_95 | 0.4 | n |  | TRUE
103 | bus_LV_158-23_0_4_node_83 | 0.4 | n |  | TRUE
104 | bus_LV_158-23_0_4_node_103 | 0.4 | n |  | TRUE
105 | bus_LV_158-23_0_4_node_104 | 0.4 | n |  | TRUE
106 | bus_LV_158-23_0_4_node_105 | 0.4 | n |  | TRUE
107 | bus_LV_158-23_0_4_node_98 | 0.4 | n |  | TRUE
108 | bus_LV_158-23_0_4_node_76 | 0.4 | n |  | TRUE
109 | bus_LV_158-23_0_4_node_77 | 0.4 | n |  | TRUE
110 | bus_LV_158-23_0_4_node_79 | 0.4 | n |  | TRUE
111 | bus_LV_158-23_0_4_node_94 | 0.4 | n |  | TRUE
112 | bus_LV_158-23_0_4_node_90 | 0.4 | n |  | TRUE
113 | bus_LV_158-23_0_4_node_102 | 0.4 | n |  | TRUE
114 | bus_LV_158-23_0_4_node_106 | 0.4 | n |  | TRUE
115 | bus_LV_158-23_0_4_node_116 | 0.4 | n |  | TRUE
116 | bus_LV_158-23_0_4_node_117 | 0.4 | n |  | TRUE
117 | bus_LV_158-23_0_4_node_118 | 0.4 | n |  | TRUE
118 | bus_LV_158-23_0_4_node_119 | 0.4 | n |  | TRUE
119 | bus_LV_158-23_0_4_node_122 | 0.4 | n |  | TRUE
120 | bus_MV_361_1_node_106 | 20 | n |  | TRUE

## load
| name | bus | p_mw | q_mvar | const_z_percent | const_i_percent | sn_mva | scaling | in_service | type
0 | LV_158-23_0_4_load_0 | 0 | 0.0069759 | 0.0017483 | 0 | 0 |  | 1 | TRUE | wye
1 | LV_158-23_0_4_load_5 | 3 | 0.0052118 | 0.0013062 | 0 | 0 |  | 1 | TRUE | wye
2 | LV_158-23_0_4_load_123 | 4 | 0.0033937 | 0.00085053 | 0 | 0 |  | 1 | TRUE | wye
3 | LV_158-23_0_4_load_3 | 5 | 0.001802 | 0.00045162 | 0 | 0 |  | 1 | TRUE | wye
4 | LV_158-23_0_4_load_6 | 6 | 0.012589 | 0.0031551 | 0 | 0 |  | 1 | TRUE | wye
5 | LV_158-23_0_4_load_7 | 7 | 0.0011357 | 0.00028464 | 0 | 0 |  | 1 | TRUE | wye
6 | LV_158-23_0_4_load_21 | 8 | 0.0028139 | 0.00070523 | 0 | 0 |  | 1 | TRUE | wye
7 | LV_158-23_0_4_load_9 | 10 | 0.0058401 | 0.0014637 | 0 | 0 |  | 1 | TRUE | wye
8 | LV_158-23_0_4_load_10 | 11 | 0.0053759 | 0.0013473 | 0 | 0 |  | 1 | TRUE | wye
9 | LV_158-23_0_4_load_11 | 12 | 0.0064971 | 0.0016283 | 0 | 0 |  | 1 | TRUE | wye
10 | LV_158-23_0_4_load_15 | 13 | 0.0027226 | 0.00068234 | 0 | 0 |  | 1 | TRUE | wye
11 | LV_158-23_0_4_load_13 | 15 | 0.005658 | 0.001418 | 0 | 0 |  | 1 | TRUE | wye
12 | LV_158-23_0_4_load_12 | 18 | 0.0053509 | 0.0013411 | 0 | 0 |  | 1 | TRUE | wye
13 | LV_158-23_0_4_load_17 | 19 | 0.0038017 | 0.00095279 | 0 | 0 |  | 1 | TRUE | wye
14 | LV_158-23_0_4_load_93 | 20 | 0.0054363 | 0.0013625 | 0 | 0 |  | 1 | TRUE | wye
15 | LV_158-23_0_4_load_89 | 21 | 0.0046938 | 0.0011764 | 0 | 0 |  | 1 | TRUE | wye
16 | LV_158-23_0_4_load_16 | 22 | 0.0011706 | 0.00029338 | 0 | 0 |  | 1 | TRUE | wye
17 | LV_158-23_0_4_load_25 | 23 | 0.0049243 | 0.0012341 | 0 | 0 |  | 1 | TRUE | wye
18 | LV_158-23_0_4_load_23 | 24 | 0.00088486 | 0.00022177 | 0 | 0 |  | 1 | TRUE | wye
19 | LV_158-23_0_4_load_18 | 25 | 0.0051949 | 0.001302 | 0 | 0 |  | 1 | TRUE | wye
20 | LV_158-23_0_4_load_113 | 27 | 0.0034711 | 0.00086993 | 0 | 0 |  | 1 | TRUE | wye
21 | LV_158-23_0_4_load_22 | 28 | 0.0055149 | 0.0013822 | 0 | 0 |  | 1 | TRUE | wye
22 | LV_158-23_0_4_load_24 | 29 | 0.00095829 | 0.00024017 | 0 | 0 |  | 1 | TRUE | wye
23 | LV_158-23_0_4_load_26 | 30 | 0.00080412 | 0.00020153 | 0 | 0 |  | 1 | TRUE | wye
24 | LV_158-23_0_4_load_120 | 31 | 0.0031059 | 0.00077842 | 0 | 0 |  | 1 | TRUE | wye
25 | LV_158-23_0_4_load_121 | 32 | 0.0015185 | 0.00038057 | 0 | 0 |  | 1 | TRUE | wye
26 | LV_158-23_0_4_load_27 | 33 | 0.0012039 | 0.00030172 | 0 | 0 |  | 1 | TRUE | wye
27 | LV_158-23_0_4_load_28 | 34 | 0.00085443 | 0.00021414 | 0 | 0 |  | 1 | TRUE | wye
28 | LV_158-23_0_4_load_29 | 35 | 0.0011102 | 0.00027823 | 0 | 0 |  | 1 | TRUE | wye
29 | LV_158-23_0_4_load_30 | 36 | 0.00072978 | 0.0001829 | 0 | 0 |  | 1 | TRUE | wye
30 | LV_158-23_0_4_load_46 | 41 | 0.002674 | 0.00067017 | 0 | 0 |  | 1 | TRUE | wye
31 | LV_158-23_0_4_load_53 | 42 | 0.0093599 | 0.0023458 | 0 | 0 |  | 1 | TRUE | wye
32 | LV_158-23_0_4_load_124 | 43 | 0.00046782 | 0.00011725 | 0 | 0 |  | 1 | TRUE | wye
33 | LV_158-23_0_4_load_51 | 45 | 0.0031101 | 0.00077947 | 0 | 0 |  | 1 | TRUE | wye
34 | LV_158-23_0_4_load_34 | 48 | 0.0058009 | 0.0014538 | 0 | 0 |  | 1 | TRUE | wye
35 | LV_158-23_0_4_load_35 | 49 | 0.0014826 | 0.00037156 | 0 | 0 |  | 1 | TRUE | wye
36 | LV_158-23_0_4_load_37 | 51 | 0.0017599 | 0.00044106 | 0 | 0 |  | 1 | TRUE | wye
37 | LV_158-23_0_4_load_38 | 52 | 0.0024903 | 0.00062412 | 0 | 0 |  | 1 | TRUE | wye
38 | LV_158-23_0_4_load_43 | 53 | 0.0063532 | 0.0015923 | 0 | 0 |  | 1 | TRUE | wye
39 | LV_158-23_0_4_load_39 | 55 | 0.0026389 | 0.00066137 | 0 | 0 |  | 1 | TRUE | wye
40 | LV_158-23_0_4_load_45 | 58 | 0.010897 | 0.0027311 | 0 | 0 |  | 1 | TRUE | wye
41 | LV_158-23_0_4_load_127 | 59 | 0.0064866 | 0.0016257 | 0 | 0 |  | 1 | TRUE | wye
42 | LV_158-23_0_4_load_48 | 60 | 0.010052 | 0.0025192 | 0 | 0 |  | 1 | TRUE | wye
43 | LV_158-23_0_4_load_55 | 61 | 0.010677 | 0.0026759 | 0 | 0 |  | 1 | TRUE | wye
44 | LV_158-23_0_4_load_56 | 63 | 0.0012423 | 0.00031134 | 0 | 0 |  | 1 | TRUE | wye
45 | LV_158-23_0_4_load_57 | 64 | 0.0038419 | 0.00096288 | 0 | 0 |  | 1 | TRUE | wye
46 | LV_158-23_0_4_load_112 | 67 | 0.0038019 | 0.00095284 | 0 | 0 |  | 1 | TRUE | wye
47 | LV_158-23_0_4_load_60 | 69 | 0.0044905 | 0.0011254 | 0 | 0 |  | 1 | TRUE | wye
48 | LV_158-23_0_4_load_61 | 70 | 0.0078457 | 0.0019663 | 0 | 0 |  | 1 | TRUE | wye
49 | LV_158-23_0_4_load_68 | 71 | 0.0025447 | 0.00063777 | 0 | 0 |  | 1 | TRUE | wye
50 | LV_158-23_0_4_load_100 | 72 | 0.0041915 | 0.0010505 | 0 | 0 |  | 1 | TRUE | wye
51 | LV_158-23_0_4_load_67 | 73 | 0.0017223 | 0.00043165 | 0 | 0 |  | 1 | TRUE | wye
52 | LV_158-23_0_4_load_101 | 74 | 0.0036008 | 0.00090244 | 0 | 0 |  | 1 | TRUE | wye
53 | LV_158-23_0_4_load_62 | 75 | 0.0015886 | 0.00039814 | 0 | 0 |  | 1 | TRUE | wye
54 | LV_158-23_0_4_load_63 | 76 | 0.0039386 | 0.0009871 | 0 | 0 |  | 1 | TRUE | wye
55 | LV_158-23_0_4_load_64 | 77 | 0.00060797 | 0.00015237 | 0 | 0 |  | 1 | TRUE | wye
56 | LV_158-23_0_4_load_65 | 78 | 0.0014259 | 0.00035736 | 0 | 0 |  | 1 | TRUE | wye
57 | LV_158-23_0_4_load_66 | 79 | 0.0033151 | 0.00083085 | 0 | 0 |  | 1 | TRUE | wye
58 | LV_158-23_0_4_load_108 | 80 | 0.0044458 | 0.0011142 | 0 | 0 |  | 1 | TRUE | wye
59 | LV_158-23_0_4_load_107 | 81 | 0.0020283 | 0.00050835 | 0 | 0 |  | 1 | TRUE | wye
60 | LV_158-23_0_4_load_73 | 86 | 0.0025805 | 0.00064674 | 0 | 0 |  | 1 | TRUE | wye
61 | LV_158-23_0_4_load_99 | 87 | 0.0017504 | 0.00043869 | 0 | 0 |  | 1 | TRUE | wye
62 | LV_158-23_0_4_load_109 | 88 | 0.0072359 | 0.0018135 | 0 | 0 |  | 1 | TRUE | wye
63 | LV_158-23_0_4_load_110 | 89 | 0.0078266 | 0.0019615 | 0 | 0 |  | 1 | TRUE | wye
64 | LV_158-23_0_4_load_78 | 90 | 0.0068493 | 0.0017166 | 0 | 0 |  | 1 | TRUE | wye
65 | LV_158-23_0_4_load_72 | 91 | 0.0033418 | 0.00083754 | 0 | 0 |  | 1 | TRUE | wye
66 | LV_158-23_0_4_load_92 | 92 | 0.0028693 | 0.00071911 | 0 | 0 |  | 1 | TRUE | wye
67 | LV_158-23_0_4_load_74 | 93 | 0.0030134 | 0.00075524 | 0 | 0 |  | 1 | TRUE | wye
68 | LV_158-23_0_4_load_75 | 94 | 0.0030359 | 0.00076087 | 0 | 0 |  | 1 | TRUE | wye
69 | LV_158-23_0_4_load_114 | 95 | 0.0016751 | 0.00041982 | 0 | 0 |  | 1 | TRUE | wye
70 | LV_158-23_0_4_load_96 | 96 | 0.0010028 | 0.00025134 | 0 | 0 |  | 1 | TRUE | wye
71 | LV_158-23_0_4_load_111 | 97 | 0.0023906 | 0.00059913 | 0 | 0 |  | 1 | TRUE | wye
72 | LV_158-23_0_4_load_125 | 98 | 0.0044548 | 0.0011165 | 0 | 0 |  | 1 | TRUE | wye
73 | LV_158-23_0_4_load_86 | 99 | 0.0034097 | 0.00085456 | 0 | 0 |  | 1 | TRUE | wye
74 | LV_158-23_0_4_load_84 | 101 | 0.0041081 | 0.0010296 | 0 | 0 |  | 1 | TRUE | wye
75 | LV_158-23_0_4_load_95 | 102 | 0.0017023 | 0.00042662 | 0 | 0 |  | 1 | TRUE | wye
76 | LV_158-23_0_4_load_83 | 103 | 0.0025096 | 0.00062897 | 0 | 0 |  | 1 | TRUE | wye
77 | LV_158-23_0_4_load_103 | 104 | 0.0017399 | 0.00043605 | 0 | 0 |  | 1 | TRUE | wye
78 | LV_158-23_0_4_load_104 | 105 | 0.0017094 | 0.00042841 | 0 | 0 |  | 1 | TRUE | wye
79 | LV_158-23_0_4_load_105 | 106 | 0.001915 | 0.00047994 | 0 | 0 |  | 1 | TRUE | wye
80 | LV_158-23_0_4_load_76 | 108 | 0.014269 | 0.003576 | 0 | 0 |  | 1 | TRUE | wye
81 | LV_158-23_0_4_load_77 | 109 | 0.0037643 | 0.00094343 | 0 | 0 |  | 1 | TRUE | wye
82 | LV_158-23_0_4_load_79 | 110 | 0.0054955 | 0.0013773 | 0 | 0 |  | 1 | TRUE | wye
83 | LV_158-23_0_4_load_94 | 111 | 0.0071741 | 0.001798 | 0 | 0 |  | 1 | TRUE | wye
84 | LV_158-23_0_4_load_90 | 112 | 0.0076522 | 0.0019178 | 0 | 0 |  | 1 | TRUE | wye
85 | LV_158-23_0_4_load_106 | 114 | 0.0025449 | 0.00063782 | 0 | 0 |  | 1 | TRUE | wye
86 | LV_158-23_0_4_load_116 | 115 | 0.0017977 | 0.00045055 | 0 | 0 |  | 1 | TRUE | wye
87 | LV_158-23_0_4_load_117 | 116 | 0.0010688 | 0.00026786 | 0 | 0 |  | 1 | TRUE | wye
88 | LV_158-23_0_4_load_118 | 117 | 0.0012224 | 0.00030637 | 0 | 0 |  | 1 | TRUE | wye
89 | LV_158-23_0_4_load_119 | 118 | 0.0020352 | 0.00051006 | 0 | 0 |  | 1 | TRUE | wye
90 | LV_158-23_0_4_load_122 | 119 | 0.0011085 | 0.00027783 | 0 | 0 |  | 1 | TRUE | wye

## ext_grid
| name | bus | vm_pu | va_degree | slack_weight | in_service
0 |  | 90 | 1 | 0 | 1 | TRUE

## line
| name | std_type | from_bus | to_bus | length_km | r_ohm_per_km | x_ohm_per_km | c_nf_per_km | g_us_per_km | max_i_ka | df | parallel | type | in_service
0 | LV_158-23_0_4_line_0 |  | 0 | 1 | 0.030633 | 0.125 | 0.08 | 261 | 0 | 0.364 | 1 | 1 | cs | TRUE
1 | LV_158-23_0_4_line_1 |  | 1 | 2 | 0.036532 | 0.125 | 0.08 | 261 | 0 | 0.364 | 1 | 1 | cs | TRUE
2 | LV_158-23_0_4_line_2 |  | 1 | 3 | 0.008198 | 0.125 | 0.08 | 261 | 0 | 0.364 | 1 | 1 | cs | TRUE
3 | LV_158-23_0_4_line_3 |  | 2 | 4 | 0.03989 | 0.125 | 0.08 | 261 | 0 | 0.364 | 1 | 1 | cs | TRUE
4 | LV_158-23_0_4_line_4 |  | 4 | 8 | 0.00040199 | 0.125 | 0.08 | 261 | 0 | 0.364 | 1 | 1 | cs | TRUE
5 | LV_158-23_0_4_line_5 |  | 5 | 6 | 0.044144 | 0.125 | 0.08 | 261 | 0 | 0.364 | 1 | 1 | cs | TRUE
6 | LV_158-23_0_4_line_6 |  | 6 | 7 | 0.032243 | 0.125 | 0.08 | 261 | 0 | 0.364 | 1 | 1 | cs | TRUE
7 | LV_158-23_0_4_line_7 |  | 7 | 13 | 0.00096149 | 0.125 | 0.08 | 261 | 0 | 0.364 | 1 | 1 | cs | TRUE
8 | LV_158-23_0_4_line_8 |  | 8 | 16 | 0.053403 | 0.125 | 0.08 | 261 | 0 | 0.364 | 1 | 1 | cs | TRUE
9 | LV_158-23_0_4_line_9 |  | 9 | 10 | 0.031483 | 0.125 | 0.08 | 261 | 0 | 0.364 | 1 | 1 | cs | TRUE
10 | LV_158-23_0_4_line_10 |  | 9 | 11 | 0.0083578 | 0.125 | 0.08 | 261 | 0 | 0.364 | 1 | 1 | cs | TRUE
11 | LV_158-23_0_4_line_11 |  | 9 | 12 | 0.036143 | 0.125 | 0.08 | 261 | 0 | 0.364 | 1 | 1 | cs | TRUE
12 | LV_158-23_0_4_line_12 |  | 10 | 15 | 0.0064608 | 0.125 | 0.08 | 261 | 0 | 0.364 | 1 | 1 | cs | TRUE
13 | LV_158-23_0_4_line_13 |  | 11 | 16 | 0.0058506 | 0.125 | 0.08 | 261 | 0 | 0.364 | 1 | 1 | cs | TRUE
14 | LV_158-23_0_4_line_14 |  | 12 | 17 | 0.009493 | 0.125 | 0.08 | 261 | 0 | 0.364 | 1 | 1 | cs | TRUE
15 | LV_158-23_0_4_line_15 |  | 13 | 14 | 0.025834 | 0.125 | 0.08 | 261 | 0 | 0.364 | 1 | 1 | cs | TRUE
16 | LV_158-23_0_4_line_16 |  | 14 | 22 | 0.0029486 | 0.125 | 0.08 | 261 | 0 | 0.364 | 1 | 1 | cs | TRUE
17 | LV_158-23_0_4_line_17 |  | 14 | 18 | 0.014663 | 0.125 | 0.08 | 261 | 0 | 0.364 | 1 | 1 | cs | TRUE
18 | LV_158-23_0_4_line_18 |  | 15 | 18 | 0.021727 | 0.125 | 0.08 | 261 | 0 | 0.364 | 1 | 1 | cs | TRUE
19 | LV_158-23_0_4_line_19 |  | 16 | 19 | 0.028164 | 0.125 | 0.08 | 261 | 0 | 0.364 | 1 | 1 | cs | TRUE
20 | LV_158-23_0_4_line_20 |  | 17 | 20 | 0.016096 | 0.125 | 0.08 | 261 | 0 | 0.364 | 1 | 1 | cs | TRUE
21 | LV_158-23_0_4_line_21 |  | 17 | 21 | 0.026992 | 0.125 | 0.08 | 261 | 0 | 0.364 | 1 | 1 | cs | TRUE
22 | LV_158-23_0_4_line_22 |  | 19 | 25 | 0.0099298 | 0.125 | 0.08 | 261 | 0 | 0.364 | 1 | 1 | cs | TRUE
23 | LV_158-23_0_4_line_23 |  | 20 | 111 | 0.0051888 | 0.125 | 0.08 | 261 | 0 | 0.364 | 1 | 1 | cs | TRUE
24 | LV_158-23_0_4_line_24 |  | 21 | 112 | 0.020986 | 0.125 | 0.08 | 261 | 0 | 0.364 | 1 | 1 | cs | TRUE
25 | LV_158-23_0_4_line_25 |  | 22 | 23 | 0.0019423 | 0.125 | 0.08 | 261 | 0 | 0.364 | 1 | 1 | cs | TRUE
26 | LV_158-23_0_4_line_26 |  | 23 | 24 | 0.028371 | 0.125 | 0.08 | 261 | 0 | 0.364 | 1 | 1 | cs | TRUE
27 | LV_158-23_0_4_line_27 |  | 24 | 28 | 0.0041003 | 0.125 | 0.08 | 261 | 0 | 0.364 | 1 | 1 | cs | TRUE
28 | LV_158-23_0_4_line_28 |  | 25 | 26 | 0.024262 | 0.125 | 0.08 | 261 | 0 | 0.364 | 1 | 1 | cs | TRUE
29 | LV_158-23_0_4_line_29 |  | 26 | 27 | 0.04922 | 0.125 | 0.08 | 261 | 0 | 0.364 | 1 | 1 | cs | TRUE
30 | LV_158-23_0_4_line_30 |  | 28 | 29 | 0.011382 | 0.125 | 0.08 | 261 | 0 | 0.364 | 1 | 1 | cs | TRUE
31 | LV_158-23_0_4_line_31 |  | 29 | 30 | 0.022695 | 0.125 | 0.08 | 261 | 0 | 0.364 | 1 | 1 | cs | TRUE
32 | LV_158-23_0_4_line_32 |  | 30 | 31 | 0.0074858 | 0.125 | 0.08 | 261 | 0 | 0.364 | 1 | 1 | cs | TRUE
33 | LV_158-23_0_4_line_33 |  | 31 | 32 | 0.016492 | 0.125 | 0.08 | 261 | 0 | 0.364 | 1 | 1 | cs | TRUE
34 | LV_158-23_0_4_line_34 |  | 32 | 119 | 0.0022691 | 0.125 | 0.08 | 261 | 0 | 0.364 | 1 | 1 | cs | TRUE
35 | LV_158-23_0_4_line_35 |  | 33 | 34 | 0.018827 | 0.125 | 0.08 | 261 | 0 | 0.364 | 1 | 1 | cs | TRUE
36 | LV_158-23_0_4_line_36 |  | 33 | 35 | 0.0088634 | 0.125 | 0.08 | 261 | 0 | 0.364 | 1 | 1 | cs | TRUE
37 | LV_158-23_0_4_line_37 |  | 34 | 36 | 0.0084153 | 0.125 | 0.08 | 261 | 0 | 0.364 | 1 | 1 | cs | TRUE
38 | LV_158-23_0_4_line_38 |  | 36 | 37 | 0.014776 | 0.125 | 0.08 | 261 | 0 | 0.364 | 1 | 1 | cs | TRUE
39 | LV_158-23_0_4_line_39 |  | 37 | 38 | 0.026249 | 0.125 | 0.08 | 261 | 0 | 0.364 | 1 | 1 | cs | TRUE
40 | LV_158-23_0_4_line_40 |  | 37 | 39 | 0.029912 | 0.125 | 0.08 | 261 | 0 | 0.364 | 1 | 1 | cs | TRUE
41 | LV_158-23_0_4_line_41 |  | 38 | 40 | 0.004779 | 0.125 | 0.08 | 261 | 0 | 0.364 | 1 | 1 | cs | TRUE
42 | LV_158-23_0_4_line_42 |  | 38 | 41 | 0.021385 | 0.125 | 0.08 | 261 | 0 | 0.364 | 1 | 1 | cs | TRUE
43 | LV_158-23_0_4_line_43 |  | 39 | 42 | 0.017746 | 0.125 | 0.08 | 261 | 0 | 0.364 | 1 | 1 | cs | TRUE
44 | LV_158-23_0_4_line_44 |  | 40 | 43 | 0.009621 | 0.125 | 0.08 | 261 | 0 | 0.364 | 1 | 1 | cs | TRUE
45 | LV_158-23_0_4_line_45 |  | 42 | 47 | 0.023832 | 0.125 | 0.08 | 261 | 0 | 0.364 | 1 | 1 | cs | TRUE
46 | LV_158-23_0_4_line_46 |  | 44 | 45 | 0.023319 | 0.125 | 0.08 | 261 | 0 | 0.364 | 1 | 1 | cs | TRUE
47 | LV_158-23_0_4_line_47 |  | 44 | 46 | 0.030966 | 0.125 | 0.08 | 261 | 0 | 0.364 | 1 | 1 | cs | TRUE
48 | LV_158-23_0_4_line_48 |  | 46 | 60 | 0.022534 | 0.125 | 0.08 | 261 | 0 | 0.364 | 1 | 1 | cs | TRUE
49 | LV_158-23_0_4_line_49 |  | 46 | 56 | 0.029727 | 0.125 | 0.08 | 261 | 0 | 0.364 | 1 | 1 | cs | TRUE
50 | LV_158-23_0_4_line_50 |  | 47 | 51 | 0.061645 | 0.125 | 0.08 | 261 | 0 | 0.364 | 1 | 1 | cs | TRUE
51 | LV_158-23_0_4_line_51 |  | 48 | 49 | 0.021521 | 0.125 | 0.08 | 261 | 0 | 0.364 | 1 | 1 | cs | TRUE
52 | LV_158-23_0_4_line_52 |  | 48 | 50 | 0.048912 | 0.125 | 0.08 | 261 | 0 | 0.364 | 1 | 1 | cs | TRUE
53 | LV_158-23_0_4_line_53 |  | 49 | 51 | 0.032929 | 0.125 | 0.08 | 261 | 0 | 0.364 | 1 | 1 | cs | TRUE
54 | LV_158-23_0_4_line_54 |  | 50 | 52 | 0.014603 | 0.125 | 0.08 | 261 | 0 | 0.364 | 1 | 1 | cs | TRUE
55 | LV_158-23_0_4_line_55 |  | 52 | 53 | 0.019578 | 0.125 | 0.08 | 261 | 0 | 0.364 | 1 | 1 | cs | TRUE
56 | LV_158-23_0_4_line_56 |  | 53 | 54 | 0.020072 | 0.125 | 0.08 | 261 | 0 | 0.364 | 1 | 1 | cs | TRUE
57 | LV_158-23_0_4_line_57 |  | 54 | 57 | 0.045404 | 0.125 | 0.08 | 261 | 0 | 0.364 | 1 | 1 | cs | TRUE
58 | LV_158-23_0_4_line_58 |  | 54 | 55 | 0.013539 | 0.125 | 0.08 | 261 | 0 | 0.364 | 1 | 1 | cs | TRUE
59 | LV_158-23_0_4_line_59 |  | 55 | 56 | 0.020496 | 0.125 | 0.08 | 261 | 0 | 0.364 | 1 | 1 | cs | TRUE
60 | LV_158-23_0_4_line_60 |  | 56 | 58 | 0.023816 | 0.125 | 0.08 | 261 | 0 | 0.364 | 1 | 1 | cs | TRUE
61 | LV_158-23_0_4_line_61 |  | 57 | 59 | 0.024791 | 0.125 | 0.08 | 261 | 0 | 0.364 | 1 | 1 | cs | TRUE
62 | LV_158-23_0_4_line_62 |  | 58 | 61 | 0.00038145 | 0.125 | 0.08 | 261 | 0 | 0.364 | 1 | 1 | cs | TRUE
63 | LV_158-23_0_4_line_63 |  | 59 | 62 | 0.057388 | 0.125 | 0.08 | 261 | 0 | 0.364 | 1 | 1 | cs | TRUE
64 | LV_158-23_0_4_line_64 |  | 62 | 107 | 0.044054 | 0.125 | 0.08 | 261 | 0 | 0.364 | 1 | 1 | cs | TRUE
65 | LV_158-23_0_4_line_65 |  | 62 | 102 | 0.044886 | 0.125 | 0.08 | 261 | 0 | 0.364 | 1 | 2 | cs | TRUE
66 | LV_158-23_0_4_line_66 |  | 63 | 64 | 0.081424 | 0.125 | 0.08 | 261 | 0 | 0.364 | 1 | 1 | cs | TRUE
67 | LV_158-23_0_4_line_67 |  | 64 | 65 | 0.031206 | 0.125 | 0.08 | 261 | 0 | 0.364 | 1 | 1 | cs | TRUE
68 | LV_158-23_0_4_line_68 |  | 65 | 66 | 0.034842 | 0.125 | 0.08 | 261 | 0 | 0.364 | 1 | 1 | cs | TRUE
69 | LV_158-23_0_4_line_69 |  | 66 | 67 | 0.077231 | 0.125 | 0.08 | 261 | 0 | 0.364 | 1 | 1 | cs | TRUE
70 | LV_158-23_0_4_line_70 |  | 67 | 97 | 0.031181 | 0.125 | 0.08 | 261 | 0 | 0.364 | 1 | 1 | cs | TRUE
71 | LV_158-23_0_4_line_71 |  | 68 | 69 | 0.036112 | 0.125 | 0.08 | 261 | 0 | 0.364 | 1 | 1 | cs | TRUE
72 | LV_158-23_0_4_line_72 |  | 68 | 70 | 0.011898 | 0.125 | 0.08 | 261 | 0 | 0.364 | 1 | 1 | cs | TRUE
73 | LV_158-23_0_4_line_73 |  | 69 | 71 | 0.0039969 | 0.125 | 0.08 | 261 | 0 | 0.364 | 1 | 1 | cs | TRUE
74 | LV_158-23_0_4_line_74 |  | 70 | 72 | 0.036638 | 0.125 | 0.08 | 261 | 0 | 0.364 | 1 | 1 | cs | TRUE
75 | LV_158-23_0_4_line_75 |  | 71 | 73 | 0.031444 | 0.125 | 0.08 | 261 | 0 | 0.364 | 1 | 1 | cs | TRUE
76 | LV_158-23_0_4_line_76 |  | 72 | 74 | 0.01711 | 0.125 | 0.08 | 261 | 0 | 0.364 | 1 | 1 | cs | TRUE
77 | LV_158-23_0_4_line_77 |  | 73 | 82 | 0.01052 | 0.125 | 0.08 | 261 | 0 | 0.364 | 1 | 1 | cs | TRUE
78 | LV_158-23_0_4_line_78 |  | 74 | 113 | 0.02142 | 0.125 | 0.08 | 261 | 0 | 0.364 | 1 | 1 | cs | TRUE
79 | LV_158-23_0_4_line_79 |  | 75 | 76 | 0.017603 | 0.125 | 0.08 | 261 | 0 | 0.364 | 1 | 1 | cs | TRUE
80 | LV_158-23_0_4_line_80 |  | 75 | 77 | 0.0093016 | 0.125 | 0.08 | 261 | 0 | 0.364 | 1 | 1 | cs | TRUE
81 | LV_158-23_0_4_line_81 |  | 76 | 78 | 0.0090121 | 0.125 | 0.08 | 261 | 0 | 0.364 | 1 | 1 | cs | TRUE
82 | LV_158-23_0_4_line_82 |  | 77 | 79 | 0.023616 | 0.125 | 0.08 | 261 | 0 | 0.364 | 1 | 1 | cs | TRUE
83 | LV_158-23_0_4_line_83 |  | 79 | 80 | 0.021807 | 0.125 | 0.08 | 261 | 0 | 0.364 | 1 | 1 | cs | TRUE
84 | LV_158-23_0_4_line_84 |  | 80 | 81 | 0.011522 | 0.125 | 0.08 | 261 | 0 | 0.364 | 1 | 1 | cs | TRUE
85 | LV_158-23_0_4_line_85 |  | 81 | 114 | 0.022953 | 0.125 | 0.08 | 261 | 0 | 0.364 | 1 | 1 | cs | TRUE
86 | LV_158-23_0_4_line_86 |  | 82 | 83 | 0.007247 | 0.125 | 0.08 | 261 | 0 | 0.364 | 1 | 1 | cs | TRUE
87 | LV_158-23_0_4_line_87 |  | 83 | 87 | 0.016341 | 0.125 | 0.08 | 261 | 0 | 0.364 | 1 | 3 | cs | TRUE
88 | LV_158-23_0_4_line_88 |  | 83 | 88 | 0.018766 | 0.125 | 0.08 | 261 | 0 | 0.364 | 1 | 3 | cs | TRUE
89 | LV_158-23_0_4_line_89 |  | 84 | 85 | 0.045862 | 0.125 | 0.08 | 261 | 0 | 0.364 | 1 | 3 | cs | TRUE
90 | LV_158-23_0_4_line_90 |  | 84 | 86 | 0.042589 | 0.125 | 0.08 | 261 | 0 | 0.364 | 1 | 3 | cs | TRUE
91 | LV_158-23_0_4_line_91 |  | 85 | 89 | 0.0063472 | 0.125 | 0.08 | 261 | 0 | 0.364 | 1 | 3 | cs | TRUE
92 | LV_158-23_0_4_line_92 |  | 85 | 90 | 0.028508 | 0.125 | 0.08 | 261 | 0 | 0.364 | 1 | 3 | cs | TRUE
93 | LV_158-23_0_4_line_93 |  | 86 | 91 | 0.038909 | 0.125 | 0.08 | 261 | 0 | 0.364 | 1 | 3 | cs | TRUE
94 | LV_158-23_0_4_line_94 |  | 87 | 92 | 0.033101 | 0.125 | 0.08 | 261 | 0 | 0.364 | 1 | 2 | cs | TRUE
95 | LV_158-23_0_4_line_95 |  | 88 | 89 | 0.010074 | 0.125 | 0.08 | 261 | 0 | 0.364 | 1 | 3 | cs | TRUE
96 | LV_158-23_0_4_line_96 |  | 90 | 108 | 0.0047674 | 0.125 | 0.08 | 261 | 0 | 0.364 | 1 | 1 | cs | TRUE
97 | LV_158-23_0_4_line_97 |  | 91 | 93 | 0.040585 | 0.125 | 0.08 | 261 | 0 | 0.364 | 1 | 3 | cs | TRUE
98 | LV_158-23_0_4_line_98 |  | 92 | 112 | 0.015708 | 0.125 | 0.08 | 261 | 0 | 0.364 | 1 | 1 | cs | TRUE
99 | LV_158-23_0_4_line_99 |  | 93 | 94 | 0.037109 | 0.125 | 0.08 | 261 | 0 | 0.364 | 1 | 3 | cs | TRUE
100 | LV_158-23_0_4_line_100 |  | 94 | 97 | 0.034848 | 0.125 | 0.08 | 261 | 0 | 0.364 | 1 | 1 | cs | TRUE
101 | LV_158-23_0_4_line_101 |  | 94 | 98 | 0.035784 | 0.125 | 0.08 | 261 | 0 | 0.364 | 1 | 3 | cs | TRUE
102 | LV_158-23_0_4_line_102 |  | 95 | 96 | 0.017818 | 0.125 | 0.08 | 261 | 0 | 0.364 | 1 | 1 | cs | TRUE
103 | LV_158-23_0_4_line_103 |  | 96 | 100 | 0.0088652 | 0.125 | 0.08 | 261 | 0 | 0.364 | 1 | 1 | cs | TRUE
104 | LV_158-23_0_4_line_104 |  | 98 | 99 | 0.033343 | 0.125 | 0.08 | 261 | 0 | 0.364 | 1 | 3 | cs | TRUE
105 | LV_158-23_0_4_line_105 |  | 99 | 100 | 0.011458 | 0.125 | 0.08 | 261 | 0 | 0.364 | 1 | 3 | cs | TRUE
106 | LV_158-23_0_4_line_106 |  | 99 | 101 | 0.033363 | 0.125 | 0.08 | 261 | 0 | 0.364 | 1 | 1 | cs | TRUE
107 | LV_158-23_0_4_line_107 |  | 100 | 102 | 0.02522 | 0.125 | 0.08 | 261 | 0 | 0.364 | 1 | 3 | cs | TRUE
108 | LV_158-23_0_4_line_108 |  | 101 | 103 | 0.019499 | 0.125 | 0.08 | 261 | 0 | 0.364 | 1 | 1 | cs | TRUE
109 | LV_158-23_0_4_line_109 |  | 104 | 105 | 0.00028366 | 0.125 | 0.08 | 261 | 0 | 0.364 | 1 | 1 | cs | TRUE
110 | LV_158-23_0_4_line_110 |  | 105 | 106 | 0.021021 | 0.125 | 0.08 | 261 | 0 | 0.364 | 1 | 1 | cs | TRUE
111 | LV_158-23_0_4_line_111 |  | 106 | 107 | 0.045911 | 0.125 | 0.08 | 261 | 0 | 0.364 | 1 | 1 | cs | TRUE
112 | LV_158-23_0_4_line_112 |  | 109 | 110 | 0.0092603 | 0.125 | 0.08 | 261 | 0 | 0.364 | 1 | 1 | cs | TRUE
113 | LV_158-23_0_4_line_113 |  | 110 | 111 | 0.013897 | 0.125 | 0.08 | 261 | 0 | 0.364 | 1 | 1 | cs | TRUE
114 | LV_158-23_0_4_line_114 |  | 113 | 114 | 0.010572 | 0.125 | 0.08 | 261 | 0 | 0.364 | 1 | 1 | cs | TRUE
115 | LV_158-23_0_4_line_115 |  | 115 | 116 | 0.026132 | 0.125 | 0.08 | 261 | 0 | 0.364 | 1 | 1 | cs | TRUE
116 | LV_158-23_0_4_line_116 |  | 115 | 117 | 0.029749 | 0.125 | 0.08 | 261 | 0 | 0.364 | 1 | 1 | cs | TRUE
117 | LV_158-23_0_4_line_117 |  | 117 | 118 | 0.026255 | 0.125 | 0.08 | 261 | 0 | 0.364 | 1 | 1 | cs | TRUE
118 | LV_158-23_0_4_line_118 |  | 118 | 119 | 0.00044793 | 0.125 | 0.08 | 261 | 0 | 0.364 | 1 | 1 | cs | TRUE

## trafo
| name | std_type | hv_bus | lv_bus | sn_mva | vn_hv_kv | vn_lv_kv | vk_percent | vkr_percent | pfe_kw | i0_percent | shift_degree | tap_side | tap_neutral | tap_min | tap_max | tap_step_percent | tap_step_degree | tap_pos | tap_phase_shifter | parallel | df | in_service
0 | LV_158-23_0_4_trafo_78 | 0.63 MVA 20/0.4 kV | 120 | 90 | 0.63 | 20 | 0.4 | 6 | 1.206 | 1.65 | 0.2619 | 150 | hv | 0 | -2 | 2 | 2.5 | 0 | 0 | FALSE | 1 | 1 | TRUE

## line_geodata
| x0 | y0 | x1 | y1 | x2 | y2 | x3 | y3 | x4 | y4 | x5 | y5 | x6 | y6 | x7 | y7
0 | 2698929.5799 | 1232402.3419 | 2698899.8526 | 1232394.9486
1 | 2698895.9997 | 1232410.0667 | 2698898.6561 | 1232405.1739 | 2698922.6588 | 1232403.194 | 2698929.5799 | 1232402.3419
2 | 2698929.5799 | 1232402.3419 | 2698937.6088 | 1232403.9985
3 | 2698895.9997 | 1232410.0667 | 2698920.559 | 1232411.9544 | 2698935.5774 | 1232414.648
4 | 2698935.9731 | 1232414.719 | 2698935.5774 | 1232414.648
5 | 2698884.3759 | 1232349.1222 | 2698894.2152 | 1232348.0246 | 2698919.5493 | 1232347.5123 | 2698928.4539 | 1232347.5572
6 | 2698928.4539 | 1232347.5572 | 2698956.8908 | 1232347.7006 | 2698960.6962 | 1232347.7198
7 | 2698961.6577 | 1232347.7247 | 2698960.6962 | 1232347.7198
8 | 2698987.3014 | 1232428.8667 | 2698957.943 | 1232418.6593 | 2698935.9731 | 1232414.719
9 | 2698996.9764 | 1232421.3667 | 2698998.2734 | 1232411.2475 | 2698996.7797 | 1232399.9921 | 2698995.5031 | 1232390.1477
10 | 2698996.9764 | 1232421.3667 | 2698996.6874 | 1232423.7081 | 2698995.6824 | 1232425.8485 | 2698994.0631 | 1232427.5784 | 2698992.9552 | 1232428.188
11 | 2698996.9764 | 1232421.3667 | 2699007.7248 | 1232418.5325 | 2699014.6556 | 1232418.0031 | 2699032.7209 | 1232417.3784
12 | 2698994.6723 | 1232383.7406 | 2698995.5031 | 1232390.1477
13 | 2698987.3014 | 1232428.8667 | 2698989.6518 | 1232429.1616 | 2698991.9841 | 1232428.7224 | 2698992.9552 | 1232428.188
14 | 2699042.2082 | 1232417.0503 | 2699032.7209 | 1232417.3784
15 | 2698987.4889 | 1232348.0769 | 2698974.1493 | 1232347.7879 | 2698961.6577 | 1232347.7247
16 | 2698987.4889 | 1232348.0769 | 2698990.4369 | 1232348.1313
17 | 2698987.4889 | 1232348.0769 | 2698990.4977 | 1232362.428
18 | 2698994.6723 | 1232383.7406 | 2698994.196 | 1232380.0677 | 2698990.4977 | 1232362.428
19 | 2698987.3014 | 1232428.8667 | 2698979.6713 | 1232455.9777
20 | 2699042.2082 | 1232417.0503 | 2699042.7711 | 1232433.136
21 | 2699042.2082 | 1232417.0503 | 2699069.1996 | 1232416.8431
22 | 2698980.0028 | 1232465.7892 | 2698979.1468 | 1232457.8412 | 2698979.6713 | 1232455.9777
23 | 2699042.7711 | 1232433.136 | 2699042.9526 | 1232438.3216
24 | 2699069.1996 | 1232416.8431 | 2699090.1853 | 1232416.682
25 | 2698990.4369 | 1232348.1313 | 2698992.3789 | 1232348.1671
26 | 2699020.7449 | 1232348.7036 | 2698999.9358 | 1232348.3066 | 2698992.3789 | 1232348.1671
27 | 2699024.8445 | 1232348.7818 | 2699020.7449 | 1232348.7036
28 | 2698983.15 | 1232489.8426 | 2698980.957 | 1232474.6504 | 2698980.0028 | 1232465.7892
29 | 2698983.15 | 1232489.8426 | 2698960.5671 | 1232489.811 | 2698933.9361 | 1232490.4022
30 | 2699036.2241 | 1232348.999 | 2699024.8445 | 1232348.7818
31 | 2699058.9152 | 1232349.4319 | 2699036.2241 | 1232348.999
32 | 2699066.3997 | 1232349.5747 | 2699058.9152 | 1232349.4319
33 | 2699066.3997 | 1232349.5747 | 2699069.1426 | 1232349.6271 | 2699082.8712 | 1232350.3647
34 | 2699082.8712 | 1232350.3647 | 2699085.137 | 1232350.4864
35 | 2699009.6359 | 1232626.4702 | 2698991.1267 | 1232623.0269
36 | 2698982.4127 | 1232621.4058 | 2698991.1267 | 1232623.0269
37 | 2699017.9093 | 1232628.0093 | 2699009.6359 | 1232626.4702
38 | 2699032.4361 | 1232630.7118 | 2699017.9093 | 1232628.0093
39 | 2699032.4361 | 1232630.7118 | 2699032.6271 | 1232652.4199 | 2699031.373 | 1232656.78
40 | 2699031.7656 | 1232603.247 | 2699036.3652 | 1232607.171 | 2699032.4361 | 1232630.7118
41 | 2699027.509 | 1232659.6066 | 2699031.373 | 1232656.78
42 | 2699031.373 | 1232656.78 | 2699037.9903 | 1232657.7799 | 2699052.6706 | 1232657.1786
43 | 2699031.7656 | 1232603.247 | 2699032.721 | 1232598.1814 | 2699032.9989 | 1232585.5938
44 | 2699027.509 | 1232659.6066 | 2699017.8902 | 1232659.8082
45 | 2699033.5249 | 1232561.7679 | 2699032.9989 | 1232585.5938
46 | 2699098.5818 | 1232620.5844 | 2699098.4843 | 1232643.9031
47 | 2699098.5818 | 1232620.5844 | 2699109.0275 | 1232621.8039 | 2699112.6556 | 1232622.2202 | 2699129.537 | 1232621.7124
48 | 2699129.537 | 1232621.7124 | 2699128.9925 | 1232644.2401
49 | 2699159.3371 | 1232620.8087 | 2699139.8812 | 1232621.2957 | 2699129.537 | 1232621.7124
50 | 2699033.5249 | 1232561.7679 | 2699054.9252 | 1232558.2219 | 2699077.1618 | 1232556.758 | 2699094.8281 | 1232556.9935
51 | 2699149.273 | 1232557.7192 | 2699127.7543 | 1232557.4324
52 | 2699196.912 | 1232565.6504 | 2699187.8374 | 1232561.2291 | 2699166.6191 | 1232557.9505 | 2699149.273 | 1232557.7192
53 | 2699094.8281 | 1232556.9935 | 2699127.7543 | 1232557.4324
54 | 2699196.912 | 1232565.6504 | 2699195.9552 | 1232580.2224
55 | 2699195.9552 | 1232580.2224 | 2699194.6724 | 1232599.7582
56 | 2699193.3574 | 1232619.7867 | 2699194.6724 | 1232599.7582
57 | 2699193.3574 | 1232619.7867 | 2699204.5332 | 1232620.8184 | 2699219.187 | 1232624.4545 | 2699233.1537 | 1232630.2363 | 2699236.5074 | 1232632.5718
58 | 2699193.3574 | 1232619.7867 | 2699179.8241 | 1232620.1932
59 | 2699159.3371 | 1232620.8087 | 2699179.8241 | 1232620.1932
60 | 2699159.3371 | 1232620.8087 | 2699158.8436 | 1232644.6194
61 | 2699236.5074 | 1232632.5718 | 2699250.8558 | 1232612.3297
62 | 2699158.8357 | 1232645.0007 | 2699158.8436 | 1232644.6194
63 | 2699250.8558 | 1232612.3297 | 2699301.4135 | 1232585.1762
64 | 2699344.03 | 1232596.8079 | 2699301.4135 | 1232585.1762
65 | 2699301.4135 | 1232585.1762 | 2699301.4801 | 1232540.2905
66 | 2699359.393 | 1232431.637 | 2699364.2555 | 1232433.0471 | 2699372.3573 | 1232434.5059 | 2699407.7669 | 1232436.5216 | 2699421.8115 | 1232434.0435 | 2699429.5881 | 1232434.118 | 2699436.3272 | 1232435.9988 | 2699439.9536 | 1232436.0565
67 | 2699471.0783 | 1232434.3678 | 2699449.7587 | 1232436.2125 | 2699439.9536 | 1232436.0565
68 | 2699471.0783 | 1232434.3678 | 2699473.0735 | 1232439.1381 | 2699474.3931 | 1232446.2654 | 2699487.4828 | 1232451.0658 | 2699490.1805 | 1232459.1058
69 | 2699490.1805 | 1232459.1058 | 2699485.517 | 1232463.531 | 2699479.7269 | 1232464.6794 | 2699436.6652 | 1232461.957 | 2699414.9438 | 1232460.8205
70 | 2699383.8057 | 1232459.1913 | 2699414.9438 | 1232460.8205
71 | 2699243.0766 | 1232413.4196 | 2699224.8308 | 1232417.14 | 2699209.7407 | 1232419.1897 | 2699207.4784 | 1232419.2153
72 | 2699243.0766 | 1232413.4196 | 2699244.5827 | 1232409.8532 | 2699252.3068 | 1232407.6714
73 | 2699203.4817 | 1232419.2606 | 2699207.4784 | 1232419.2153
74 | 2699288.0082 | 1232400.3068 | 2699279.1015 | 1232403.5471 | 2699257.4424 | 1232406.2208 | 2699252.3068 | 1232407.6714
75 | 2699172.0401 | 1232419.6168 | 2699203.4817 | 1232419.2606
76 | 2699288.0082 | 1232400.3068 | 2699288.4814 | 1232400.1346 | 2699296.0938 | 1232398.7051 | 2699297.4094 | 1232396.57 | 2699297.6502 | 1232390.2215
77 | 2699161.851 | 1232421.6592 | 2699167.6855 | 1232419.6662 | 2699172.0401 | 1232419.6168
78 | 2699298.6457 | 1232368.8257 | 2699298.1677 | 1232376.579 | 2699297.6502 | 1232390.2215
79 | 2699397.3406 | 1232383.4414 | 2699414.7647 | 1232385.9458
80 | 2699397.3406 | 1232383.4414 | 2699388.1336 | 1232382.118
81 | 2699423.7109 | 1232387.0215 | 2699418.1778 | 1232386.4364 | 2699414.7647 | 1232385.9458
82 | 2699364.7673 | 1232378.6947 | 2699376.5031 | 1232380.4463 | 2699388.1336 | 1232382.118
83 | 2699364.7673 | 1232378.6947 | 2699343.199 | 1232375.4755
84 | 2699331.8034 | 1232373.7747 | 2699343.199 | 1232375.4755
85 | 2699309.1023 | 1232370.3864 | 2699331.8034 | 1232373.7747
86 | 2699161.851 | 1232421.6592 | 2699155.0552 | 1232419.0884
87 | 2699155.0552 | 1232419.0884 | 2699153.1962 | 1232418.3902 | 2699138.993 | 1232416.3074
88 | 2699155.0552 | 1232419.0884 | 2699154.1533 | 1232425.4781 | 2699154.1944 | 1232437.7913
89 | 2699190.4229 | 1232456.7284 | 2699187.1113 | 1232460.9318 | 2699154.2788 | 1232461.9738 | 2699154.2493 | 1232454.212
90 | 2699190.4229 | 1232456.7284 | 2699232.9107 | 1232453.79
91 | 2699154.2493 | 1232454.212 | 2699154.2281 | 1232447.8648
92 | 2699154.2493 | 1232454.212 | 2699125.7413 | 1232454.2698
93 | 2699271.4212 | 1232454.6483 | 2699244.7782 | 1232456.1796 | 2699235.4907 | 1232453.6115 | 2699232.9107 | 1232453.79
94 | 2699105.893 | 1232416.5614 | 2699138.993 | 1232416.3074
95 | 2699154.1944 | 1232437.7913 | 2699154.2281 | 1232447.8648
96 | 2699120.9739 | 1232454.2795 | 2699125.7413 | 1232454.2698
97 | 2699271.4212 | 1232454.6483 | 2699283.5984 | 1232453.9484 | 2699311.9471 | 1232455.4316
98 | 2699105.893 | 1232416.5614 | 2699090.1853 | 1232416.682
99 | 2699311.9471 | 1232455.4316 | 2699349.0057 | 1232457.3705
100 | 2699383.8057 | 1232459.1913 | 2699349.0057 | 1232457.3705
101 | 2699349.0057 | 1232457.3705 | 2699329.6729 | 1232487.4824
102 | 2699275.1857 | 1232510.7775 | 2699282.3455 | 1232512.1482 | 2699292.7536 | 1232513.7347
103 | 2699301.5176 | 1232515.0706 | 2699292.7536 | 1232513.7347
104 | 2699312.9087 | 1232516.3045 | 2699329.6729 | 1232487.4824
105 | 2699301.5176 | 1232515.0706 | 2699312.9087 | 1232516.3045
106 | 2699346.1673 | 1232518.6674 | 2699332.7338 | 1232518.2833 | 2699320.5752 | 1232517.1349 | 2699312.9087 | 1232516.3045
107 | 2699301.5176 | 1232515.0706 | 2699301.4801 | 1232540.2905
108 | 2699365.6558 | 1232518.8139 | 2699359.9163 | 1232519.0604 | 2699346.1673 | 1232518.6674
109 | 2699332.2183 | 1232540.3481 | 2699332.2202 | 1232540.0644
110 | 2699332.2183 | 1232540.3481 | 2699332.1478 | 1232550.6085 | 2699342.9043 | 1232550.9107
111 | 2699344.03 | 1232596.8079 | 2699343.9879 | 1232595.2505 | 2699342.9043 | 1232550.9107
112 | 2699043.4386 | 1232452.2099 | 2699043.7625 | 1232461.4645
113 | 2699043.4386 | 1232452.2099 | 2699042.9526 | 1232438.3216
114 | 2699298.6457 | 1232368.8257 | 2699309.1023 | 1232370.3864
115 | 2699141.5061 | 1232353.5553 | 2699167.5911 | 1232355.1306
116 | 2699141.5061 | 1232353.5553 | 2699135.472 | 1232353.1909 | 2699111.8019 | 1232351.9192
117 | 2699111.8019 | 1232351.9192 | 2699085.5843 | 1232350.5105
118 | 2699085.5843 | 1232350.5105 | 2699085.137 | 1232350.4864

## bus_geodata
| x | y | coords
0 | 2698899.8526 | 1232394.9486
1 | 2698929.5799 | 1232402.3419
2 | 2698895.9997 | 1232410.0667
3 | 2698937.6088 | 1232403.9985
4 | 2698935.5774 | 1232414.648
5 | 2698884.3759 | 1232349.1222
6 | 2698928.4539 | 1232347.5572
7 | 2698960.6962 | 1232347.7198
8 | 2698935.9731 | 1232414.719
9 | 2698996.9764 | 1232421.3667
10 | 2698995.5031 | 1232390.1477
11 | 2698992.9552 | 1232428.188
12 | 2699032.7209 | 1232417.3784
13 | 2698961.6577 | 1232347.7247
14 | 2698987.4889 | 1232348.0769
15 | 2698994.6723 | 1232383.7406
16 | 2698987.3014 | 1232428.8667
17 | 2699042.2082 | 1232417.0503
18 | 2698990.4977 | 1232362.428
19 | 2698979.6713 | 1232455.9777
20 | 2699042.7711 | 1232433.136
21 | 2699069.1996 | 1232416.8431
22 | 2698990.4369 | 1232348.1313
23 | 2698992.3789 | 1232348.1671
24 | 2699020.7449 | 1232348.7036
25 | 2698980.0028 | 1232465.7892
26 | 2698983.15 | 1232489.8426
27 | 2698933.9361 | 1232490.4022
28 | 2699024.8445 | 1232348.7818
29 | 2699036.2241 | 1232348.999
30 | 2699058.9152 | 1232349.4319
31 | 2699066.3997 | 1232349.5747
32 | 2699082.8712 | 1232350.3647
33 | 2698991.1267 | 1232623.0269
34 | 2699009.6359 | 1232626.4702
35 | 2698982.4127 | 1232621.4058
36 | 2699017.9093 | 1232628.0093
37 | 2699032.4361 | 1232630.7118
38 | 2699031.373 | 1232656.78
39 | 2699031.7656 | 1232603.247
40 | 2699027.509 | 1232659.6066
41 | 2699052.6706 | 1232657.1786
42 | 2699032.9989 | 1232585.5938
43 | 2699017.8902 | 1232659.8082
44 | 2699098.5818 | 1232620.5844
45 | 2699098.4843 | 1232643.9031
46 | 2699129.537 | 1232621.7124
47 | 2699033.5249 | 1232561.7679
48 | 2699149.273 | 1232557.7192
49 | 2699127.7543 | 1232557.4324
50 | 2699196.912 | 1232565.6504
51 | 2699094.8281 | 1232556.9935
52 | 2699195.9552 | 1232580.2224
53 | 2699194.6724 | 1232599.7582
54 | 2699193.3574 | 1232619.7867
55 | 2699179.8241 | 1232620.1932
56 | 2699159.3371 | 1232620.8087
57 | 2699236.5074 | 1232632.5718
58 | 2699158.8436 | 1232644.6194
59 | 2699250.8558 | 1232612.3297
60 | 2699128.9925 | 1232644.2401
61 | 2699158.8357 | 1232645.0007
62 | 2699301.4135 | 1232585.1762
63 | 2699359.393 | 1232431.637
64 | 2699439.9536 | 1232436.0565
65 | 2699471.0783 | 1232434.3678
66 | 2699490.1805 | 1232459.1058
67 | 2699414.9438 | 1232460.8205
68 | 2699243.0766 | 1232413.4196
69 | 2699207.4784 | 1232419.2153
70 | 2699252.3068 | 1232407.6714
71 | 2699203.4817 | 1232419.2606
72 | 2699288.0082 | 1232400.3068
73 | 2699172.0401 | 1232419.6168
74 | 2699297.6502 | 1232390.2215
75 | 2699397.3406 | 1232383.4414
76 | 2699414.7647 | 1232385.9458
77 | 2699388.1336 | 1232382.118
78 | 2699423.7109 | 1232387.0215
79 | 2699364.7673 | 1232378.6947
80 | 2699343.199 | 1232375.4755
81 | 2699331.8034 | 1232373.7747
82 | 2699161.851 | 1232421.6592
83 | 2699155.0552 | 1232419.0884
84 | 2699190.4229 | 1232456.7284
85 | 2699154.2493 | 1232454.212
86 | 2699232.9107 | 1232453.79
87 | 2699138.993 | 1232416.3074
88 | 2699154.1944 | 1232437.7913
89 | 2699154.2281 | 1232447.8648
90 | 2699125.7413 | 1232454.2698
91 | 2699271.4212 | 1232454.6483
92 | 2699105.893 | 1232416.5614
93 | 2699311.9471 | 1232455.4316
94 | 2699349.0057 | 1232457.3705
95 | 2699275.1857 | 1232510.7775
96 | 2699292.7536 | 1232513.7347
97 | 2699383.8057 | 1232459.1913
98 | 2699329.6729 | 1232487.4824
99 | 2699312.9087 | 1232516.3045
100 | 2699301.5176 | 1232515.0706
101 | 2699346.1673 | 1232518.6674
102 | 2699301.4801 | 1232540.2905
103 | 2699365.6558 | 1232518.8139
104 | 2699332.2202 | 1232540.0644
105 | 2699332.2183 | 1232540.3481
106 | 2699342.9043 | 1232550.9107
107 | 2699344.03 | 1232596.8079
108 | 2699120.9739 | 1232454.2795
109 | 2699043.7625 | 1232461.4645
110 | 2699043.4386 | 1232452.2099
111 | 2699042.9526 | 1232438.3216
112 | 2699090.1853 | 1232416.682
113 | 2699298.6457 | 1232368.8257
114 | 2699309.1023 | 1232370.3864
115 | 2699141.5061 | 1232353.5553
116 | 2699167.5911 | 1232355.1306
117 | 2699111.8019 | 1232351.9192
118 | 2699085.5843 | 1232350.5105
119 | 2699085.137 | 1232350.4864
120 | 2699154.2493 | 1232454.212

## line_std_types
| c_nf_per_km | r_ohm_per_km | x_ohm_per_km | max_i_ka | type | q_mm2 | alpha | voltage_rating
NAYY 4x50 SE | 210 | 0.642 | 0.083 | 0.142 | cs | 50 | 0.00403 | LV
NAYY 4x120 SE | 264 | 0.225 | 0.08 | 0.242 | cs | 120 | 0.00403 | LV
NAYY 4x150 SE | 261 | 0.208 | 0.08 | 0.27 | cs | 150 | 0.00403 | LV
NA2XS2Y 1x95 RM/25 12/20 kV | 216 | 0.313 | 0.132 | 0.252 | cs | 95 | 0.00403 | MV
NA2XS2Y 1x185 RM/25 12/20 kV | 273 | 0.161 | 0.117 | 0.362 | cs | 185 | 0.00403 | MV
NA2XS2Y 1x240 RM/25 12/20 kV | 304 | 0.122 | 0.112 | 0.421 | cs | 240 | 0.00403 | MV
NA2XS2Y 1x95 RM/25 6/10 kV | 315 | 0.313 | 0.123 | 0.249 | cs | 95 | 0.00403 | MV
NA2XS2Y 1x185 RM/25 6/10 kV | 406 | 0.161 | 0.11 | 0.358 | cs | 185 | 0.00403 | MV
NA2XS2Y 1x240 RM/25 6/10 kV | 456 | 0.122 | 0.105 | 0.416 | cs | 240 | 0.00403 | MV
NA2XS2Y 1x150 RM/25 12/20 kV | 250 | 0.206 | 0.116 | 0.319 | cs | 150 | 0.00403 | MV
NA2XS2Y 1x120 RM/25 12/20 kV | 230 | 0.253 | 0.119 | 0.283 | cs | 120 | 0.00403 | MV
NA2XS2Y 1x70 RM/25 12/20 kV | 190 | 0.443 | 0.132 | 0.22 | cs | 70 | 0.00403 | MV
NA2XS2Y 1x150 RM/25 6/10 kV | 360 | 0.206 | 0.11 | 0.315 | cs | 150 | 0.00403 | MV
NA2XS2Y 1x120 RM/25 6/10 kV | 340 | 0.253 | 0.113 | 0.28 | cs | 120 | 0.00403 | MV
NA2XS2Y 1x70 RM/25 6/10 kV | 280 | 0.443 | 0.123 | 0.217 | cs | 70 | 0.00403 | MV
N2XS(FL)2Y 1x120 RM/35 64/110 kV | 112 | 0.153 | 0.166 | 0.366 | cs | 120 | 0.00393 | HV
N2XS(FL)2Y 1x185 RM/35 64/110 kV | 125 | 0.099 | 0.156 | 0.457 | cs | 185 | 0.00393 | HV
N2XS(FL)2Y 1x240 RM/35 64/110 kV | 135 | 0.075 | 0.149 | 0.526 | cs | 240 | 0.00393 | HV
N2XS(FL)2Y 1x300 RM/35 64/110 kV | 144 | 0.06 | 0.144 | 0.588 | cs | 300 | 0.00393 | HV
15-AL1/3-ST1A 0.4 | 11 | 1.8769 | 0.35 | 0.105 | ol | 16 | 0.00403 | LV
24-AL1/4-ST1A 0.4 | 11.25 | 1.2012 | 0.335 | 0.14 | ol | 24 | 0.00403 | LV
48-AL1/8-ST1A 0.4 | 12.2 | 0.5939 | 0.3 | 0.21 | ol | 48 | 0.00403 | LV
94-AL1/15-ST1A 0.4 | 13.2 | 0.306 | 0.29 | 0.35 | ol | 94 | 0.00403 | LV
34-AL1/6-ST1A 10.0 | 9.7 | 0.8342 | 0.36 | 0.17 | ol | 34 | 0.00403 | MV
48-AL1/8-ST1A 10.0 | 10.1 | 0.5939 | 0.35 | 0.21 | ol | 48 | 0.00403 | MV
70-AL1/11-ST1A 10.0 | 10.4 | 0.4132 | 0.339 | 0.29 | ol | 70 | 0.00403 | MV
94-AL1/15-ST1A 10.0 | 10.75 | 0.306 | 0.33 | 0.35 | ol | 94 | 0.00403 | MV
122-AL1/20-ST1A 10.0 | 11.1 | 0.2376 | 0.323 | 0.41 | ol | 122 | 0.00403 | MV
149-AL1/24-ST1A 10.0 | 11.25 | 0.194 | 0.315 | 0.47 | ol | 149 | 0.00403 | MV
34-AL1/6-ST1A 20.0 | 9.15 | 0.8342 | 0.382 | 0.17 | ol | 34 | 0.00403 | MV
48-AL1/8-ST1A 20.0 | 9.5 | 0.5939 | 0.372 | 0.21 | ol | 48 | 0.00403 | MV
70-AL1/11-ST1A 20.0 | 9.7 | 0.4132 | 0.36 | 0.29 | ol | 70 | 0.00403 | MV
94-AL1/15-ST1A 20.0 | 10 | 0.306 | 0.35 | 0.35 | ol | 94 | 0.00403 | MV
122-AL1/20-ST1A 20.0 | 10.3 | 0.2376 | 0.344 | 0.41 | ol | 122 | 0.00403 | MV
149-AL1/24-ST1A 20.0 | 10.5 | 0.194 | 0.337 | 0.47 | ol | 149 | 0.00403 | MV
184-AL1/30-ST1A 20.0 | 10.75 | 0.1571 | 0.33 | 0.535 | ol | 184 | 0.00403 | MV
243-AL1/39-ST1A 20.0 | 11 | 0.1188 | 0.32 | 0.645 | ol | 243 | 0.00403 | MV
48-AL1/8-ST1A 110.0 | 8 | 0.5939 | 0.46 | 0.21 | ol | 48 | 0.00403 | HV
70-AL1/11-ST1A 110.0 | 8.4 | 0.4132 | 0.45 | 0.29 | ol | 70 | 0.00403 | HV
94-AL1/15-ST1A 110.0 | 8.65 | 0.306 | 0.44 | 0.35 | ol | 94 | 0.00403 | HV
122-AL1/20-ST1A 110.0 | 8.5 | 0.2376 | 0.43 | 0.41 | ol | 122 | 0.00403 | HV
149-AL1/24-ST1A 110.0 | 8.75 | 0.194 | 0.41 | 0.47 | ol | 149 | 0.00403 | HV
184-AL1/30-ST1A 110.0 | 8.8 | 0.1571 | 0.4 | 0.535 | ol | 184 | 0.00403 | HV
243-AL1/39-ST1A 110.0 | 9 | 0.1188 | 0.39 | 0.645 | ol | 243 | 0.00403 | HV
305-AL1/39-ST1A 110.0 | 9.2 | 0.0949 | 0.38 | 0.74 | ol | 305 | 0.00403 | HV
490-AL1/64-ST1A 110.0 | 9.75 | 0.059 | 0.37 | 0.96 | ol | 490 | 0.00403 | HV
679-AL1/86-ST1A 110.0 | 9.95 | 0.042 | 0.36 | 1.15 | ol | 679 | 0.00403 | HV
490-AL1/64-ST1A 220.0 | 10 | 0.059 | 0.285 | 0.96 | ol | 490 | 0.00403 | HV
679-AL1/86-ST1A 220.0 | 11.7 | 0.042 | 0.275 | 1.15 | ol | 679 | 0.00403 | HV
490-AL1/64-ST1A 380.0 | 11 | 0.059 | 0.253 | 0.96 | ol | 490 | 0.00403 | HV
679-AL1/86-ST1A 380.0 | 14.6 | 0.042 | 0.25 | 1.15 | ol | 679 | 0.00403 | HV

## trafo_std_types
| i0_percent | pfe_kw | vkr_percent | sn_mva | vn_lv_kv | vn_hv_kv | vk_percent | shift_degree | vector_group | tap_side | tap_neutral | tap_min | tap_max | tap_step_degree | tap_step_percent | tap_phase_shifter
160 MVA 380/110 kV | 0.06 | 60 | 0.25 | 160 | 110 | 380 | 12.2 | 0 | Yy0 | hv | 0 | -9 | 9 | 0 | 1.5 | FALSE
100 MVA 220/110 kV | 0.06 | 55 | 0.26 | 100 | 110 | 220 | 12 | 0 | Yy0 | hv | 0 | -9 | 9 | 0 | 1.5 | FALSE
63 MVA 110/20 kV | 0.04 | 22 | 0.32 | 63 | 20 | 110 | 18 | 150 | YNd5 | hv | 0 | -9 | 9 | 0 | 1.5 | FALSE
40 MVA 110/20 kV | 0.05 | 18 | 0.34 | 40 | 20 | 110 | 16.2 | 150 | YNd5 | hv | 0 | -9 | 9 | 0 | 1.5 | FALSE
25 MVA 110/20 kV | 0.07 | 14 | 0.41 | 25 | 20 | 110 | 12 | 150 | YNd5 | hv | 0 | -9 | 9 | 0 | 1.5 | FALSE
63 MVA 110/10 kV | 0.04 | 22 | 0.32 | 63 | 10 | 110 | 18 | 150 | YNd5 | hv | 0 | -9 | 9 | 0 | 1.5 | FALSE
40 MVA 110/10 kV | 0.05 | 18 | 0.34 | 40 | 10 | 110 | 16.2 | 150 | YNd5 | hv | 0 | -9 | 9 | 0 | 1.5 | FALSE
25 MVA 110/10 kV | 0.07 | 14 | 0.41 | 25 | 10 | 110 | 12 | 150 | YNd5 | hv | 0 | -9 | 9 | 0 | 1.5 | FALSE
0.25 MVA 20/0.4 kV | 0.32 | 0.8 | 1.44 | 0.25 | 0.4 | 20 | 6 | 150 | Yzn5 | hv | 0 | -2 | 2 | 0 | 2.5 | FALSE
0.4 MVA 20/0.4 kV | 0.3375 | 1.35 | 1.425 | 0.4 | 0.4 | 20 | 6 | 150 | Dyn5 | hv | 0 | -2 | 2 | 0 | 2.5 | FALSE
0.63 MVA 20/0.4 kV | 0.2619 | 1.65 | 1.206 | 0.63 | 0.4 | 20 | 6 | 150 | Dyn5 | hv | 0 | -2 | 2 | 0 | 2.5 | FALSE
0.25 MVA 10/0.4 kV | 0.24 | 0.6 | 1.2 | 0.25 | 0.4 | 10 | 4 | 150 | Dyn5 | hv | 0 | -2 | 2 | 0 | 2.5 | FALSE
0.4 MVA 10/0.4 kV | 0.2375 | 0.95 | 1.325 | 0.4 | 0.4 | 10 | 4 | 150 | Dyn5 | hv | 0 | -2 | 2 | 0 | 2.5 | FALSE
0.63 MVA 10/0.4 kV | 0.1873 | 1.18 | 1.0794 | 0.63 | 0.4 | 10 | 4 | 150 | Dyn5 | hv | 0 | -2 | 2 | 0 | 2.5 | FALSE

## trafo3w_std_types
| sn_hv_mva | sn_mv_mva | sn_lv_mva | vn_hv_kv | vn_mv_kv | vn_lv_kv | vk_hv_percent | vk_mv_percent | vk_lv_percent | vkr_hv_percent | vkr_mv_percent | vkr_lv_percent | pfe_kw | i0_percent | shift_mv_degree | shift_lv_degree | vector_group | tap_side | tap_neutral | tap_min | tap_max | tap_step_percent
63/25/38 MVA 110/20/10 kV | 63 | 25 | 38 | 110 | 20 | 10 | 10.4 | 10.4 | 10.4 | 0.28 | 0.32 | 0.35 | 35 | 0.89 | 0 | 0 | YN0yn0yn0 | hv | 0 | -10 | 10 | 1.2
63/25/38 MVA 110/10/10 kV | 63 | 25 | 38 | 110 | 10 | 10 | 10.4 | 10.4 | 10.4 | 0.28 | 0.32 | 0.35 | 35 | 0.89 | 0 | 0 | YN0yn0yn0 | hv | 0 | -10 | 10 | 1.2

## fuse_std_types
| fuse_type | i_rated_a | t_avg | t_min | t_total | x_avg | x_min | x_total
HV 100A | HV 100A | 100 | 0 | [10.0, 3.64, 0.854, 0.281, 0.1, 0.0531, 0.022, 0.01] | [10.0, 4.267, 1.21, 0.403, 0.1, 0.058, 0.022, 0.01] | 0 | [300.0, 350.0, 450.0, 550.0, 700.0, 850.0, 1200.0, 1752.0] | [600.0, 700.0, 900.0, 1150.0, 1665.0, 2000.0, 3000.0, 4313.0]
HV 10A | HV 10A | 10 | 0 | [10.0, 1675.0, 0.344, 0.156, 0.1, 0.0417, 0.0171, 0.01] | [10.0, 1.3, 0.3, 0.155, 0.1, 0.0555, 0.023, 0.01] | 0 | [30.0, 32.0, 35.0, 37.0, 39.0, 50.0, 70.0, 88.0] | [60.0, 70.0, 80.0, 87.0, 94.0, 110.0, 150.0, 216.0]
HV 125A | HV 125A | 125 | 0 | [10.0, 1.82, 0.344, 0.1, 0.0467, 0.0269, 0.01] | [10.0, 2.478, 0.426, 0.1, 0.0427, 0.0211, 0.01] | 0 | [375.0, 500.0, 700.0, 925.0, 1200.0, 1500.0, 2341.0] | [750.0, 1000.0, 1500.0, 2200.0, 3000.0, 4000.0, 5765.0]
HV 160A | HV 160A | 160 | 0 | [10.0, 4.15, 1.03, 0.198, 0.1, 0.051, 0.0172, 0.01] | [10.0, 2.3, 0.734, 0.274, 0.1, 0.046, 0.0177, 0.01] | 0 | [480.0, 550.0, 700.0, 1000.0, 1260.0, 1600.0, 2500.0, 3227.0] | [960.0, 1300.0, 1700.0, 2200.0, 2996.0, 4000.0, 6000.0, 7946.0]
HV 16A | HV 16A | 16 | 0 | [10.0, 0.352, 0.164, 0.1, 0.0649, 0.0342, 0.01] | [10.0, 2.34, 0.722, 0.181, 0.1, 0.055, 0.0296, 0.01] | 0 | [48.0, 60.0, 65.0, 71.0, 80.0, 100.0, 162.0] | [96.0, 110.0, 125.0, 150.0, 168.0, 200.0, 250.0, 398.0]
HV 200A | HV 200A | 200 | 0 | [10.0, 4.267, 1.21, 0.403, 0.1, 0.058, 0.022, 0.01] | [10.0, 3.73, 1.654, 0.328, 0.1, 0.0531, 0.019, 0.01] | 0 | [600.0, 700.0, 900.0, 1150.0, 1665.0, 2000.0, 3000.0, 4313.0] | [1200.0, 1500.0, 1800.0, 2700.0, 3960.0, 5000.0, 7500.0, 10620.0]
HV 20A | HV 20A | 20 | 0 | [10.0, 1.3, 0.3, 0.155, 0.1, 0.0555, 0.023, 0.01] | [10.0, 1.3, 0.161, 0.1, 0.0611, 0.0399, 0.0141, 0.01] | 0 | [60.0, 70.0, 80.0, 87.0, 94.0, 110.0, 150.0, 216.0] | [120.0, 150.0, 200.0, 223.0, 260.0, 300.0, 450.0, 532.0]
HV 25A | HV 25A | 25 | 0 | [10.0, 2.512, 0.833, 0.299, 0.1, 0.0372, 0.0223, 0.01] | [10.0, 3.125, 0.597, 0.198, 0.1, 0.0378, 0.022, 0.01] | 0 | [75.0, 82.0, 90.0, 100.0, 124.0, 170.0, 200.0, 289.0] | [150.0, 170.0, 210.0, 250.0, 294.0, 400.0, 500.0, 711.0]
HV 31.5A | HV 31.5A | 31.5 | 0 | [10.0, 2.34, 0.722, 0.181, 0.1, 0.055, 0.0296, 0.01] | [10.0, 2.84, 0.368, 0.164, 0.1, 0.0621, 0.0378, 0.0195, 0.01] | 0 | [95.0, 110.0, 125.0, 150.0, 165.0, 200.0, 250.0, 390.0] | [189.0, 220.0, 300.0, 350.0, 393.0, 450.0, 530.0, 700.0, 960.0]
HV 40A | HV 40A | 40 | 0 | [10.0, 1.3, 0.161, 0.1, 0.0611, 0.0399, 0.0141, 0.01] | [10.0, 2.05, 0.369, 0.198, 0.1, 0.051, 0.0298, 0.01] | 0 | [120.0, 150.0, 200.0, 223.0, 260.0, 300.0, 450.0, 532.0] | [240.0, 300.0, 400.0, 450.0, 530.0, 650.0, 800.0, 1311.0]
HV 50A | HV 50A | 50 | 0 | [10.0, 3.215, 0.597, 0.198, 0.1, 0.0378, 0.022, 0.01] | [10.0, 3.64, 0.854, 0.281, 0.1, 0.0531, 0.022, 0.01] | 0 | [150.0, 170.0, 210.0, 250.0, 294.0, 400.0, 500.0, 711.0] | [300.0, 350.0, 450.0, 550.0, 700.0, 850.0, 1200.0, 1752.0]
HV 6.3A | HV 6.3A | 6.3 | 0 | [10.0, 1.39, 0.344, 0.168, 0.1, 0.056, 0.0263, 0.01] | [10.0, 1.711, 0.516, 0.198, 0.1, 0.0634, 0.0303, 0.01] | 0 | [19.0, 19.5, 20.4, 20.8, 22.0, 25.0, 32.0, 48.0] | [38.0, 40.0, 43.0, 48.0, 53.0, 60.0, 75.0, 118.0]
HV 63A | HV 63A | 63 | 0 | [10.0, 2.84, 0.368, 0.164, 0.1, 0.0621, 0.0378, 0.0195, 0.01] | [10.0, 1.82, 0.344, 0.1, 0.0467, 0.0269, 0.01] | 0 | [189.0, 220.0, 300.0, 350.0, 393.0, 450.0, 530.0, 700.0, 961.0] | [378.0, 500.0, 700.0, 934.0, 1200.0, 1500.0, 2366.0]
HV 80A | HV 80A | 80 | 0 | [10.0, 2.05, 0.369, 0.198, 0.1, 0.051, 0.0298, 0.01] | [10.0, 4.15, 1.03, 0.198, 0.1, 0.051, 0.0172, 0.01] | 0 | [240.0, 300.0, 400.0, 450.0, 530.0, 650.0, 800.0, 1311.0] | [480.0, 550.0, 700.0, 1000.0, 1260.0, 1600.0, 2500.0, 3227.0]
Siemens NH-1-100 | Siemens NH-1-100 | 100 | [5400.0, 2000.0, 400.0, 20.0, 1.0, 0.2, 0.012, 0.004] | 0 | 0 | [150.0, 190.0, 250.0, 430.0, 900.0, 1250.0, 2700.0, 3600.0] | 0 | 0
Siemens NH-1-125 | Siemens NH-1-125 | 125 | [4800.0, 120.0, 7.0, 0.1, 0.004] | 0 | 0 | [180.0, 400.0, 740.0, 2000.0, 4250.0] | 0 | 0
Siemens NH-1-16 | Siemens NH-1-16 | 16 | [4000.0, 400.0, 2.0, 0.1, 0.04, 0.01] | 0 | 0 | [26.0, 35.0, 75.0, 150.0, 200.0, 300.0] | 0 | 0
Siemens NH-1-160 | Siemens NH-1-160 | 160 | [4800.0, 120.0, 7.0, 0.1, 0.004] | 0 | 0 | [210.0, 500.0, 900.0, 2300.0, 5000.0] | 0 | 0
Siemens NH-1-25 | Siemens NH-1-25 | 25 | [4000.0, 1000.0, 10.0, 0.2, 0.02, 0.01] | 0 | 0 | [40.0, 50.0, 100.0, 210.0, 400.0, 500.0] | 0 | 0
Siemens NH-1-50 | Siemens NH-1-50 | 50 | [4000.0, 40.0, 4.0, 1.0, 0.02, 0.01] | 0 | 0 | [86.0, 200.0, 300.0, 400.0, 1000.0, 1280.0] | 0 | 0
Siemens NH-1-63 | Siemens NH-1-63 | 63 | [4000.0, 100.0, 10.0, 2.0, 0.04, 0.01] | 0 | 0 | [100.0, 200.0, 300.0, 400.0, 1000.0, 1500.0] | 0 | 0
Siemens NH-1-80 | Siemens NH-1-80 | 80 | [4800.0, 120.0, 7.0, 0.1, 0.01] | 0 | 0 | [150.58, 250.0, 450.0, 1150.0, 2470.0] | 0 | 0
Siemens NH-2-1000 | Siemens NH-2-1000 | 1000 | [4800.0, 120.0, 7.0, 0.1, 0.004] | 0 | 0 | [1900.0, 3500.0, 8400.0, 24000.0, 52000.0] | 0 | 0
Siemens NH-2-200 | Siemens NH-2-200 | 200 | [4800.0, 120.0, 7.0, 0.1, 0.004] | 0 | 0 | [280.0, 650.0, 1200.0, 3000.0, 7000.0] | 0 | 0
Siemens NH-2-224 | Siemens NH-2-224 | 224 | [4800.0, 120.0, 7.0, 0.2, 0.04, 0.004] | 0 | 0 | [400.0, 750.0, 1453.0, 3025.0, 4315.0, 7600.0] | 0 | 0
Siemens NH-2-250 | Siemens NH-2-250 | 250 | [4800.0, 120.0, 7.0, 0.1, 0.004] | 0 | 0 | [450.0, 800.0, 1650.0, 4000.0, 8500.0] | 0 | 0
Siemens NH-2-315 | Siemens NH-2-315 | 315 | [4800.0, 120.0, 7.0, 0.1, 0.004] | 0 | 0 | [550.0, 920.0, 1900.0, 5000.0, 11000.0] | 0 | 0
Siemens NH-2-355 | Siemens NH-2-355 | 355 | [4800.0, 120.0, 6.0, 0.1, 0.004] | 0 | 0 | [650.0, 1116.27, 2350.0, 5840.0, 12790.0] | 0 | 0
Siemens NH-2-400 | Siemens NH-2-400 | 400 | [4800.0, 120.0, 7.0, 0.1, 0.004] | 0 | 0 | [720.0, 1350.0, 2800.0, 6500.0, 15000.0] | 0 | 0
Siemens NH-2-425 | Siemens NH-2-425 | 425 | [4800.0, 120.0, 7.0, 0.1, 0.004] | 0 | 0 | [850.0, 1500.0, 3050.0, 7500.0, 16500.0] | 0 | 0
Siemens NH-2-630 | Siemens NH-2-630 | 630 | [4800.0, 120.0, 7.0, 0.1, 0.004] | 0 | 0 | [1200.0, 2000.0, 4800.0, 12000.0, 26000.0] | 0 | 0

## res_bus
| vm_pu | va_degree | p_mw | q_mvar
0 | 0.97785 | -0.42624 | 0.0069759 | 0.0017483
1 | 0.97805 | -0.42234 | 0 | 0
2 | 0.97846 | -0.41423 | 0 | 0
3 | 0.97801 | -0.42312 | 0.0052118 | 0.0013062
4 | 0.97891 | -0.40538 | 0.0033937 | 0.00085053
5 | 0.97559 | -0.47061 | 0.001802 | 0.00045162
6 | 0.97566 | -0.46915 | 0.012589 | 0.0031551
7 | 0.97609 | -0.46066 | 0.0011357 | 0.00028464
8 | 0.97892 | -0.40527 | 0.0028139 | 0.00070523
9 | 0.98028 | -0.37864 | 0 | 0
10 | 0.97849 | -0.41366 | 0.0058401 | 0.0014637
11 | 0.97999 | -0.38414 | 0.0053759 | 0.0013473
12 | 0.98354 | -0.31495 | 0.0064971 | 0.0016283
13 | 0.97611 | -0.46039 | 0.0027226 | 0.00068234
14 | 0.97654 | -0.45177 | 0 | 0
15 | 0.97815 | -0.42018 | 0.005658 | 0.001418
16 | 0.97983 | -0.38742 | 0 | 0
17 | 0.98446 | -0.29719 | 0 | 0
18 | 0.97715 | -0.43988 | 0.0053509 | 0.0013411
19 | 0.9795 | -0.39379 | 0.0038017 | 0.00095279
20 | 0.98414 | -0.30352 | 0.0054363 | 0.0013625
21 | 0.98761 | -0.23629 | 0.0046938 | 0.0011764
22 | 0.97647 | -0.45317 | 0.0011706 | 0.00029338
23 | 0.97643 | -0.45406 | 0.0049243 | 0.0012341
24 | 0.9759 | -0.46445 | 0.00088486 | 0.00022177
25 | 0.97942 | -0.39536 | 0.0051949 | 0.001302
26 | 0.97934 | -0.39689 | 0 | 0
27 | 0.97919 | -0.39999 | 0.0034711 | 0.00086993
28 | 0.97583 | -0.46589 | 0.0055149 | 0.0013822
29 | 0.97568 | -0.46873 | 0.00095829 | 0.00024017
30 | 0.97542 | -0.47399 | 0.00080412 | 0.00020153
31 | 0.97533 | -0.47562 | 0.0031059 | 0.00077842
32 | 0.9752 | -0.47826 | 0.0015185 | 0.00038057
33 | 0.97027 | -0.57439 | 0.0012039 | 0.00030172
34 | 0.97031 | -0.57358 | 0.00085443 | 0.00021414
35 | 0.97026 | -0.57457 | 0.0011102 | 0.00027823
36 | 0.97033 | -0.57309 | 0.00072978 | 0.0001829
37 | 0.97039 | -0.57202 | 0 | 0
38 | 0.97031 | -0.57355 | 0 | 0
39 | 0.97058 | -0.56812 | 0 | 0
40 | 0.97031 | -0.57359 | 0 | 0
41 | 0.97026 | -0.57461 | 0.002674 | 0.00067017
42 | 0.9707 | -0.56581 | 0.0093599 | 0.0023458
43 | 0.9703 | -0.57368 | 0.00046782 | 0.00011725
44 | 0.97404 | -0.5 | 0 | 0
45 | 0.97397 | -0.50133 | 0.0031101 | 0.00077947
46 | 0.97412 | -0.49823 | 0 | 0
47 | 0.97106 | -0.55858 | 0 | 0
48 | 0.97296 | -0.52109 | 0.0058009 | 0.0014538
49 | 0.97257 | -0.52888 | 0.0014826 | 0.00037156
50 | 0.97412 | -0.49819 | 0 | 0
51 | 0.97201 | -0.53991 | 0.0017599 | 0.00044106
52 | 0.97447 | -0.49137 | 0.0024903 | 0.00062412
53 | 0.97498 | -0.48133 | 0.0063532 | 0.0015923
54 | 0.97562 | -0.46872 | 0 | 0
55 | 0.97515 | -0.47799 | 0.0026389 | 0.00066137
56 | 0.97449 | -0.49105 | 0 | 0
57 | 0.97865 | -0.4093 | 0 | 0
58 | 0.97401 | -0.50048 | 0.010897 | 0.0027311
59 | 0.98031 | -0.37702 | 0.0064866 | 0.0016257
60 | 0.97391 | -0.50239 | 0.010052 | 0.0025192
61 | 0.97401 | -0.50056 | 0.010677 | 0.0026759
62 | 0.98449 | -0.296 | 0 | 0
63 | 0.98799 | -0.22905 | 0.0012423 | 0.00031134
64 | 0.98808 | -0.22724 | 0.0038419 | 0.00096288
65 | 0.98823 | -0.2244 | 0 | 0
66 | 0.98839 | -0.22124 | 0 | 0
67 | 0.98875 | -0.21423 | 0.0038019 | 0.00095284
68 | 0.99177 | -0.15704 | 0 | 0
69 | 0.99295 | -0.13433 | 0.0044905 | 0.0011254
70 | 0.99138 | -0.16454 | 0.0078457 | 0.0019663
71 | 0.99309 | -0.1315 | 0.0025447 | 0.00063777
72 | 0.99045 | -0.18255 | 0.0041915 | 0.0010505
73 | 0.99432 | -0.10787 | 0.0017223 | 0.00043165
74 | 0.99009 | -0.1897 | 0.0036008 | 0.00090244
75 | 0.98854 | -0.21983 | 0.0015886 | 0.00039814
76 | 0.98845 | -0.22151 | 0.0039386 | 0.0009871
77 | 0.98859 | -0.21867 | 0.00060797 | 0.00015237
78 | 0.98844 | -0.22174 | 0.0014259 | 0.00035736
79 | 0.98876 | -0.21549 | 0.0033151 | 0.00083085
80 | 0.98898 | -0.21126 | 0.0044458 | 0.0011142
81 | 0.98914 | -0.20811 | 0.0020283 | 0.00050835
82 | 0.99475 | -0.099656 | 0 | 0
83 | 0.99504 | -0.094003 | 0 | 0
84 | 0.99534 | -0.088207 | 0 | 0
85 | 0.99712 | -0.054462 | 0 | 0
86 | 0.99368 | -0.11965 | 0.0025805 | 0.00064674
87 | 0.99432 | -0.10771 | 0.0017504 | 0.00043869
88 | 0.99612 | -0.07342 | 0.0072359 | 0.0018135
89 | 0.99672 | -0.061964 | 0.0078266 | 0.0019615
90 | 1 | 0 | -0.34922 | -0.089219
91 | 0.9922 | -0.14788 | 0.0033418 | 0.00083754
92 | 0.99216 | -0.14895 | 0.0028693 | 0.00071911
93 | 0.9907 | -0.1766 | 0.0030134 | 0.00075524
94 | 0.98936 | -0.20228 | 0.0030359 | 0.00076087
95 | 0.98685 | -0.25048 | 0.0016751 | 0.00041982
96 | 0.98688 | -0.24994 | 0.0010028 | 0.00025134
97 | 0.989 | -0.20929 | 0.0023906 | 0.00059913
98 | 0.98823 | -0.22406 | 0.0044548 | 0.0011165
99 | 0.98722 | -0.24351 | 0.0034097 | 0.00085456
100 | 0.9869 | -0.24952 | 0 | 0
101 | 0.98701 | -0.24746 | 0.0041081 | 0.0010296
102 | 0.98624 | -0.26235 | 0.0017023 | 0.00042662
103 | 0.98697 | -0.24833 | 0.0025096 | 0.00062897
104 | 0.98398 | -0.306 | 0.0017399 | 0.00043605
105 | 0.98398 | -0.306 | 0.0017094 | 0.00042841
106 | 0.98405 | -0.30469 | 0.001915 | 0.00047994
107 | 0.98427 | -0.30026 | 0 | 0
108 | 0.99994 | -0.0011857 | 0.014269 | 0.003576
109 | 0.98391 | -0.308 | 0.0037643 | 0.00094343
110 | 0.98394 | -0.30737 | 0.0054955 | 0.0013773
111 | 0.98406 | -0.30506 | 0.0071741 | 0.001798
112 | 0.99015 | -0.18747 | 0.0076522 | 0.0019178
113 | 0.9897 | -0.19728 | 0 | 0
114 | 0.9895 | -0.20102 | 0.0025449 | 0.00063782
115 | 0.975 | -0.48215 | 0.0017977 | 0.00045055
116 | 0.97498 | -0.48266 | 0.0010688 | 0.00026786
117 | 0.97508 | -0.48058 | 0.0012224 | 0.00030637
118 | 0.97518 | -0.47861 | 0.0020352 | 0.00051006
119 | 0.97518 | -0.47856 | 0.0011085 | 0.00027783
120 | 0.99998 | 149.9956 | 0 | 0

## res_line
| p_from_mw | q_from_mvar | p_to_mw | q_to_mvar | pl_mw | ql_mvar | i_from_ka | i_to_ka | i_ka | vm_from_pu | va_from_degree | vm_to_pu | va_to_degree | loading_percent
0 | -0.0069759 | -0.0017483 | 0.0069772 | 0.0017488 | 1.2944e-06 | 4.4409e-07 | 0.010615 | 0.010615 | 0.010615 | 0.97785 | -0.42624 | 0.97805 | -0.42234 | 2.9163
1 | -0.012189 | -0.003055 | 0.012194 | 0.0030575 | 4.7113e-06 | 2.5566e-06 | 0.018545 | 0.018545 | 0.018545 | 0.97805 | -0.42234 | 0.97846 | -0.41423 | 5.0947
2 | 0.005212 | 0.0013062 | -0.0052118 | -0.0013062 | 1.933e-07 | 2.0836e-08 | 0.0079296 | 0.0079296 | 0.0079296 | 0.97805 | -0.42234 | 0.97801 | -0.42312 | 2.1785
3 | -0.012194 | -0.0030575 | 0.012199 | 0.0030603 | 5.1443e-06 | 2.7911e-06 | 0.018545 | 0.018544 | 0.018545 | 0.97846 | -0.41423 | 0.97891 | -0.40538 | 5.0947
4 | -0.015593 | -0.0039109 | 0.015593 | 0.0039109 | 8.4694e-08 | 4.915e-08 | 0.023703 | 0.023703 | 0.023703 | 0.97891 | -0.40538 | 0.97892 | -0.40527 | 6.5118
5 | -0.001802 | -0.00045162 | 0.0018021 | 0.00045115 | 1.2504e-07 | -4.7122e-07 | 0.0027485 | 0.0027483 | 0.0027485 | 0.97559 | -0.47061 | 0.97566 | -0.46915 | 0.75508
6 | -0.014391 | -0.0036063 | 0.014397 | 0.0036096 | 5.8246e-06 | 3.3249e-06 | 0.021948 | 0.021948 | 0.021948 | 0.97566 | -0.46915 | 0.97609 | -0.46066 | 6.0298
7 | -0.015533 | -0.0038942 | 0.015533 | 0.0038943 | 2.0217e-07 | 1.1737e-07 | 0.02368 | 0.02368 | 0.02368 | 0.97609 | -0.46066 | 0.97611 | -0.46039 | 6.5054
8 | -0.018407 | -0.0046161 | 0.018422 | 0.0046255 | 1.5678e-05 | 9.362e-06 | 0.02798 | 0.02798 | 0.02798 | 0.97892 | -0.40527 | 0.97983 | -0.38742 | 7.6869
9 | 0.06144 | 0.015482 | -0.061337 | -0.015417 | 0.00010276 | 6.5368e-05 | 0.093293 | 0.093294 | 0.093294 | 0.98028 | -0.37864 | 0.97849 | -0.41366 | 25.6301
10 | 0.036285 | 0.0091084 | -0.036276 | -0.0091025 | 9.5101e-06 | 5.9812e-06 | 0.055085 | 0.055085 | 0.055085 | 0.98028 | -0.37864 | 0.97999 | -0.38414 | 15.1332
11 | -0.097725 | -0.024591 | 0.098024 | 0.024781 | 0.0002984 | 0.00019052 | 0.14838 | 0.14838 | 0.14838 | 0.98028 | -0.37864 | 0.98354 | -0.31495 | 40.7633
12 | 0.055497 | 0.013953 | -0.05548 | -0.013942 | 1.7264e-05 | 1.0968e-05 | 0.084412 | 0.084412 | 0.084412 | 0.97849 | -0.41366 | 0.97815 | -0.42018 | 23.1902
13 | 0.0309 | 0.0077551 | -0.030895 | -0.0077521 | 4.8304e-06 | 3.0178e-06 | 0.046922 | 0.046922 | 0.046922 | 0.97999 | -0.38414 | 0.97983 | -0.38742 | 12.8907
14 | -0.10452 | -0.02641 | 0.10461 | 0.026467 | 8.9102e-05 | 5.6905e-05 | 0.15821 | 0.15821 | 0.15821 | 0.98354 | -0.31495 | 0.98446 | -0.29719 | 43.4637
15 | -0.018255 | -0.0045767 | 0.018263 | 0.0045812 | 7.5033e-06 | 4.479e-06 | 0.02783 | 0.02783 | 0.02783 | 0.97611 | -0.46039 | 0.97654 | -0.45177 | 7.6456
16 | 0.026136 | 0.0065565 | -0.026134 | -0.0065555 | 1.7539e-06 | 1.0856e-06 | 0.039827 | 0.039827 | 0.039827 | 0.97654 | -0.45177 | 0.97647 | -0.45317 | 10.9415
17 | -0.044399 | -0.011138 | 0.044424 | 0.011154 | 2.517e-05 | 1.5925e-05 | 0.067657 | 0.067657 | 0.067657 | 0.97654 | -0.45177 | 0.97715 | -0.43988 | 18.5871
18 | 0.049822 | 0.012524 | -0.049775 | -0.012495 | 4.6819e-05 | 2.9692e-05 | 0.075805 | 0.075805 | 0.075805 | 0.97815 | -0.42018 | 0.97715 | -0.43988 | 20.8256
19 | 0.012473 | 0.0031266 | -0.012469 | -0.0031245 | 3.7896e-06 | 2.0707e-06 | 0.018942 | 0.018942 | 0.018942 | 0.97983 | -0.38742 | 0.9795 | -0.39379 | 5.2039
20 | 0.021879 | 0.0054864 | -0.021873 | -0.0054823 | 6.6016e-06 | 4.0204e-06 | 0.033072 | 0.033072 | 0.033072 | 0.98446 | -0.29719 | 0.98414 | -0.30352 | 9.0856
21 | -0.12649 | -0.031953 | 0.12686 | 0.03219 | 0.00037034 | 0.00023668 | 0.19128 | 0.19128 | 0.19128 | 0.98446 | -0.29719 | 0.98761 | -0.23629 | 52.5492
22 | 0.0086674 | 0.0021718 | -0.0086667 | -0.0021715 | 6.4557e-07 | 2.8819e-07 | 0.013167 | 0.013167 | 0.013167 | 0.9795 | -0.39379 | 0.97942 | -0.39536 | 3.6173
23 | 0.016436 | 0.0041199 | -0.016435 | -0.0041192 | 1.2018e-06 | 7.032e-07 | 0.024852 | 0.024852 | 0.024852 | 0.98414 | -0.30352 | 0.98406 | -0.30506 | 6.8274
24 | -0.13155 | -0.033366 | 0.13186 | 0.033564 | 0.00030963 | 0.00019789 | 0.19835 | 0.19835 | 0.19835 | 0.98761 | -0.23629 | 0.99015 | -0.18747 | 54.4921
25 | 0.024964 | 0.0062621 | -0.024963 | -0.0062614 | 1.0542e-06 | 6.5037e-07 | 0.038043 | 0.038043 | 0.038043 | 0.97647 | -0.45317 | 0.97643 | -0.45406 | 10.4515
26 | 0.020038 | 0.0050273 | -0.020028 | -0.0050213 | 9.9224e-06 | 5.9957e-06 | 0.030539 | 0.030539 | 0.030539 | 0.97643 | -0.45406 | 0.9759 | -0.46445 | 8.3899
27 | 0.019143 | 0.0047995 | -0.019142 | -0.0047987 | 1.3101e-06 | 7.8725e-07 | 0.02919 | 0.02919 | 0.02919 | 0.9759 | -0.46445 | 0.97583 | -0.46589 | 8.0192
28 | 0.0034718 | 0.0008695 | -0.0034716 | -0.00086964 | 2.5312e-07 | -1.4332e-07 | 0.0052744 | 0.0052746 | 0.0052746 | 0.97942 | -0.39536 | 0.97934 | -0.39689 | 1.4491
29 | 0.0034716 | 0.00086964 | -0.0034711 | -0.00086993 | 5.1353e-07 | -2.9058e-07 | 0.0052746 | 0.0052748 | 0.0052748 | 0.97934 | -0.39689 | 0.97919 | -0.39999 | 1.4491
30 | 0.013627 | 0.0034166 | -0.013625 | -0.0034155 | 1.8431e-06 | 1.0374e-06 | 0.02078 | 0.02078 | 0.02078 | 0.97583 | -0.46589 | 0.97568 | -0.46873 | 5.7089
31 | 0.012667 | 0.0031753 | -0.012664 | -0.0031736 | 3.1764e-06 | 1.7495e-06 | 0.019319 | 0.019319 | 0.019319 | 0.97568 | -0.46873 | 0.97542 | -0.47399 | 5.3074
32 | 0.01186 | 0.0029721 | -0.011859 | -0.0029716 | 9.1887e-07 | 4.9465e-07 | 0.018092 | 0.018092 | 0.018092 | 0.97542 | -0.47399 | 0.97533 | -0.47562 | 4.9704
33 | 0.008753 | 0.0021932 | -0.0087519 | -0.0021927 | 1.1028e-06 | 5.0002e-07 | 0.013354 | 0.013354 | 0.013354 | 0.97533 | -0.47562 | 0.9752 | -0.47826 | 3.6686
34 | 0.0072334 | 0.0018121 | -0.0072333 | -0.0018121 | 1.0365e-07 | 3.8026e-08 | 0.011037 | 0.011037 | 0.011037 | 0.9752 | -0.47826 | 0.97518 | -0.47856 | 3.0321
35 | -0.002314 | -0.00057985 | 0.0023141 | 0.00057967 | 8.8913e-08 | -1.7563e-07 | 0.0035488 | 0.0035487 | 0.0035488 | 0.97027 | -0.57439 | 0.97031 | -0.57358 | 0.97495
36 | 0.0011102 | 0.00027813 | -0.0011102 | -0.00027823 | 9.6347e-09 | -1.033e-07 | 0.0017025 | 0.0017026 | 0.0017026 | 0.97027 | -0.57439 | 0.97026 | -0.57457 | 0.46774
37 | -0.0031686 | -0.00079381 | 0.0031686 | 0.00079376 | 7.4507e-08 | -5.6262e-08 | 0.004859 | 0.004859 | 0.004859 | 0.97031 | -0.57358 | 0.97033 | -0.57309 | 1.3349
38 | -0.0038984 | -0.00097666 | 0.0038986 | 0.0009766 | 1.9802e-07 | -5.5795e-08 | 0.0059781 | 0.0059781 | 0.0059781 | 0.97033 | -0.57309 | 0.97039 | -0.57202 | 1.6423
39 | 0.0031422 | 0.00078688 | -0.003142 | -0.00078706 | 2.2851e-07 | -1.78e-07 | 0.0048181 | 0.0048182 | 0.0048182 | 0.97039 | -0.57202 | 0.97031 | -0.57355 | 1.3237
40 | -0.0070408 | -0.0017635 | 0.0070421 | 0.0017639 | 1.3074e-06 | 4.6714e-07 | 0.010796 | 0.010796 | 0.010796 | 0.97039 | -0.57202 | 0.97058 | -0.56812 | 2.966
41 | 0.00046782 | 0.00011707 | -0.00046782 | -0.00011713 | 9.2229e-10 | -5.8439e-08 | 0.00071736 | 0.00071738 | 0.00071738 | 0.97031 | -0.57355 | 0.97031 | -0.57359 | 0.19708
42 | 0.0026741 | 0.00066999 | -0.002674 | -0.00067017 | 1.3486e-07 | -1.7782e-07 | 0.0041008 | 0.0041009 | 0.0041009 | 0.97031 | -0.57355 | 0.97026 | -0.57461 | 1.1266
43 | -0.0070421 | -0.0017639 | 0.0070429 | 0.0017642 | 7.7562e-07 | 2.7705e-07 | 0.010796 | 0.010796 | 0.010796 | 0.97058 | -0.56812 | 0.9707 | -0.56581 | 2.9659
44 | 0.00046782 | 0.00011713 | -0.00046782 | -0.00011725 | 1.8568e-09 | -1.1765e-07 | 0.00071738 | 0.00071743 | 0.00071743 | 0.97031 | -0.57359 | 0.9703 | -0.57368 | 0.19709
45 | -0.016403 | -0.00411 | 0.016408 | 0.0041134 | 5.65e-06 | 3.3213e-06 | 0.025144 | 0.025144 | 0.025144 | 0.9707 | -0.56581 | 0.97106 | -0.55858 | 6.9077
46 | 0.0031103 | 0.0007793 | -0.0031101 | -0.00077947 | 1.9743e-07 | -1.6387e-07 | 0.0047515 | 0.0047516 | 0.0047516 | 0.97404 | -0.5 | 0.97397 | -0.50133 | 1.3054
47 | -0.0031103 | -0.0007793 | 0.0031106 | 0.00077908 | 2.6216e-07 | -2.1768e-07 | 0.0047515 | 0.0047513 | 0.0047515 | 0.97404 | -0.5 | 0.97412 | -0.49823 | 1.3054
48 | 0.010054 | 0.0025202 | -0.010052 | -0.0025192 | 1.9931e-06 | 9.9514e-07 | 0.015358 | 0.015358 | 0.015358 | 0.97412 | -0.49823 | 0.97391 | -0.50239 | 4.2192
49 | -0.013164 | -0.0032993 | 0.013169 | 0.0033018 | 4.5079e-06 | 2.5148e-06 | 0.020109 | 0.020109 | 0.020109 | 0.97412 | -0.49823 | 0.97449 | -0.49105 | 5.5245
50 | -0.016408 | -0.0041134 | 0.016423 | 0.0041219 | 1.4615e-05 | 8.59e-06 | 0.025144 | 0.025144 | 0.025144 | 0.97106 | -0.55858 | 0.97201 | -0.53991 | 6.9077
51 | 0.019682 | 0.0049447 | -0.019675 | -0.0049403 | 7.3145e-06 | 4.4141e-06 | 0.030106 | 0.030106 | 0.030106 | 0.97296 | -0.52109 | 0.97257 | -0.52888 | 8.2708
52 | -0.025483 | -0.0063985 | 0.025511 | 0.0064158 | 2.7866e-05 | 1.7226e-05 | 0.038977 | 0.038977 | 0.038977 | 0.97296 | -0.52109 | 0.97412 | -0.49819 | 10.7081
53 | 0.018192 | 0.0045687 | -0.018183 | -0.004563 | 9.5692e-06 | 5.7159e-06 | 0.027838 | 0.027838 | 0.027838 | 0.97257 | -0.52888 | 0.97201 | -0.53991 | 7.6477
54 | -0.025511 | -0.0064158 | 0.025519 | 0.0064209 | 8.3196e-06 | 5.1427e-06 | 0.038977 | 0.038977 | 0.038977 | 0.97412 | -0.49819 | 0.97447 | -0.49137 | 10.708
55 | -0.02801 | -0.007045 | 0.028023 | 0.0070534 | 1.3436e-05 | 8.3551e-06 | 0.04278 | 0.04278 | 0.04278 | 0.97447 | -0.49137 | 0.97498 | -0.48133 | 11.7527
56 | -0.034376 | -0.0086456 | 0.034397 | 0.0086587 | 2.0727e-05 | 1.3015e-05 | 0.052476 | 0.052476 | 0.052476 | 0.97498 | -0.48133 | 0.97562 | -0.46872 | 14.4165
57 | -0.071827 | -0.018059 | 0.072031 | 0.018189 | 0.00020442 | 0.00013026 | 0.10957 | 0.10957 | 0.10957 | 0.97562 | -0.46872 | 0.97865 | -0.4093 | 30.1019
58 | 0.03743 | 0.0094001 | -0.037413 | -0.0093897 | 1.6551e-05 | 1.0424e-05 | 0.057095 | 0.057095 | 0.057095 | 0.97562 | -0.46872 | 0.97515 | -0.47799 | 15.6854
59 | 0.034774 | 0.0087283 | -0.034753 | -0.0087147 | 2.1646e-05 | 1.3598e-05 | 0.053068 | 0.053068 | 0.053068 | 0.97515 | -0.47799 | 0.97449 | -0.49105 | 14.5792
60 | 0.021584 | 0.0054129 | -0.021574 | -0.005407 | 9.7017e-06 | 5.9125e-06 | 0.032959 | 0.032959 | 0.032959 | 0.97449 | -0.49105 | 0.97401 | -0.50048 | 9.0547
61 | -0.072031 | -0.018189 | 0.072143 | 0.01826 | 0.00011161 | 7.112e-05 | 0.10957 | 0.10957 | 0.10957 | 0.97865 | -0.4093 | 0.98031 | -0.37702 | 30.1018
62 | 0.010677 | 0.0026759 | -0.010677 | -0.0026759 | 3.8059e-08 | 1.961e-08 | 0.016311 | 0.016311 | 0.016311 | 0.97401 | -0.50048 | 0.97401 | -0.50056 | 4.4812
63 | -0.078629 | -0.019886 | 0.078936 | 0.020082 | 0.00030689 | 0.00019568 | 0.11942 | 0.11942 | 0.11942 | 0.98031 | -0.37702 | 0.98449 | -0.296 | 32.8067
64 | 0.0053667 | 0.0013445 | -0.0053656 | -0.0013444 | 1.087e-06 | 1.3561e-07 | 0.0081113 | 0.0081115 | 0.0081115 | 0.98449 | -0.296 | 0.98427 | -0.30026 | 2.2284
65 | -0.084303 | -0.021426 | 0.08444 | 0.021513 | 0.00013687 | 8.6455e-05 | 0.12753 | 0.12753 | 0.12753 | 0.98449 | -0.296 | 0.98624 | -0.26235 | 17.5175
66 | -0.0012423 | -0.00031134 | 0.0012424 | 0.00031037 | 1.0687e-07 | -9.7442e-07 | 0.001871 | 0.0018706 | 0.001871 | 0.98799 | -0.22905 | 0.98808 | -0.22724 | 0.51401
67 | -0.0050843 | -0.0012732 | 0.005085 | 0.0012733 | 6.8598e-07 | 3.9273e-08 | 0.0076564 | 0.0076563 | 0.0076564 | 0.98808 | -0.22724 | 0.98823 | -0.2244 | 2.1034
68 | -0.005085 | -0.0012733 | 0.0050858 | 0.0012733 | 7.6588e-07 | 4.3691e-08 | 0.0076563 | 0.0076561 | 0.0076563 | 0.98823 | -0.2244 | 0.98839 | -0.22124 | 2.1034
69 | -0.0050858 | -0.0012733 | 0.0050875 | 0.0012734 | 1.6975e-06 | 9.625e-08 | 0.0076561 | 0.0076558 | 0.0076561 | 0.98839 | -0.22124 | 0.98875 | -0.21423 | 2.1033
70 | -0.0088893 | -0.0022263 | 0.0088914 | 0.0022272 | 2.0925e-06 | 9.3916e-07 | 0.013377 | 0.013377 | 0.013377 | 0.98875 | -0.21423 | 0.989 | -0.20929 | 3.6751
71 | -0.035601 | -0.008946 | 0.035639 | 0.0089703 | 3.8649e-05 | 2.4269e-05 | 0.053422 | 0.053422 | 0.053422 | 0.99177 | -0.15704 | 0.99295 | -0.13433 | 14.6765
72 | 0.035601 | 0.008946 | -0.035588 | -0.008938 | 1.2733e-05 | 7.9958e-06 | 0.053422 | 0.053422 | 0.053422 | 0.99177 | -0.15704 | 0.99138 | -0.16454 | 14.6765
73 | -0.04013 | -0.010096 | 0.040135 | 0.010099 | 5.4231e-06 | 3.4191e-06 | 0.060152 | 0.060152 | 0.060152 | 0.99295 | -0.13433 | 0.99309 | -0.1315 | 16.5252
74 | 0.027742 | 0.0069717 | -0.027719 | -0.0069569 | 2.383e-05 | 1.4779e-05 | 0.041647 | 0.041647 | 0.041647 | 0.99138 | -0.16454 | 0.99045 | -0.18255 | 11.4414
75 | -0.04268 | -0.010737 | 0.042728 | 0.010767 | 4.8244e-05 | 3.0469e-05 | 0.063965 | 0.063964 | 0.063965 | 0.99309 | -0.1315 | 0.99432 | -0.10787 | 17.5727
76 | 0.023527 | 0.0059064 | -0.023519 | -0.0059015 | 8.0177e-06 | 4.9112e-06 | 0.03535 | 0.03535 | 0.03535 | 0.99045 | -0.18255 | 0.99009 | -0.1897 | 9.7114
77 | -0.044451 | -0.011199 | 0.044468 | 0.01121 | 1.7468e-05 | 1.1043e-05 | 0.066542 | 0.066542 | 0.066542 | 0.99432 | -0.10787 | 0.99475 | -0.099656 | 18.2807
78 | 0.019918 | 0.0049991 | -0.019911 | -0.0049948 | 7.1995e-06 | 4.3323e-06 | 0.029938 | 0.029938 | 0.029938 | 0.99009 | -0.1897 | 0.9897 | -0.19728 | 8.2248
79 | 0.0053649 | 0.0013444 | -0.0053645 | -0.0013444 | 4.305e-07 | 4.9864e-08 | 0.0080756 | 0.0080757 | 0.0080757 | 0.98854 | -0.21983 | 0.98845 | -0.22151 | 2.2186
80 | -0.0069535 | -0.0017425 | 0.0069539 | 0.0017427 | 3.8214e-07 | 1.2531e-07 | 0.010467 | 0.010467 | 0.010467 | 0.98854 | -0.21983 | 0.98859 | -0.21867 | 2.8755
81 | 0.0014259 | 0.00035725 | -0.0014259 | -0.00035736 | 1.5572e-08 | -1.0555e-07 | 0.0021465 | 0.0021466 | 0.0021466 | 0.98845 | -0.22151 | 0.98844 | -0.22174 | 0.58971
82 | -0.0075618 | -0.001895 | 0.007563 | 0.0018955 | 1.1473e-06 | 4.314e-07 | 0.011382 | 0.011382 | 0.011382 | 0.98859 | -0.21867 | 0.98876 | -0.21549 | 3.1269
83 | -0.010878 | -0.0027263 | 0.01088 | 0.0027274 | 2.1916e-06 | 1.1229e-06 | 0.016371 | 0.016371 | 0.016371 | 0.98876 | -0.21549 | 0.98898 | -0.21126 | 4.4975
84 | -0.015326 | -0.0038417 | 0.015328 | 0.003843 | 2.2976e-06 | 1.3226e-06 | 0.02306 | 0.02306 | 0.02306 | 0.98898 | -0.21126 | 0.98914 | -0.20811 | 6.3351
85 | -0.017357 | -0.0043513 | 0.017363 | 0.0043548 | 5.8683e-06 | 3.461e-06 | 0.026111 | 0.026111 | 0.026111 | 0.98914 | -0.20811 | 0.9895 | -0.20102 | 7.1734
86 | -0.044468 | -0.01121 | 0.04448 | 0.011218 | 1.2033e-05 | 7.6071e-06 | 0.066542 | 0.066542 | 0.066542 | 0.99475 | -0.099656 | 0.99504 | -0.094003 | 18.2807
87 | 0.14477 | 0.037047 | -0.14468 | -0.036987 | 9.5983e-05 | 6.0793e-05 | 0.21677 | 0.21677 | 0.21677 | 0.99504 | -0.094003 | 0.99432 | -0.10771 | 19.851
88 | -0.18926 | -0.048265 | 0.18944 | 0.048385 | 0.00018829 | 0.00011977 | 0.28331 | 0.28331 | 0.28331 | 0.99504 | -0.094003 | 0.99612 | -0.07342 | 25.9446
89 | -0.12752 | -0.032672 | 0.12773 | 0.032804 | 0.00020891 | 0.00013191 | 0.1909 | 0.19089 | 0.1909 | 0.99534 | -0.088207 | 0.99712 | -0.054462 | 17.4812
90 | 0.12752 | 0.032672 | -0.12733 | -0.03255 | 0.000194 | 0.0001225 | 0.1909 | 0.1909 | 0.1909 | 0.99534 | -0.088207 | 0.99368 | -0.11965 | 17.4813
91 | 0.20469 | 0.052276 | -0.20461 | -0.052229 | 7.4198e-05 | 4.7238e-05 | 0.30581 | 0.30581 | 0.30581 | 0.99712 | -0.054462 | 0.99672 | -0.061964 | 28.0043
92 | -0.33242 | -0.08508 | 0.3333 | 0.085642 | 0.00087916 | 0.00056154 | 0.4967 | 0.4967 | 0.4967 | 0.99712 | -0.054462 | 1 | 0 | 45.4855
93 | 0.12475 | 0.031903 | -0.12458 | -0.031796 | 0.00017013 | 0.00010738 | 0.18703 | 0.18703 | 0.18703 | 0.99368 | -0.11965 | 0.9922 | -0.14788 | 17.1275
94 | 0.14293 | 0.036548 | -0.14264 | -0.036367 | 0.00028464 | 0.00018131 | 0.21415 | 0.21415 | 0.21415 | 0.99432 | -0.10771 | 0.99216 | -0.14895 | 29.4168
95 | -0.19668 | -0.050198 | 0.19679 | 0.050268 | 0.00010893 | 6.9322e-05 | 0.29412 | 0.29412 | 0.29412 | 0.99612 | -0.07342 | 0.99672 | -0.061964 | 26.9344
96 | 0.014269 | 0.0035765 | -0.014269 | -0.003576 | 8.06e-07 | 4.533e-07 | 0.021233 | 0.021233 | 0.021233 | 1 | 0 | 0.99994 | -0.0011857 | 5.8333
97 | 0.12123 | 0.030958 | -0.12107 | -0.030852 | 0.00016808 | 0.000106 | 0.18202 | 0.18202 | 0.18202 | 0.9922 | -0.14788 | 0.9907 | -0.1766 | 16.6686
98 | 0.13977 | 0.035648 | -0.13952 | -0.035482 | 0.0002594 | 0.00016582 | 0.20985 | 0.20985 | 0.20985 | 0.99216 | -0.14895 | 0.99015 | -0.18747 | 57.6513
99 | 0.11805 | 0.030097 | -0.11791 | -0.030005 | 0.00014614 | 9.2097e-05 | 0.17749 | 0.1775 | 0.1775 | 0.9907 | -0.1766 | 0.98936 | -0.20228 | 16.2541
100 | 0.011286 | 0.0028283 | -0.011282 | -0.0028263 | 3.7651e-06 | 1.9623e-06 | 0.016974 | 0.016974 | 0.016974 | 0.98936 | -0.20228 | 0.989 | -0.20929 | 4.6632
101 | 0.10358 | 0.026415 | -0.10348 | -0.026347 | 0.00010879 | 6.825e-05 | 0.15596 | 0.15596 | 0.15596 | 0.98936 | -0.20228 | 0.98823 | -0.22406 | 14.2817
102 | -0.0016751 | -0.00041982 | 0.0016751 | 0.00041962 | 4.2626e-08 | -2.0038e-07 | 0.0025258 | 0.0025257 | 0.0025258 | 0.98685 | -0.25048 | 0.98688 | -0.24994 | 0.6939
103 | -0.002678 | -0.00067096 | 0.002678 | 0.00067088 | 5.4201e-08 | -7.8588e-08 | 0.0040378 | 0.0040378 | 0.0040378 | 0.98688 | -0.24994 | 0.9869 | -0.24952 | 1.1093
104 | 0.099021 | 0.025231 | -0.098928 | -0.025173 | 9.2839e-05 | 5.8137e-05 | 0.14925 | 0.14925 | 0.14925 | 0.98823 | -0.22406 | 0.98722 | -0.24351 | 13.6675
105 | 0.088899 | 0.022659 | -0.088874 | -0.022643 | 2.5768e-05 | 1.6052e-05 | 0.13413 | 0.13413 | 0.13413 | 0.98722 | -0.24351 | 0.9869 | -0.24952 | 12.2832
106 | 0.0066191 | 0.0016587 | -0.0066178 | -0.0016584 | 1.2453e-06 | 3.7052e-07 | 0.0099768 | 0.009977 | 0.009977 | 0.98722 | -0.24351 | 0.98701 | -0.24746 | 2.7409
107 | 0.086196 | 0.021972 | -0.086142 | -0.021939 | 5.3355e-05 | 3.3181e-05 | 0.13009 | 0.1301 | 0.1301 | 0.9869 | -0.24952 | 0.98624 | -0.26235 | 11.9135
108 | 0.0025097 | 0.00062878 | -0.0025096 | -0.00062897 | 1.0468e-07 | -1.8221e-07 | 0.0037835 | 0.0037836 | 0.0037836 | 0.98701 | -0.24746 | 0.98697 | -0.24833 | 1.0395
109 | -0.0017399 | -0.00043605 | 0.0017399 | 0.00043604 | 7.3683e-10 | -3.1322e-09 | 0.0026311 | 0.0026311 | 0.0026311 | 0.98398 | -0.306 | 0.98398 | -0.306 | 0.72282
110 | -0.0034492 | -0.00086446 | 0.0034495 | 0.00086433 | 2.1447e-07 | -1.2977e-07 | 0.0052161 | 0.005216 | 0.0052161 | 0.98398 | -0.306 | 0.98405 | -0.30469 | 1.433
111 | -0.0053645 | -0.0013443 | 0.0053656 | 0.0013444 | 1.1328e-06 | 1.4162e-07 | 0.0081117 | 0.0081115 | 0.0081117 | 0.98405 | -0.30469 | 0.98427 | -0.30026 | 2.2285
112 | -0.0037643 | -0.00094343 | 0.0037644 | 0.00094338 | 1.1255e-07 | -4.5583e-08 | 0.005693 | 0.005693 | 0.005693 | 0.98391 | -0.308 | 0.98394 | -0.30737 | 1.564
113 | -0.00926 | -0.0023207 | 0.009261 | 0.0023212 | 1.022e-06 | 4.7753e-07 | 0.014004 | 0.014004 | 0.014004 | 0.98394 | -0.30737 | 0.98406 | -0.30506 | 3.8472
114 | 0.019911 | 0.0049948 | -0.019908 | -0.0049926 | 3.5535e-06 | 2.1384e-06 | 0.029938 | 0.029938 | 0.029938 | 0.9897 | -0.19728 | 0.9895 | -0.20102 | 8.2248
115 | 0.0010688 | 0.00026755 | -0.0010688 | -0.00026786 | 2.6073e-08 | -3.0922e-07 | 0.0016311 | 0.0016312 | 0.0016312 | 0.975 | -0.48215 | 0.97498 | -0.48266 | 0.44813
116 | -0.0028665 | -0.00071811 | 0.0028668 | 0.00071787 | 2.135e-07 | -2.3441e-07 | 0.0043747 | 0.0043746 | 0.0043747 | 0.975 | -0.48215 | 0.97508 | -0.48058 | 1.2018
117 | -0.0040892 | -0.0010242 | 0.0040896 | 0.0010242 | 3.8337e-07 | -8.2176e-08 | 0.0062401 | 0.0062399 | 0.0062401 | 0.97508 | -0.48058 | 0.97518 | -0.47861 | 1.7143
118 | -0.0061247 | -0.0015342 | 0.0061247 | 0.0015342 | 1.467e-08 | 3.8005e-09 | 0.0093454 | 0.0093454 | 0.0093454 | 0.97518 | -0.47861 | 0.97518 | -0.47856 | 2.5674

## res_trafo
| p_hv_mw | q_hv_mvar | p_lv_mw | q_lv_mvar | pl_mw | ql_mvar | i_hv_ka | i_lv_ka | vm_hv_pu | va_hv_degree | vm_lv_pu | va_lv_degree | loading_percent
0 | -1.2729e-15 | -1.3162e-15 | 0.00165 | 1.2699e-07 | 0.00165 | 1.2699e-07 | 5.2857e-17 | 0.0023815 | 0.99998 | 149.9956 | 1 | 0 | 0.2619

## res_ext_grid
| p_mw | q_mvar
0 | 0.35607 | 0.090935

## res_load
| p_mw | q_mvar
0 | 0.0069759 | 0.0017483
1 | 0.0052118 | 0.0013062
2 | 0.0033937 | 0.00085053
3 | 0.001802 | 0.00045162
4 | 0.012589 | 0.0031551
5 | 0.0011357 | 0.00028464
6 | 0.0028139 | 0.00070523
7 | 0.0058401 | 0.0014637
8 | 0.0053759 | 0.0013473
9 | 0.0064971 | 0.0016283
10 | 0.0027226 | 0.00068234
11 | 0.005658 | 0.001418
12 | 0.0053509 | 0.0013411
13 | 0.0038017 | 0.00095279
14 | 0.0054363 | 0.0013625
15 | 0.0046938 | 0.0011764
16 | 0.0011706 | 0.00029338
17 | 0.0049243 | 0.0012341
18 | 0.00088486 | 0.00022177
19 | 0.0051949 | 0.001302
20 | 0.0034711 | 0.00086993
21 | 0.0055149 | 0.0013822
22 | 0.00095829 | 0.00024017
23 | 0.00080412 | 0.00020153
24 | 0.0031059 | 0.00077842
25 | 0.0015185 | 0.00038057
26 | 0.0012039 | 0.00030172
27 | 0.00085443 | 0.00021414
28 | 0.0011102 | 0.00027823
29 | 0.00072978 | 0.0001829
30 | 0.002674 | 0.00067017
31 | 0.0093599 | 0.0023458
32 | 0.00046782 | 0.00011725
33 | 0.0031101 | 0.00077947
34 | 0.0058009 | 0.0014538
35 | 0.0014826 | 0.00037156
36 | 0.0017599 | 0.00044106
37 | 0.0024903 | 0.00062412
38 | 0.0063532 | 0.0015923
39 | 0.0026389 | 0.00066137
40 | 0.010897 | 0.0027311
41 | 0.0064866 | 0.0016257
42 | 0.010052 | 0.0025192
43 | 0.010677 | 0.0026759
44 | 0.0012423 | 0.00031134
45 | 0.0038419 | 0.00096288
46 | 0.0038019 | 0.00095284
47 | 0.0044905 | 0.0011254
48 | 0.0078457 | 0.0019663
49 | 0.0025447 | 0.00063777
50 | 0.0041915 | 0.0010505
51 | 0.0017223 | 0.00043165
52 | 0.0036008 | 0.00090244
53 | 0.0015886 | 0.00039814
54 | 0.0039386 | 0.0009871
55 | 0.00060797 | 0.00015237
56 | 0.0014259 | 0.00035736
57 | 0.0033151 | 0.00083085
58 | 0.0044458 | 0.0011142
59 | 0.0020283 | 0.00050835
60 | 0.0025805 | 0.00064674
61 | 0.0017504 | 0.00043869
62 | 0.0072359 | 0.0018135
63 | 0.0078266 | 0.0019615
64 | 0.0068493 | 0.0017166
65 | 0.0033418 | 0.00083754
66 | 0.0028693 | 0.00071911
67 | 0.0030134 | 0.00075524
68 | 0.0030359 | 0.00076087
69 | 0.0016751 | 0.00041982
70 | 0.0010028 | 0.00025134
71 | 0.0023906 | 0.00059913
72 | 0.0044548 | 0.0011165
73 | 0.0034097 | 0.00085456
74 | 0.0041081 | 0.0010296
75 | 0.0017023 | 0.00042662
76 | 0.0025096 | 0.00062897
77 | 0.0017399 | 0.00043605
78 | 0.0017094 | 0.00042841
79 | 0.001915 | 0.00047994
80 | 0.014269 | 0.003576
81 | 0.0037643 | 0.00094343
82 | 0.0054955 | 0.0013773
83 | 0.0071741 | 0.001798
84 | 0.0076522 | 0.0019178
85 | 0.0025449 | 0.00063782
86 | 0.0017977 | 0.00045055
87 | 0.0010688 | 0.00026786
88 | 0.0012224 | 0.00030637
89 | 0.0020352 | 0.00051006
90 | 0.0011085 | 0.00027783

## dtypes
| element | column | dtype
0 | bus | name | object
1 | bus | vn_kv | float64
2 | bus | type | object
3 | bus | zone | object
4 | bus | in_service | bool
5 | load | name | object
6 | load | bus | uint32
7 | load | p_mw | float64
8 | load | q_mvar | float64
9 | load | const_z_percent | float64
10 | load | const_i_percent | float64
11 | load | sn_mva | float64
12 | load | scaling | float64
13 | load | in_service | bool
14 | load | type | object
15 | ext_grid | name | object
16 | ext_grid | bus | uint32
17 | ext_grid | vm_pu | float64
18 | ext_grid | va_degree | float64
19 | ext_grid | slack_weight | float64
20 | ext_grid | in_service | bool
21 | line | name | object
22 | line | std_type | object
23 | line | from_bus | uint32
24 | line | to_bus | uint32
25 | line | length_km | float64
26 | line | r_ohm_per_km | float64
27 | line | x_ohm_per_km | float64
28 | line | c_nf_per_km | float64
29 | line | g_us_per_km | float64
30 | line | max_i_ka | float64
31 | line | df | float64
32 | line | parallel | uint32
33 | line | type | object
34 | line | in_service | bool
35 | trafo | name | object
36 | trafo | std_type | object
37 | trafo | hv_bus | uint32
38 | trafo | lv_bus | uint32
39 | trafo | sn_mva | float64
40 | trafo | vn_hv_kv | float64
41 | trafo | vn_lv_kv | float64
42 | trafo | vk_percent | float64
43 | trafo | vkr_percent | float64
44 | trafo | pfe_kw | float64
45 | trafo | i0_percent | float64
46 | trafo | shift_degree | float64
47 | trafo | tap_side | object
48 | trafo | tap_neutral | int32
49 | trafo | tap_min | int32
50 | trafo | tap_max | int32
51 | trafo | tap_step_percent | float64
52 | trafo | tap_step_degree | float64
53 | trafo | tap_pos | int32
54 | trafo | tap_phase_shifter | bool
55 | trafo | parallel | uint32
56 | trafo | df | float64
57 | trafo | in_service | bool
58 | line_geodata | coords | object
59 | bus_geodata | x | float64
60 | bus_geodata | y | float64
61 | bus_geodata | coords | object
62 | res_bus | vm_pu | float64
63 | res_bus | va_degree | float64
64 | res_bus | p_mw | float64
65 | res_bus | q_mvar | float64
66 | res_line | p_from_mw | float64
67 | res_line | q_from_mvar | float64
68 | res_line | p_to_mw | float64
69 | res_line | q_to_mvar | float64
70 | res_line | pl_mw | float64
71 | res_line | ql_mvar | float64
72 | res_line | i_from_ka | float64
73 | res_line | i_to_ka | float64
74 | res_line | i_ka | float64
75 | res_line | vm_from_pu | float64
76 | res_line | va_from_degree | float64
77 | res_line | vm_to_pu | float64
78 | res_line | va_to_degree | float64
79 | res_line | loading_percent | float64
80 | res_trafo | p_hv_mw | float64
81 | res_trafo | q_hv_mvar | float64
82 | res_trafo | p_lv_mw | float64
83 | res_trafo | q_lv_mvar | float64
84 | res_trafo | pl_mw | float64
85 | res_trafo | ql_mvar | float64
86 | res_trafo | i_hv_ka | float64
87 | res_trafo | i_lv_ka | float64
88 | res_trafo | vm_hv_pu | float64
89 | res_trafo | va_hv_degree | float64
90 | res_trafo | vm_lv_pu | float64
91 | res_trafo | va_lv_degree | float64
92 | res_trafo | loading_percent | float64
93 | res_ext_grid | p_mw | float64
94 | res_ext_grid | q_mvar | float64
95 | res_load | p_mw | float64
96 | res_load | q_mvar | float64

## parameters
| version | format_version | converged | OPF_converged | name | f_hz | sn_mva
0 | 2.14.6 | 2.14.0 | TRUE | FALSE |  | 50 | 1