## bus
| name | vn_kv | type | zone | in_service
0 | bus_LV_159-7_0_4_node_0 | 0.4 | n |  | TRUE
1 | bus_LV_159-7_0_4_node_1 | 0.4 | n |  | TRUE
2 | bus_LV_159-7_0_4_node_3 | 0.4 | n |  | TRUE
3 | bus_LV_159-7_0_4_node_137 | 0.4 | n |  | TRUE
4 | bus_LV_159-7_0_4_node_8 | 0.4 | n |  | TRUE
5 | bus_LV_159-7_0_4_node_4 | 0.4 | n |  | TRUE
6 | bus_LV_159-7_0_4_node_5 | 0.4 | n |  | TRUE
7 | bus_LV_159-7_0_4_node_6 | 0.4 | n |  | TRUE
8 | bus_LV_159-7_0_4_node_7 | 0.4 | n |  | TRUE
9 | bus_LV_159-7_0_4_node_79 | 0.4 | n |  | TRUE
10 | bus_LV_159-7_0_4_node_78 | 0.4 | n |  | TRUE
11 | bus_LV_159-7_0_4_node_85 | 0.4 | n |  | TRUE
12 | bus_LV_159-7_0_4_node_13 | 0.4 | n |  | TRUE
13 | bus_LV_159-7_0_4_node_9 | 0.4 | n |  | TRUE
14 | bus_LV_159-7_0_4_node_10 | 0.4 | n |  | TRUE
15 | bus_LV_159-7_0_4_node_11 | 0.4 | n |  | TRUE
16 | bus_LV_159-7_0_4_node_12 | 0.4 | n |  | TRUE
17 | bus_LV_159-7_0_4_node_14 | 0.4 | n |  | TRUE
18 | bus_LV_159-7_0_4_node_20 | 0.4 | n |  | TRUE
19 | bus_LV_159-7_0_4_node_76 | 0.4 | n |  | TRUE
20 | bus_LV_159-7_0_4_node_17 | 0.4 | n |  | TRUE
21 | bus_LV_159-7_0_4_node_77 | 0.4 | n |  | TRUE
22 | bus_LV_159-7_0_4_node_75 | 0.4 | n |  | TRUE
23 | bus_LV_159-7_0_4_node_15 | 0.4 | n |  | TRUE
24 | bus_LV_159-7_0_4_node_16 | 0.4 | n |  | TRUE
25 | bus_LV_159-7_0_4_node_18 | 0.4 | n |  | TRUE
26 | bus_LV_159-7_0_4_node_21 | 0.4 | n |  | TRUE
27 | bus_LV_159-7_0_4_node_19 | 0.4 | n |  | TRUE
28 | bus_LV_159-7_0_4_node_41 | 0.4 | n |  | TRUE
29 | bus_LV_159-7_0_4_node_72 | 0.4 | n |  | TRUE
30 | bus_LV_159-7_0_4_node_42 | 0.4 | n |  | TRUE
31 | bus_LV_159-7_0_4_node_43 | 0.4 | n |  | TRUE
32 | bus_LV_159-7_0_4_node_39 | 0.4 | n |  | TRUE
33 | bus_LV_159-7_0_4_node_73 | 0.4 | n |  | TRUE
34 | bus_LV_159-7_0_4_node_27 | 0.4 | n |  | TRUE
35 | bus_LV_159-7_0_4_node_22 | 0.4 | n |  | TRUE
36 | bus_LV_159-7_0_4_node_23 | 0.4 | n |  | TRUE
37 | bus_LV_159-7_0_4_node_24 | 0.4 | n |  | TRUE
38 | bus_LV_159-7_0_4_node_26 | 0.4 | n |  | TRUE
39 | bus_LV_159-7_0_4_node_30 | 0.4 | n |  | TRUE
40 | bus_LV_159-7_0_4_node_40 | 0.4 | n |  | TRUE
41 | bus_LV_159-7_0_4_node_32 | 0.4 | n |  | TRUE
42 | bus_LV_159-7_0_4_node_28 | 0.4 | n |  | TRUE
43 | bus_LV_159-7_0_4_node_29 | 0.4 | n |  | TRUE
44 | bus_LV_159-7_0_4_node_31 | 0.4 | n |  | TRUE
45 | bus_LV_159-7_0_4_node_38 | 0.4 | n |  | TRUE
46 | bus_LV_159-7_0_4_node_33 | 0.4 | n |  | TRUE
47 | bus_LV_159-7_0_4_node_36 | 0.4 | n |  | TRUE
48 | bus_LV_159-7_0_4_node_34 | 0.4 | n |  | TRUE
49 | bus_LV_159-7_0_4_node_35 | 0.4 | n |  | TRUE
50 | bus_LV_159-7_0_4_node_37 | 0.4 | n |  | TRUE
51 | bus_LV_159-7_0_4_node_103 | 0.4 | n |  | TRUE
52 | bus_LV_159-7_0_4_node_74 | 0.4 | n |  | TRUE
53 | bus_LV_159-7_0_4_node_104 | 0.4 | n |  | TRUE
54 | bus_LV_159-7_0_4_node_44 | 0.4 | n |  | TRUE
55 | bus_LV_159-7_0_4_node_45 | 0.4 | n |  | TRUE
56 | bus_LV_159-7_0_4_node_46 | 0.4 | n |  | TRUE
57 | bus_LV_159-7_0_4_node_47 | 0.4 | n |  | TRUE
58 | bus_LV_159-7_0_4_node_48 | 0.4 | n |  | TRUE
59 | bus_LV_159-7_0_4_node_49 | 0.4 | n |  | TRUE
60 | bus_LV_159-7_0_4_node_51 | 0.4 | n |  | TRUE
61 | bus_LV_159-7_0_4_node_50 | 0.4 | n |  | TRUE
62 | bus_LV_159-7_0_4_node_58 | 0.4 | n |  | TRUE
63 | bus_LV_159-7_0_4_node_56 | 0.4 | n |  | TRUE
64 | bus_LV_159-7_0_4_node_52 | 0.4 | n |  | TRUE
65 | bus_LV_159-7_0_4_node_59 | 0.4 | n |  | TRUE
66 | bus_LV_159-7_0_4_node_57 | 0.4 | n |  | TRUE
67 | bus_LV_159-7_0_4_node_53 | 0.4 | n |  | TRUE
68 | bus_LV_159-7_0_4_node_54 | 0.4 | n |  | TRUE
69 | bus_LV_159-7_0_4_node_55 | 0.4 | n |  | TRUE
70 | bus_LV_159-7_0_4_node_105 | 0.4 | n |  | TRUE
71 | bus_LV_159-7_0_4_node_106 | 0.4 | n |  | TRUE
72 | bus_LV_159-7_0_4_node_108 | 0.4 | n |  | TRUE
73 | bus_LV_159-7_0_4_node_109 | 0.4 | n |  | TRUE
74 | bus_LV_159-7_0_4_node_107 | 0.4 | n |  | TRUE
75 | bus_LV_159-7_0_4_node_61 | 0.4 | n |  | TRUE
76 | bus_LV_159-7_0_4_node_63 | 0.4 | n |  | TRUE
77 | bus_LV_159-7_0_4_node_60 | 0.4 | n |  | TRUE
78 | bus_LV_159-7_0_4_node_66 | 0.4 | n |  | TRUE
79 | bus_LV_159-7_0_4_node_71 | 0.4 | n |  | TRUE
80 | bus_LV_159-7_0_4_node_64 | 0.4 | n |  | TRUE
81 | bus_LV_159-7_0_4_node_65 | 0.4 | n |  | TRUE
82 | bus_LV_159-7_0_4_node_67 | 0.4 | n |  | TRUE
83 | bus_LV_159-7_0_4_node_68 | 0.4 | n |  | TRUE
84 | bus_LV_159-7_0_4_node_69 | 0.4 | n |  | TRUE
85 | bus_LV_159-7_0_4_node_70 | 0.4 | n |  | TRUE
86 | bus_LV_159-7_0_4_node_138 | 0.4 | n |  | TRUE
87 | bus_LV_159-7_0_4_node_119 | 0.4 | n |  | TRUE
88 | bus_LV_159-7_0_4_node_136 | 0.4 | n |  | TRUE
89 | bus_LV_159-7_0_4_node_115 | 0.4 | n |  | TRUE
90 | bus_LV_159-7_0_4_node_135 | 0.4 | n |  | TRUE
91 | bus_LV_159-7_0_4_node_130 | 0.4 | n |  | TRUE
92 | bus_LV_159-7_0_4_node_134 | 0.4 | n |  | TRUE
93 | bus_LV_159-7_0_4_node_93 | 0.4 | n |  | TRUE
94 | bus_LV_159-7_0_4_node_94 | 0.4 | n |  | TRUE
95 | bus_LV_159-7_0_4_node_101 | 0.4 | n |  | TRUE
96 | bus_LV_159-7_0_4_node_82 | 0.4 | n |  | TRUE
97 | bus_LV_159-7_0_4_node_80 | 0.4 | n |  | TRUE
98 | bus_LV_159-7_0_4_node_86 | 0.4 | n |  | TRUE
99 | bus_LV_159-7_0_4_node_81 | 0.4 | n |  | TRUE
100 | bus_LV_159-7_0_4_node_83 | 0.4 | n |  | TRUE
101 | bus_LV_159-7_0_4_node_84 | 0.4 | n |  | TRUE
102 | bus_LV_159-7_0_4_node_91 | 0.4 | n |  | TRUE
103 | bus_LV_159-7_0_4_node_92 | 0.4 | n |  | TRUE
104 | bus_LV_159-7_0_4_node_88 | 0.4 | n |  | TRUE
105 | bus_LV_159-7_0_4_node_100 | 0.4 | n |  | TRUE
106 | bus_LV_159-7_0_4_node_95 | 0.4 | n |  | TRUE
107 | bus_LV_159-7_0_4_node_96 | 0.4 | n |  | TRUE
108 | bus_LV_159-7_0_4_node_97 | 0.4 | n |  | TRUE
109 | bus_LV_159-7_0_4_node_98 | 0.4 | n |  | TRUE
110 | bus_LV_159-7_0_4_node_102 | 0.4 | n |  | TRUE
111 | bus_LV_159-7_0_4_node_99 | 0.4 | n |  | TRUE
112 | bus_LV_159-7_0_4_node_110 | 0.4 | n |  | TRUE
113 | bus_LV_159-7_0_4_node_120 | 0.4 | n |  | TRUE
114 | bus_LV_159-7_0_4_node_112 | 0.4 | n |  | TRUE
115 | bus_LV_159-7_0_4_node_116 | 0.4 | n |  | TRUE
116 | bus_LV_159-7_0_4_node_111 | 0.4 | n |  | TRUE
117 | bus_LV_159-7_0_4_node_121 | 0.4 | n |  | TRUE
118 | bus_LV_159-7_0_4_node_113 | 0.4 | n |  | TRUE
119 | bus_LV_159-7_0_4_node_114 | 0.4 | n |  | TRUE
120 | bus_LV_159-7_0_4_node_117 | 0.4 | n |  | TRUE
121 | bus_LV_159-7_0_4_node_122 | 0.4 | n |  | TRUE
122 | bus_LV_159-7_0_4_node_123 | 0.4 | n |  | TRUE
123 | bus_LV_159-7_0_4_node_125 | 0.4 | n |  | TRUE
124 | bus_LV_159-7_0_4_node_126 | 0.4 | n |  | TRUE
125 | bus_LV_159-7_0_4_node_128 | 0.4 | n |  | TRUE
126 | bus_LV_159-7_0_4_node_139 | 0.4 | n |  | TRUE
127 | bus_LV_159-7_0_4_node_131 | 0.4 | n |  | TRUE
128 | bus_LV_159-7_0_4_node_132 | 0.4 | n |  | TRUE
129 | bus_LV_159-7_0_4_node_133 | 0.4 | n |  | TRUE
130 | bus_MV_495_0_node_34 | 20 | n |  | TRUE

## load
| name | bus | p_mw | q_mvar | const_z_percent | const_i_percent | sn_mva | scaling | in_service | type
0 | LV_159-7_0_4_load_0 | 0 | 0.0033008 | 0.00082725 | 0 | 0 |  | 1 | TRUE | wye
1 | LV_159-7_0_4_load_1 | 1 | 0.0024445 | 0.00061265 | 0 | 0 |  | 1 | TRUE | wye
2 | LV_159-7_0_4_load_137 | 3 | 0.0035205 | 0.00088231 | 0 | 0 |  | 1 | TRUE | wye
3 | LV_159-7_0_4_load_8 | 4 | 0.0024678 | 0.00061848 | 0 | 0 |  | 1 | TRUE | wye
4 | LV_159-7_0_4_load_4 | 5 | 0.0026932 | 0.00067498 | 0 | 0 |  | 1 | TRUE | wye
5 | LV_159-7_0_4_load_5 | 6 | 0.003329 | 0.00083433 | 0 | 0 |  | 1 | TRUE | wye
6 | LV_159-7_0_4_load_79 | 9 | 0.0043925 | 0.0011009 | 0 | 0 |  | 1 | TRUE | wye
7 | LV_159-7_0_4_load_78 | 10 | 0.0028611 | 0.00071706 | 0 | 0 |  | 1 | TRUE | wye
8 | LV_159-7_0_4_load_85 | 11 | 0.0056794 | 0.0014234 | 0 | 0 |  | 1 | TRUE | wye
9 | LV_159-7_0_4_load_13 | 12 | 0.0021289 | 0.00053355 | 0 | 0 |  | 1 | TRUE | wye
10 | LV_159-7_0_4_load_9 | 13 | 0.0013427 | 0.00033651 | 0 | 0 |  | 1 | TRUE | wye
11 | LV_159-7_0_4_load_10 | 14 | 0.0031209 | 0.00078218 | 0 | 0 |  | 1 | TRUE | wye
12 | LV_159-7_0_4_load_12 | 16 | 0.0022547 | 0.00056509 | 0 | 0 |  | 1 | TRUE | wye
13 | LV_159-7_0_4_load_14 | 17 | 0.0029218 | 0.00073226 | 0 | 0 |  | 1 | TRUE | wye
14 | LV_159-7_0_4_load_75 | 22 | 0.011614 | 0.0029108 | 0 | 0 |  | 1 | TRUE | wye
15 | LV_159-7_0_4_load_15 | 23 | 0.002424 | 0.0006075 | 0 | 0 |  | 1 | TRUE | wye
16 | LV_159-7_0_4_load_16 | 24 | 0.0060217 | 0.0015092 | 0 | 0 |  | 1 | TRUE | wye
17 | LV_159-7_0_4_load_18 | 25 | 0.0030793 | 0.00077176 | 0 | 0 |  | 1 | TRUE | wye
18 | LV_159-7_0_4_load_21 | 26 | 0.0052488 | 0.0013155 | 0 | 0 |  | 1 | TRUE | wye
19 | LV_159-7_0_4_load_72 | 29 | 0.0093205 | 0.0023359 | 0 | 0 |  | 1 | TRUE | wye
20 | LV_159-7_0_4_load_43 | 31 | 0.0030039 | 0.00075284 | 0 | 0 |  | 1 | TRUE | wye
21 | LV_159-7_0_4_load_27 | 34 | 0.010697 | 0.002681 | 0 | 0 |  | 1 | TRUE | wye
22 | LV_159-7_0_4_load_22 | 35 | 0.0046924 | 0.001176 | 0 | 0 |  | 1 | TRUE | wye
23 | LV_159-7_0_4_load_23 | 36 | 0.0036264 | 0.00090886 | 0 | 0 |  | 1 | TRUE | wye
24 | LV_159-7_0_4_load_40 | 40 | 0.004443 | 0.0011135 | 0 | 0 |  | 1 | TRUE | wye
25 | LV_159-7_0_4_load_32 | 41 | 0.0041273 | 0.0010344 | 0 | 0 |  | 1 | TRUE | wye
26 | LV_159-7_0_4_load_28 | 42 | 0.0044136 | 0.0011062 | 0 | 0 |  | 1 | TRUE | wye
27 | LV_159-7_0_4_load_38 | 45 | 0.0014956 | 0.00037482 | 0 | 0 |  | 1 | TRUE | wye
28 | LV_159-7_0_4_load_34 | 48 | 0.0040742 | 0.0010211 | 0 | 0 |  | 1 | TRUE | wye
29 | LV_159-7_0_4_load_35 | 49 | 0.0067012 | 0.0016795 | 0 | 0 |  | 1 | TRUE | wye
30 | LV_159-7_0_4_load_103 | 51 | 0.020358 | 0.0051021 | 0 | 0 |  | 1 | TRUE | wye
31 | LV_159-7_0_4_load_104 | 53 | 0.0022302 | 0.00055895 | 0 | 0 |  | 1 | TRUE | wye
32 | LV_159-7_0_4_load_44 | 54 | 0.0055392 | 0.0013883 | 0 | 0 |  | 1 | TRUE | wye
33 | LV_159-7_0_4_load_45 | 55 | 0.0047817 | 0.0011984 | 0 | 0 |  | 1 | TRUE | wye
34 | LV_159-7_0_4_load_46 | 56 | 0.0059046 | 0.0014798 | 0 | 0 |  | 1 | TRUE | wye
35 | LV_159-7_0_4_load_49 | 59 | 0.0054251 | 0.0013597 | 0 | 0 |  | 1 | TRUE | wye
36 | LV_159-7_0_4_load_50 | 61 | 0.0059315 | 0.0014866 | 0 | 0 |  | 1 | TRUE | wye
37 | LV_159-7_0_4_load_58 | 62 | 0.0056545 | 0.0014171 | 0 | 0 |  | 1 | TRUE | wye
38 | LV_159-7_0_4_load_56 | 63 | 0.0049373 | 0.0012374 | 0 | 0 |  | 1 | TRUE | wye
39 | LV_159-7_0_4_load_52 | 64 | 0.0042665 | 0.0010693 | 0 | 0 |  | 1 | TRUE | wye
40 | LV_159-7_0_4_load_59 | 65 | 0.00070209 | 0.00017596 | 0 | 0 |  | 1 | TRUE | wye
41 | LV_159-7_0_4_load_57 | 66 | 0.0026445 | 0.00066276 | 0 | 0 |  | 1 | TRUE | wye
42 | LV_159-7_0_4_load_55 | 69 | 0.0021782 | 0.00054591 | 0 | 0 |  | 1 | TRUE | wye
43 | LV_159-7_0_4_load_105 | 70 | 0.0023949 | 0.00060021 | 0 | 0 |  | 1 | TRUE | wye
44 | LV_159-7_0_4_load_106 | 71 | 0.00083214 | 0.00020855 | 0 | 0 |  | 1 | TRUE | wye
45 | LV_159-7_0_4_load_107 | 74 | 0.002321 | 0.0005817 | 0 | 0 |  | 1 | TRUE | wye
46 | LV_159-7_0_4_load_60 | 77 | 0.0019287 | 0.00048337 | 0 | 0 |  | 1 | TRUE | wye
47 | LV_159-7_0_4_load_66 | 78 | 0.0011996 | 0.00030064 | 0 | 0 |  | 1 | TRUE | wye
48 | LV_159-7_0_4_load_71 | 79 | 0.0012778 | 0.00032026 | 0 | 0 |  | 1 | TRUE | wye
49 | LV_159-7_0_4_load_64 | 80 | 0.0030603 | 0.00076699 | 0 | 0 |  | 1 | TRUE | wye
50 | LV_159-7_0_4_load_65 | 81 | 0.00062234 | 0.00015597 | 0 | 0 |  | 1 | TRUE | wye
51 | LV_159-7_0_4_load_67 | 82 | 0.00097924 | 0.00024542 | 0 | 0 |  | 1 | TRUE | wye
52 | LV_159-7_0_4_load_68 | 83 | 0.0012105 | 0.00030339 | 0 | 0 |  | 1 | TRUE | wye
53 | LV_159-7_0_4_load_119 | 87 | 0.0053146 | 0.001332 | 0 | 0 |  | 1 | TRUE | wye
54 | LV_159-7_0_4_load_136 | 88 | 0.0030435 | 0.00076276 | 0 | 0 |  | 1 | TRUE | wye
55 | LV_159-7_0_4_load_115 | 89 | 0.004694 | 0.0011764 | 0 | 0 |  | 1 | TRUE | wye
56 | LV_159-7_0_4_load_134 | 92 | 0.0031047 | 0.0007781 | 0 | 0 |  | 1 | TRUE | wye
57 | LV_159-7_0_4_load_93 | 93 | 0.012996 | 0.0032572 | 0 | 0 |  | 1 | TRUE | wye
58 | LV_159-7_0_4_load_101 | 95 | 0.0024647 | 0.0006177 | 0 | 0 |  | 1 | TRUE | wye
59 | LV_159-7_0_4_load_82 | 96 | 0.0049313 | 0.0012359 | 0 | 0 |  | 1 | TRUE | wye
60 | LV_159-7_0_4_load_80 | 97 | 0.006283 | 0.0015747 | 0 | 0 |  | 1 | TRUE | wye
61 | LV_159-7_0_4_load_86 | 98 | 0.0046596 | 0.0011678 | 0 | 0 |  | 1 | TRUE | wye
62 | LV_159-7_0_4_load_81 | 99 | 0.0027662 | 0.00069327 | 0 | 0 |  | 1 | TRUE | wye
63 | LV_159-7_0_4_load_83 | 100 | 0.0046018 | 0.0011533 | 0 | 0 |  | 1 | TRUE | wye
64 | LV_159-7_0_4_load_91 | 102 | 0.0075594 | 0.0018946 | 0 | 0 |  | 1 | TRUE | wye
65 | LV_159-7_0_4_load_92 | 103 | 0.00979 | 0.0024536 | 0 | 0 |  | 1 | TRUE | wye
66 | LV_159-7_0_4_load_88 | 104 | 0.012851 | 0.0032207 | 0 | 0 |  | 1 | TRUE | wye
67 | LV_159-7_0_4_load_100 | 105 | 0.0026357 | 0.00066056 | 0 | 0 |  | 1 | TRUE | wye
68 | LV_159-7_0_4_load_96 | 107 | 0.0080274 | 0.0020118 | 0 | 0 |  | 1 | TRUE | wye
69 | LV_159-7_0_4_load_110 | 112 | 0.0014483 | 0.00036298 | 0 | 0 |  | 1 | TRUE | wye
70 | LV_159-7_0_4_load_120 | 113 | 0.0026225 | 0.00065725 | 0 | 0 |  | 1 | TRUE | wye
71 | LV_159-7_0_4_load_116 | 115 | 0.0060409 | 0.001514 | 0 | 0 |  | 1 | TRUE | wye
72 | LV_159-7_0_4_load_121 | 117 | 0.0023345 | 0.00058509 | 0 | 0 |  | 1 | TRUE | wye
73 | LV_159-7_0_4_load_113 | 118 | 0.0054251 | 0.0013596 | 0 | 0 |  | 1 | TRUE | wye
74 | LV_159-7_0_4_load_114 | 119 | 0.010559 | 0.0026462 | 0 | 0 |  | 1 | TRUE | wye
75 | LV_159-7_0_4_load_117 | 120 | 0.00285 | 0.00071428 | 0 | 0 |  | 1 | TRUE | wye
76 | LV_159-7_0_4_load_122 | 121 | 0.0022562 | 0.00056546 | 0 | 0 |  | 1 | TRUE | wye
77 | LV_159-7_0_4_load_123 | 122 | 0.0031715 | 0.00079484 | 0 | 0 |  | 1 | TRUE | wye
78 | LV_159-7_0_4_load_125 | 123 | 0.0034681 | 0.00086919 | 0 | 0 |  | 1 | TRUE | wye
79 | LV_159-7_0_4_load_126 | 124 | 0.0023731 | 0.00059476 | 0 | 0 |  | 1 | TRUE | wye
80 | LV_159-7_0_4_load_128 | 125 | 0.0023281 | 0.00058347 | 0 | 0 |  | 1 | TRUE | wye
81 | LV_159-7_0_4_load_139 | 126 | 0.0066228 | 0.0016598 | 0 | 0 |  | 1 | TRUE | wye
82 | LV_159-7_0_4_load_131 | 127 | 0.0016198 | 0.00040597 | 0 | 0 |  | 1 | TRUE | wye
83 | LV_159-7_0_4_load_132 | 128 | 0.0015126 | 0.00037909 | 0 | 0 |  | 1 | TRUE | wye

## ext_grid
| name | bus | vm_pu | va_degree | slack_weight | in_service
0 |  | 52 | 1 | 0 | 1 | TRUE

## line
| name | std_type | from_bus | to_bus | length_km | r_ohm_per_km | x_ohm_per_km | c_nf_per_km | g_us_per_km | max_i_ka | df | parallel | type | in_service
0 | LV_159-7_0_4_line_0 |  | 0 | 1 | 0.020257 | 0.125 | 0.08 | 261 | 0 | 0.364 | 1 | 1 | cs | TRUE
1 | LV_159-7_0_4_line_1 |  | 1 | 2 | 0.037217 | 0.125 | 0.08 | 261 | 0 | 0.364 | 1 | 1 | cs | TRUE
2 | LV_159-7_0_4_line_2 |  | 2 | 3 | 0.0014616 | 0.125 | 0.08 | 261 | 0 | 0.364 | 1 | 1 | cs | TRUE
3 | LV_159-7_0_4_line_3 |  | 3 | 4 | 0.0249 | 0.125 | 0.08 | 261 | 0 | 0.364 | 1 | 1 | cs | TRUE
4 | LV_159-7_0_4_line_4 |  | 4 | 7 | 0.0044051 | 0.125 | 0.08 | 261 | 0 | 0.364 | 1 | 1 | cs | TRUE
5 | LV_159-7_0_4_line_5 |  | 5 | 6 | 0.001002 | 0.125 | 0.08 | 261 | 0 | 0.364 | 1 | 1 | cs | TRUE
6 | LV_159-7_0_4_line_6 |  | 5 | 7 | 0.0089617 | 0.125 | 0.08 | 261 | 0 | 0.364 | 1 | 1 | cs | TRUE
7 | LV_159-7_0_4_line_7 |  | 6 | 8 | 0.031777 | 0.125 | 0.08 | 261 | 0 | 0.364 | 1 | 1 | cs | TRUE
8 | LV_159-7_0_4_line_8 |  | 8 | 9 | 0.014417 | 0.125 | 0.08 | 261 | 0 | 0.364 | 1 | 1 | cs | TRUE
9 | LV_159-7_0_4_line_9 |  | 8 | 10 | 0.012875 | 0.125 | 0.08 | 261 | 0 | 0.364 | 1 | 1 | cs | TRUE
10 | LV_159-7_0_4_line_10 |  | 9 | 11 | 0.027453 | 0.125 | 0.08 | 261 | 0 | 0.364 | 1 | 1 | cs | TRUE
11 | LV_159-7_0_4_line_11 |  | 10 | 12 | 0.015642 | 0.125 | 0.08 | 261 | 0 | 0.364 | 1 | 1 | cs | TRUE
12 | LV_159-7_0_4_line_12 |  | 11 | 98 | 0.014163 | 0.125 | 0.08 | 261 | 0 | 0.364 | 1 | 1 | cs | TRUE
13 | LV_159-7_0_4_line_13 |  | 12 | 15 | 0.018298 | 0.125 | 0.08 | 261 | 0 | 0.364 | 1 | 1 | cs | TRUE
14 | LV_159-7_0_4_line_14 |  | 13 | 14 | 0.010532 | 0.125 | 0.08 | 261 | 0 | 0.364 | 1 | 3 | cs | TRUE
15 | LV_159-7_0_4_line_15 |  | 13 | 15 | 0.013122 | 0.125 | 0.08 | 261 | 0 | 0.364 | 1 | 3 | cs | TRUE
16 | LV_159-7_0_4_line_16 |  | 14 | 16 | 0.0141 | 0.125 | 0.08 | 261 | 0 | 0.364 | 1 | 3 | cs | TRUE
17 | LV_159-7_0_4_line_17 |  | 15 | 17 | 0.045167 | 0.125 | 0.08 | 261 | 0 | 0.364 | 1 | 3 | cs | TRUE
18 | LV_159-7_0_4_line_18 |  | 16 | 18 | 0.015364 | 0.125 | 0.08 | 261 | 0 | 0.364 | 1 | 3 | cs | TRUE
19 | LV_159-7_0_4_line_19 |  | 17 | 19 | 0.0026942 | 0.125 | 0.08 | 261 | 0 | 0.364 | 1 | 1 | cs | TRUE
20 | LV_159-7_0_4_line_20 |  | 18 | 20 | 0.013946 | 0.125 | 0.08 | 261 | 0 | 0.364 | 1 | 3 | cs | TRUE
21 | LV_159-7_0_4_line_21 |  | 19 | 21 | 0.011477 | 0.125 | 0.08 | 261 | 0 | 0.364 | 1 | 1 | cs | TRUE
22 | LV_159-7_0_4_line_22 |  | 19 | 22 | 0.014008 | 0.125 | 0.08 | 261 | 0 | 0.364 | 1 | 1 | cs | TRUE
23 | LV_159-7_0_4_line_23 |  | 20 | 26 | 0.03844 | 0.125 | 0.08 | 261 | 0 | 0.364 | 1 | 3 | cs | TRUE
24 | LV_159-7_0_4_line_24 |  | 20 | 23 | 0.014467 | 0.125 | 0.08 | 261 | 0 | 0.364 | 1 | 1 | cs | TRUE
25 | LV_159-7_0_4_line_25 |  | 21 | 96 | 0.017395 | 0.125 | 0.08 | 261 | 0 | 0.364 | 1 | 1 | cs | TRUE
26 | LV_159-7_0_4_line_26 |  | 23 | 24 | 0.018003 | 0.125 | 0.08 | 261 | 0 | 0.364 | 1 | 1 | cs | TRUE
27 | LV_159-7_0_4_line_27 |  | 24 | 25 | 0.02466 | 0.125 | 0.08 | 261 | 0 | 0.364 | 1 | 1 | cs | TRUE
28 | LV_159-7_0_4_line_28 |  | 26 | 30 | 0.042894 | 0.125 | 0.08 | 261 | 0 | 0.364 | 1 | 3 | cs | TRUE
29 | LV_159-7_0_4_line_29 |  | 27 | 28 | 0.032378 | 0.125 | 0.08 | 261 | 0 | 0.364 | 1 | 3 | cs | TRUE
30 | LV_159-7_0_4_line_30 |  | 27 | 29 | 0.031555 | 0.125 | 0.08 | 261 | 0 | 0.364 | 1 | 3 | cs | TRUE
31 | LV_159-7_0_4_line_31 |  | 28 | 31 | 0.029721 | 0.125 | 0.08 | 261 | 0 | 0.364 | 1 | 1 | cs | TRUE
32 | LV_159-7_0_4_line_32 |  | 28 | 32 | 0.001888 | 0.125 | 0.08 | 261 | 0 | 0.364 | 1 | 3 | cs | TRUE
33 | LV_159-7_0_4_line_33 |  | 29 | 33 | 0.023934 | 0.125 | 0.08 | 261 | 0 | 0.364 | 1 | 3 | cs | TRUE
34 | LV_159-7_0_4_line_34 |  | 30 | 34 | 0.026525 | 0.125 | 0.08 | 261 | 0 | 0.364 | 1 | 3 | cs | TRUE
35 | LV_159-7_0_4_line_35 |  | 31 | 54 | 0.018747 | 0.125 | 0.08 | 261 | 0 | 0.364 | 1 | 1 | cs | TRUE
36 | LV_159-7_0_4_line_36 |  | 32 | 40 | 0.027593 | 0.125 | 0.08 | 261 | 0 | 0.364 | 1 | 3 | cs | TRUE
37 | LV_159-7_0_4_line_37 |  | 32 | 49 | 0.019459 | 0.125 | 0.08 | 261 | 0 | 0.364 | 1 | 1 | cs | TRUE
38 | LV_159-7_0_4_line_38 |  | 33 | 52 | 0.061781 | 0.125 | 0.08 | 261 | 0 | 0.364 | 1 | 3 | cs | TRUE
39 | LV_159-7_0_4_line_39 |  | 33 | 50 | 0.012807 | 0.125 | 0.08 | 261 | 0 | 0.364 | 1 | 3 | cs | TRUE
40 | LV_159-7_0_4_line_40 |  | 34 | 37 | 0.0070492 | 0.125 | 0.08 | 261 | 0 | 0.364 | 1 | 3 | cs | TRUE
41 | LV_159-7_0_4_line_41 |  | 35 | 36 | 0.014636 | 0.125 | 0.08 | 261 | 0 | 0.364 | 1 | 1 | cs | TRUE
42 | LV_159-7_0_4_line_42 |  | 35 | 37 | 0.048088 | 0.125 | 0.08 | 261 | 0 | 0.364 | 1 | 1 | cs | TRUE
43 | LV_159-7_0_4_line_43 |  | 37 | 38 | 0.043791 | 0.125 | 0.08 | 261 | 0 | 0.364 | 1 | 3 | cs | TRUE
44 | LV_159-7_0_4_line_44 |  | 38 | 39 | 0.025757 | 0.125 | 0.08 | 261 | 0 | 0.364 | 1 | 1 | cs | TRUE
45 | LV_159-7_0_4_line_45 |  | 38 | 40 | 0.017875 | 0.125 | 0.08 | 261 | 0 | 0.364 | 1 | 3 | cs | TRUE
46 | LV_159-7_0_4_line_46 |  | 39 | 41 | 0.0063489 | 0.125 | 0.08 | 261 | 0 | 0.364 | 1 | 1 | cs | TRUE
47 | LV_159-7_0_4_line_47 |  | 41 | 46 | 0.011015 | 0.125 | 0.08 | 261 | 0 | 0.364 | 1 | 1 | cs | TRUE
48 | LV_159-7_0_4_line_48 |  | 42 | 43 | 0.017022 | 0.125 | 0.08 | 261 | 0 | 0.364 | 1 | 1 | cs | TRUE
49 | LV_159-7_0_4_line_49 |  | 43 | 44 | 0.001939 | 0.125 | 0.08 | 261 | 0 | 0.364 | 1 | 1 | cs | TRUE
50 | LV_159-7_0_4_line_50 |  | 44 | 45 | 0.016377 | 0.125 | 0.08 | 261 | 0 | 0.364 | 1 | 1 | cs | TRUE
51 | LV_159-7_0_4_line_51 |  | 45 | 47 | 0.028338 | 0.125 | 0.08 | 261 | 0 | 0.364 | 1 | 1 | cs | TRUE
52 | LV_159-7_0_4_line_52 |  | 46 | 48 | 0.018021 | 0.125 | 0.08 | 261 | 0 | 0.364 | 1 | 1 | cs | TRUE
53 | LV_159-7_0_4_line_53 |  | 47 | 48 | 0.013494 | 0.125 | 0.08 | 261 | 0 | 0.364 | 1 | 1 | cs | TRUE
54 | LV_159-7_0_4_line_54 |  | 50 | 51 | 0.010381 | 0.125 | 0.08 | 261 | 0 | 0.364 | 1 | 3 | cs | TRUE
55 | LV_159-7_0_4_line_55 |  | 51 | 53 | 0.056335 | 0.125 | 0.08 | 261 | 0 | 0.364 | 1 | 3 | cs | TRUE
56 | LV_159-7_0_4_line_56 |  | 52 | 93 | 0.046997 | 0.125 | 0.08 | 261 | 0 | 0.364 | 1 | 1 | cs | TRUE
57 | LV_159-7_0_4_line_57 |  | 53 | 68 | 0.037888 | 0.125 | 0.08 | 261 | 0 | 0.364 | 1 | 3 | cs | TRUE
58 | LV_159-7_0_4_line_58 |  | 55 | 56 | 0.016195 | 0.125 | 0.08 | 261 | 0 | 0.364 | 1 | 1 | cs | TRUE
59 | LV_159-7_0_4_line_59 |  | 56 | 57 | 0.028987 | 0.125 | 0.08 | 261 | 0 | 0.364 | 1 | 1 | cs | TRUE
60 | LV_159-7_0_4_line_60 |  | 57 | 58 | 0.033475 | 0.125 | 0.08 | 261 | 0 | 0.364 | 1 | 1 | cs | TRUE
61 | LV_159-7_0_4_line_61 |  | 57 | 59 | 0.008892 | 0.125 | 0.08 | 261 | 0 | 0.364 | 1 | 1 | cs | TRUE
62 | LV_159-7_0_4_line_62 |  | 58 | 60 | 0.011184 | 0.125 | 0.08 | 261 | 0 | 0.364 | 1 | 1 | cs | TRUE
63 | LV_159-7_0_4_line_63 |  | 58 | 61 | 0.014092 | 0.125 | 0.08 | 261 | 0 | 0.364 | 1 | 1 | cs | TRUE
64 | LV_159-7_0_4_line_64 |  | 59 | 62 | 0.015883 | 0.125 | 0.08 | 261 | 0 | 0.364 | 1 | 1 | cs | TRUE
65 | LV_159-7_0_4_line_65 |  | 60 | 63 | 0.031196 | 0.125 | 0.08 | 261 | 0 | 0.364 | 1 | 1 | cs | TRUE
66 | LV_159-7_0_4_line_66 |  | 60 | 64 | 0.013886 | 0.125 | 0.08 | 261 | 0 | 0.364 | 1 | 1 | cs | TRUE
67 | LV_159-7_0_4_line_67 |  | 62 | 65 | 0.031546 | 0.125 | 0.08 | 261 | 0 | 0.364 | 1 | 1 | cs | TRUE
68 | LV_159-7_0_4_line_68 |  | 63 | 66 | 0.016366 | 0.125 | 0.08 | 261 | 0 | 0.364 | 1 | 1 | cs | TRUE
69 | LV_159-7_0_4_line_69 |  | 64 | 67 | 0.013686 | 0.125 | 0.08 | 261 | 0 | 0.364 | 1 | 1 | cs | TRUE
70 | LV_159-7_0_4_line_70 |  | 65 | 75 | 0.020075 | 0.125 | 0.08 | 261 | 0 | 0.364 | 1 | 1 | cs | TRUE
71 | LV_159-7_0_4_line_71 |  | 67 | 68 | 0.020045 | 0.125 | 0.08 | 261 | 0 | 0.364 | 1 | 1 | cs | TRUE
72 | LV_159-7_0_4_line_72 |  | 67 | 69 | 0.021678 | 0.125 | 0.08 | 261 | 0 | 0.364 | 1 | 1 | cs | TRUE
73 | LV_159-7_0_4_line_73 |  | 68 | 70 | 0.019086 | 0.125 | 0.08 | 261 | 0 | 0.364 | 1 | 3 | cs | TRUE
74 | LV_159-7_0_4_line_74 |  | 70 | 71 | 0.020078 | 0.125 | 0.08 | 261 | 0 | 0.364 | 1 | 3 | cs | TRUE
75 | LV_159-7_0_4_line_75 |  | 71 | 94 | 0.030329 | 0.125 | 0.08 | 261 | 0 | 0.364 | 1 | 2 | cs | TRUE
76 | LV_159-7_0_4_line_76 |  | 72 | 73 | 0.0344 | 0.125 | 0.08 | 261 | 0 | 0.364 | 1 | 1 | cs | TRUE
77 | LV_159-7_0_4_line_77 |  | 72 | 74 | 0.020231 | 0.125 | 0.08 | 261 | 0 | 0.364 | 1 | 1 | cs | TRUE
78 | LV_159-7_0_4_line_78 |  | 73 | 89 | 0.027613 | 0.125 | 0.08 | 261 | 0 | 0.364 | 1 | 1 | cs | TRUE
79 | LV_159-7_0_4_line_79 |  | 73 | 85 | 0.011908 | 0.125 | 0.08 | 261 | 0 | 0.364 | 1 | 1 | cs | TRUE
80 | LV_159-7_0_4_line_80 |  | 75 | 76 | 0.034128 | 0.125 | 0.08 | 261 | 0 | 0.364 | 1 | 1 | cs | TRUE
81 | LV_159-7_0_4_line_81 |  | 75 | 77 | 0.001553 | 0.125 | 0.08 | 261 | 0 | 0.364 | 1 | 1 | cs | TRUE
82 | LV_159-7_0_4_line_82 |  | 76 | 78 | 0.028775 | 0.125 | 0.08 | 261 | 0 | 0.364 | 1 | 1 | cs | TRUE
83 | LV_159-7_0_4_line_83 |  | 76 | 79 | 0.012314 | 0.125 | 0.08 | 261 | 0 | 0.364 | 1 | 1 | cs | TRUE
84 | LV_159-7_0_4_line_84 |  | 78 | 80 | 0.022969 | 0.125 | 0.08 | 261 | 0 | 0.364 | 1 | 1 | cs | TRUE
85 | LV_159-7_0_4_line_85 |  | 80 | 81 | 0.0065353 | 0.125 | 0.08 | 261 | 0 | 0.364 | 1 | 1 | cs | TRUE
86 | LV_159-7_0_4_line_86 |  | 81 | 82 | 0.00057835 | 0.125 | 0.08 | 261 | 0 | 0.364 | 1 | 1 | cs | TRUE
87 | LV_159-7_0_4_line_87 |  | 83 | 84 | 0.06988 | 0.125 | 0.08 | 261 | 0 | 0.364 | 1 | 1 | cs | TRUE
88 | LV_159-7_0_4_line_88 |  | 84 | 85 | 0.057191 | 0.125 | 0.08 | 261 | 0 | 0.364 | 1 | 1 | cs | TRUE
89 | LV_159-7_0_4_line_89 |  | 85 | 86 | 0.02301 | 0.125 | 0.08 | 261 | 0 | 0.364 | 1 | 1 | cs | TRUE
90 | LV_159-7_0_4_line_90 |  | 85 | 87 | 0.043146 | 0.125 | 0.08 | 261 | 0 | 0.364 | 1 | 1 | cs | TRUE
91 | LV_159-7_0_4_line_91 |  | 86 | 88 | 0.0094463 | 0.125 | 0.08 | 261 | 0 | 0.364 | 1 | 1 | cs | TRUE
92 | LV_159-7_0_4_line_92 |  | 88 | 129 | 0.027717 | 0.125 | 0.08 | 261 | 0 | 0.364 | 1 | 1 | cs | TRUE
93 | LV_159-7_0_4_line_93 |  | 89 | 119 | 0.015164 | 0.125 | 0.08 | 261 | 0 | 0.364 | 1 | 1 | cs | TRUE
94 | LV_159-7_0_4_line_94 |  | 90 | 91 | 0.007901 | 0.125 | 0.08 | 261 | 0 | 0.364 | 1 | 1 | cs | TRUE
95 | LV_159-7_0_4_line_95 |  | 90 | 92 | 0.021417 | 0.125 | 0.08 | 261 | 0 | 0.364 | 1 | 1 | cs | TRUE
96 | LV_159-7_0_4_line_96 |  | 91 | 126 | 0.037504 | 0.125 | 0.08 | 261 | 0 | 0.364 | 1 | 1 | cs | TRUE
97 | LV_159-7_0_4_line_97 |  | 91 | 125 | 0.0058818 | 0.125 | 0.08 | 261 | 0 | 0.364 | 1 | 1 | cs | TRUE
98 | LV_159-7_0_4_line_98 |  | 92 | 129 | 0.019253 | 0.125 | 0.08 | 261 | 0 | 0.364 | 1 | 1 | cs | TRUE
99 | LV_159-7_0_4_line_99 |  | 94 | 95 | 0.028708 | 0.125 | 0.08 | 261 | 0 | 0.364 | 1 | 1 | cs | TRUE
100 | LV_159-7_0_4_line_100 |  | 95 | 105 | 0.026608 | 0.125 | 0.08 | 261 | 0 | 0.364 | 1 | 1 | cs | TRUE
101 | LV_159-7_0_4_line_101 |  | 96 | 97 | 0.056237 | 0.125 | 0.08 | 261 | 0 | 0.364 | 1 | 1 | cs | TRUE
102 | LV_159-7_0_4_line_102 |  | 97 | 99 | 0.037474 | 0.125 | 0.08 | 261 | 0 | 0.364 | 1 | 1 | cs | TRUE
103 | LV_159-7_0_4_line_103 |  | 99 | 100 | 0.0080735 | 0.125 | 0.08 | 261 | 0 | 0.364 | 1 | 1 | cs | TRUE
104 | LV_159-7_0_4_line_104 |  | 100 | 101 | 0.016588 | 0.125 | 0.08 | 261 | 0 | 0.364 | 1 | 1 | cs | TRUE
105 | LV_159-7_0_4_line_105 |  | 101 | 102 | 0.031084 | 0.125 | 0.08 | 261 | 0 | 0.364 | 1 | 1 | cs | TRUE
106 | LV_159-7_0_4_line_106 |  | 101 | 103 | 0.027831 | 0.125 | 0.08 | 261 | 0 | 0.364 | 1 | 1 | cs | TRUE
107 | LV_159-7_0_4_line_107 |  | 101 | 104 | 0.022245 | 0.125 | 0.08 | 261 | 0 | 0.364 | 1 | 1 | cs | TRUE
108 | LV_159-7_0_4_line_108 |  | 105 | 108 | 0.028192 | 0.125 | 0.08 | 261 | 0 | 0.364 | 1 | 1 | cs | TRUE
109 | LV_159-7_0_4_line_109 |  | 106 | 107 | 0.01399 | 0.125 | 0.08 | 261 | 0 | 0.364 | 1 | 1 | cs | TRUE
110 | LV_159-7_0_4_line_110 |  | 106 | 108 | 0.04267 | 0.125 | 0.08 | 261 | 0 | 0.364 | 1 | 1 | cs | TRUE
111 | LV_159-7_0_4_line_111 |  | 107 | 109 | 0.012297 | 0.125 | 0.08 | 261 | 0 | 0.364 | 1 | 1 | cs | TRUE
112 | LV_159-7_0_4_line_112 |  | 108 | 110 | 0.008696 | 0.125 | 0.08 | 261 | 0 | 0.364 | 1 | 1 | cs | TRUE
113 | LV_159-7_0_4_line_113 |  | 109 | 111 | 0.031324 | 0.125 | 0.08 | 261 | 0 | 0.364 | 1 | 1 | cs | TRUE
114 | LV_159-7_0_4_line_114 |  | 110 | 112 | 0.0090291 | 0.125 | 0.08 | 261 | 0 | 0.364 | 1 | 1 | cs | TRUE
115 | LV_159-7_0_4_line_115 |  | 111 | 113 | 0.020059 | 0.125 | 0.08 | 261 | 0 | 0.364 | 1 | 1 | cs | TRUE
116 | LV_159-7_0_4_line_116 |  | 112 | 116 | 0.008799 | 0.125 | 0.08 | 261 | 0 | 0.364 | 1 | 1 | cs | TRUE
117 | LV_159-7_0_4_line_117 |  | 113 | 117 | 0.018116 | 0.125 | 0.08 | 261 | 0 | 0.364 | 1 | 1 | cs | TRUE
118 | LV_159-7_0_4_line_118 |  | 114 | 115 | 0.010593 | 0.125 | 0.08 | 261 | 0 | 0.364 | 1 | 1 | cs | TRUE
119 | LV_159-7_0_4_line_119 |  | 114 | 116 | 0.018945 | 0.125 | 0.08 | 261 | 0 | 0.364 | 1 | 1 | cs | TRUE
120 | LV_159-7_0_4_line_120 |  | 115 | 120 | 0.033714 | 0.125 | 0.08 | 261 | 0 | 0.364 | 1 | 1 | cs | TRUE
121 | LV_159-7_0_4_line_121 |  | 116 | 118 | 0.023844 | 0.125 | 0.08 | 261 | 0 | 0.364 | 1 | 1 | cs | TRUE
122 | LV_159-7_0_4_line_122 |  | 117 | 121 | 0.02058 | 0.125 | 0.08 | 261 | 0 | 0.364 | 1 | 1 | cs | TRUE
123 | LV_159-7_0_4_line_123 |  | 118 | 119 | 0.010602 | 0.125 | 0.08 | 261 | 0 | 0.364 | 1 | 1 | cs | TRUE
124 | LV_159-7_0_4_line_124 |  | 121 | 122 | 0.020669 | 0.125 | 0.08 | 261 | 0 | 0.364 | 1 | 1 | cs | TRUE
125 | LV_159-7_0_4_line_125 |  | 123 | 124 | 0.016336 | 0.125 | 0.08 | 261 | 0 | 0.364 | 1 | 1 | cs | TRUE
126 | LV_159-7_0_4_line_126 |  | 124 | 125 | 0.0073335 | 0.125 | 0.08 | 261 | 0 | 0.364 | 1 | 1 | cs | TRUE
127 | LV_159-7_0_4_line_127 |  | 127 | 128 | 0.006687 | 0.125 | 0.08 | 261 | 0 | 0.364 | 1 | 1 | cs | TRUE
128 | LV_159-7_0_4_line_128 |  | 128 | 129 | 0.013386 | 0.125 | 0.08 | 261 | 0 | 0.364 | 1 | 1 | cs | TRUE

## trafo
| name | std_type | hv_bus | lv_bus | sn_mva | vn_hv_kv | vn_lv_kv | vk_percent | vkr_percent | pfe_kw | i0_percent | shift_degree | tap_side | tap_neutral | tap_min | tap_max | tap_step_percent | tap_step_degree | tap_pos | tap_phase_shifter | parallel | df | in_service
0 | LV_159-7_0_4_trafo_74 | 0.63 MVA 20/0.4 kV | 130 | 52 | 0.63 | 20 | 0.4 | 6 | 1.206 | 1.65 | 0.2619 | 150 | hv | 0 | -2 | 2 | 2.5 | 0 | 0 | FALSE | 1 | 1 | TRUE

## line_geodata
| x0 | y0 | x1 | y1 | x2 | y2 | x3 | y3 | x4 | y4 | x5 | y5
0 | 2694371.3557 | 1235673.9868 | 2694351.3022 | 1235676.8497
1 | 2694314.1017 | 1235677.1495 | 2694320.7201 | 1235677.4325 | 2694350.6633 | 1235676.9409 | 2694351.3022 | 1235676.8497
2 | 2694314.1017 | 1235677.1495 | 2694312.6414 | 1235677.0874
3 | 2694312.6414 | 1235677.0874 | 2694297.8166 | 1235676.4572 | 2694287.8175 | 1235677.5822
4 | 2694283.4401 | 1235678.0747 | 2694287.8175 | 1235677.5822
5 | 2694274.5347 | 1235679.0779 | 2694273.5389 | 1235679.19
6 | 2694283.4401 | 1235678.0747 | 2694274.5347 | 1235679.0779
7 | 2694243.0013 | 1235686.9841 | 2694250.9495 | 1235683.1185 | 2694269.0787 | 1235679.6925 | 2694273.5389 | 1235679.19
8 | 2694243.0013 | 1235686.9841 | 2694235.1233 | 1235674.9099
9 | 2694243.0013 | 1235686.9841 | 2694246.8539 | 1235694.6175 | 2694248.5951 | 1235698.5761
10 | 2694217.187 | 1235654.2516 | 2694225.0563 | 1235661.6365 | 2694234.6514 | 1235674.1868 | 2694235.1233 | 1235674.9099
11 | 2694248.5951 | 1235698.5761 | 2694254.8934 | 1235712.8943
12 | 2694217.187 | 1235654.2516 | 2694216.6437 | 1235653.7418 | 2694206.2272 | 1235645.2831
13 | 2694262.2608 | 1235729.6431 | 2694254.8934 | 1235712.8943
14 | 2694267.8284 | 1235741.5251 | 2694271.2947 | 1235748.9228 | 2694272.5088 | 1235750.9494
15 | 2694262.2608 | 1235729.6431 | 2694267.8284 | 1235741.5251
16 | 2694272.5088 | 1235750.9494 | 2694276.5741 | 1235757.7352 | 2694280.3832 | 1235762.6146
17 | 2694262.2608 | 1235729.6431 | 2694253.52 | 1235736.2315 | 2694247.3945 | 1235743.0505 | 2694229.3702 | 1235760.4544
18 | 2694290.5665 | 1235774.1026 | 2694283.1836 | 1235766.2019 | 2694280.3832 | 1235762.6146
19 | 2694227.4321 | 1235762.3258 | 2694229.3702 | 1235760.4544
20 | 2694300.6999 | 1235783.7149 | 2694293.4822 | 1235776.8509 | 2694290.5665 | 1235774.1026
21 | 2694217.4276 | 1235767.949 | 2694223.7977 | 1235764.7922 | 2694227.4321 | 1235762.3258
22 | 2694227.4321 | 1235762.3258 | 2694240.7786 | 1235766.5801
23 | 2694300.6999 | 1235783.7149 | 2694307.5721 | 1235791.3629 | 2694314.4001 | 1235801.3119 | 2694322.0085 | 1235815.4906
24 | 2694300.6999 | 1235783.7149 | 2694312.9549 | 1235776.026
25 | 2694217.4276 | 1235767.949 | 2694208.88 | 1235760.9417 | 2694205.9806 | 1235755.3011
26 | 2694312.9549 | 1235776.026 | 2694312.9549 | 1235776.026 | 2694324.4208 | 1235773.7063 | 2694330.7071 | 1235773.2265
27 | 2694330.7071 | 1235773.2265 | 2694355.296 | 1235771.3498
28 | 2694341.7867 | 1235853.5517 | 2694323.8243 | 1235818.8744 | 2694322.0085 | 1235815.4906
29 | 2694238.8979 | 1235820.0944 | 2694245.2589 | 1235830.8587 | 2694255.3412 | 1235847.9868
30 | 2694238.8979 | 1235820.0944 | 2694230.1458 | 1235824.0696 | 2694220.2576 | 1235829.5279 | 2694210.9252 | 1235834.6552
31 | 2694255.3412 | 1235847.9868 | 2694281.0537 | 1235833.0808
32 | 2694255.3412 | 1235847.9868 | 2694253.7063 | 1235848.9393
33 | 2694190.262 | 1235846.7316 | 2694210.324 | 1235834.9855 | 2694210.9252 | 1235834.6552
34 | 2694341.7867 | 1235853.5517 | 2694318.0566 | 1235865.4029
35 | 2694297.2723 | 1235823.6787 | 2694281.0537 | 1235833.0808
36 | 2694253.7063 | 1235848.9393 | 2694260.4593 | 1235860.277 | 2694260.2127 | 1235866.7556 | 2694264.1356 | 1235873.6285
37 | 2694253.7063 | 1235848.9393 | 2694236.8707 | 1235858.6967
38 | 2694190.262 | 1235846.7316 | 2694161.9321 | 1235796.6125 | 2694157.9302 | 1235797.9167
39 | 2694190.262 | 1235846.7316 | 2694178.7946 | 1235852.4985
40 | 2694311.7501 | 1235868.5525 | 2694318.0566 | 1235865.4029
41 | 2694304.9664 | 1235910.6201 | 2694304.9664 | 1235910.6201 | 2694303.9621 | 1235912.8503 | 2694304.1315 | 1235925.0393
42 | 2694311.7501 | 1235868.5525 | 2694314.2587 | 1235905.0302 | 2694311.0581 | 1235908.7821 | 2694306.4091 | 1235909.3755 | 2694304.9664 | 1235910.6201
43 | 2694311.7501 | 1235868.5525 | 2694272.9964 | 1235889.1526
44 | 2694251.6466 | 1235898.5875 | 2694259.0512 | 1235894.1461 | 2694259.8807 | 1235896.2497 | 2694264.0656 | 1235893.9033 | 2694272.9964 | 1235889.1526
45 | 2694272.9964 | 1235889.1526 | 2694264.1356 | 1235873.6285
46 | 2694251.6466 | 1235898.5875 | 2694245.5476 | 1235896.8238
47 | 2694234.966 | 1235893.7638 | 2694245.5476 | 1235896.8238
48 | 2694231.9938 | 1235934.6355 | 2694241.0595 | 1235925.1946 | 2694244.4794 | 1235923.2515
49 | 2694231.9938 | 1235934.6355 | 2694230.9067 | 1235933.0282
50 | 2694230.9067 | 1235933.0282 | 2694221.4898 | 1235919.6291
51 | 2694205.8821 | 1235895.982 | 2694217.3692 | 1235913.7661 | 2694221.4898 | 1235919.6291
52 | 2694234.966 | 1235893.7638 | 2694218.647 | 1235889.046 | 2694217.7387 | 1235889.5396
53 | 2694205.8821 | 1235895.982 | 2694217.7387 | 1235889.5396
54 | 2694178.7946 | 1235852.4985 | 2694169.4131 | 1235856.9425
55 | 2694169.4131 | 1235856.9425 | 2694150.5172 | 1235865.8935 | 2694117.9403 | 1235879.8143
56 | 2694157.9302 | 1235797.9167 | 2694134.6352 | 1235757.0989
57 | 2694083.0999 | 1235894.7023 | 2694117.9403 | 1235879.8143
58 | 2694024.9638 | 1235960.6396 | 2694034.1114 | 1235961.8427 | 2694039.489 | 1235966.2745
59 | 2694066.5546 | 1235972.5752 | 2694045.9008 | 1235971.5586 | 2694039.489 | 1235966.2745
60 | 2694066.5546 | 1235972.5752 | 2694062.7558 | 1235968.2341 | 2694063.1453 | 1235948.9039 | 2694065.1663 | 1235940.7743
61 | 2694066.5546 | 1235972.5752 | 2694075.3952 | 1235973.5294
62 | 2694067.1341 | 1235929.7863 | 2694066.4113 | 1235935.757 | 2694065.1663 | 1235940.7743
63 | 2694065.1663 | 1235940.7743 | 2694051.0812 | 1235940.3388
64 | 2694075.3952 | 1235973.5294 | 2694091.1861 | 1235975.2338
65 | 2694067.1341 | 1235929.7863 | 2694098.3115 | 1235930.8606
66 | 2694067.1341 | 1235929.7863 | 2694067.3298 | 1235915.9016
67 | 2694091.1861 | 1235975.2338 | 2694091.1861 | 1235975.2338 | 2694103.7164 | 1235980.2248 | 2694121.775 | 1235980.2959
68 | 2694098.3115 | 1235930.8606 | 2694106.5681 | 1235931.1451 | 2694106.3645 | 1235939.2474
69 | 2694064.6207 | 1235902.5933 | 2694067.3781 | 1235912.4775 | 2694067.3298 | 1235915.9016
70 | 2694141.3864 | 1235983.5017 | 2694130.78 | 1235980.3314 | 2694121.775 | 1235980.2959
71 | 2694064.6207 | 1235902.5933 | 2694083.0999 | 1235894.7023
72 | 2694064.6207 | 1235902.5933 | 2694044.7218 | 1235911.1927
73 | 2694083.0999 | 1235894.7023 | 2694075.838 | 1235877.0522
74 | 2694075.838 | 1235877.0522 | 2694068.1984 | 1235858.4841
75 | 2694056.6586 | 1235830.4366 | 2694068.1984 | 1235858.4841
76 | 2694014.5934 | 1235929.2432 | 2694005.5588 | 1235939.6079 | 2693994.8267 | 1235957.2844
77 | 2694014.5934 | 1235929.2432 | 2694006.9437 | 1235910.5138
78 | 2693994.8267 | 1235957.2844 | 2693988.7029 | 1235953.507 | 2693985.3334 | 1235948.8169 | 2693979.8964 | 1235935.2205
79 | 2693988.7233 | 1235967.5176 | 2693994.8267 | 1235957.2844
80 | 2694141.3864 | 1235983.5017 | 2694133.1527 | 1235986.3067 | 2694126.1162 | 1235993.3226 | 2694121.3389 | 1235995.3261 | 2694111.2273 | 1235997.7122
81 | 2694141.3864 | 1235983.5017 | 2694142.9336 | 1235983.6359
82 | 2694111.2273 | 1235997.7122 | 2694112.317 | 1236001.5433 | 2694117.4093 | 1236010.6974 | 2694120.8024 | 1236023.4382 | 2694119.6782 | 1236023.5662
83 | 2694111.2273 | 1235997.7122 | 2694104.7199 | 1235997.1309 | 2694099.0452 | 1235996.0306
84 | 2694101.0659 | 1236031.3127 | 2694102.9614 | 1236025.4682 | 2694119.6782 | 1236023.5662
85 | 2694101.0659 | 1236031.3127 | 2694099.0497 | 1236037.5292
86 | 2694098.8713 | 1236038.0794 | 2694099.0497 | 1236037.5292
87 | 2694042.121 | 1235983.2184 | 2694042.151 | 1236006.6472 | 2694041.3014 | 1236048.8202 | 2694045.1488 | 1236050.6705
88 | 2693988.7233 | 1235967.5176 | 2693996.787 | 1235966.8446 | 2694019.8692 | 1235970.3235 | 2694029.0912 | 1235973.9276 | 2694042.121 | 1235983.2184
89 | 2693988.7233 | 1235967.5176 | 2693980.67 | 1235977.0972 | 2693972.6455 | 1235983.9086
90 | 2693988.7233 | 1235967.5176 | 2693980.0165 | 1235963.8772 | 2693976.4261 | 1235960.7069 | 2693970.7683 | 1235955.7027 | 2693963.4557 | 1235950.0496 | 2693951.6672 | 1235947.2227
91 | 2693972.6455 | 1235983.9086 | 2693965.4979 | 1235990.0848
92 | 2693943.5499 | 1236006.9876 | 2693960.1606 | 1235994.6968 | 2693965.4979 | 1235990.0848
93 | 2693979.8964 | 1235935.2205 | 2693977.1356 | 1235928.3167 | 2693974.2207 | 1235921.1584
94 | 2693925.0988 | 1235967.6893 | 2693933.0229 | 1235967.7035
95 | 2693933.0229 | 1235967.7035 | 2693938.1549 | 1235987.2879 | 2693938.4643 | 1235988.418
96 | 2693925.0988 | 1235967.6893 | 2693924.2433 | 1235961.0043 | 2693903.312 | 1235949.7763 | 2693897.2934 | 1235946.0451
97 | 2693925.0988 | 1235967.6893 | 2693919.2384 | 1235968.1919
98 | 2693943.5499 | 1236006.9876 | 2693938.4643 | 1235988.418
99 | 2694056.6586 | 1235830.4366 | 2694030.8978 | 1235843.106
100 | 2694006.9198 | 1235854.6316 | 2694012.0413 | 1235852.3799 | 2694030.8978 | 1235843.106
101 | 2694185.3168 | 1235703.4129 | 2694185.4406 | 1235703.5947 | 2694192.9632 | 1235731.3232 | 2694202.7198 | 1235748.9575 | 2694205.9806 | 1235755.3011
102 | 2694185.3168 | 1235703.4129 | 2694174.6562 | 1235687.7566 | 2694168.5465 | 1235679.7428 | 2694163.8366 | 1235672.7205
103 | 2694163.8366 | 1235672.7205 | 2694159.3396 | 1235666.0153
104 | 2694146.7917 | 1235656.9258 | 2694154.5715 | 1235658.9061 | 2694159.3396 | 1235666.0153
105 | 2694146.7917 | 1235656.9258 | 2694134.3594 | 1235655.7391 | 2694129.6508 | 1235644.3228 | 2694127.7804 | 1235638.3637
106 | 2694146.7917 | 1235656.9258 | 2694142.0401 | 1235662.5435 | 2694134.0927 | 1235675.4271 | 2694130.1868 | 1235679.0626
107 | 2694146.7917 | 1235656.9258 | 2694150.7824 | 1235648.216 | 2694152.5096 | 1235637.1464 | 2694152.6567 | 1235635.6929
108 | 2693981.112 | 1235865.9783 | 2694006.9198 | 1235854.6316
109 | 2693964.6907 | 1235826.5786 | 2693952.0627 | 1235832.5995
110 | 2693964.6907 | 1235826.5786 | 2693981.112 | 1235865.9783
111 | 2693940.7899 | 1235837.4865 | 2693945.6172 | 1235835.6726 | 2693952.0627 | 1235832.5995
112 | 2693974.4683 | 1235871.6107 | 2693981.112 | 1235865.9783
113 | 2693940.7899 | 1235837.4865 | 2693933.0126 | 1235843.9683 | 2693914.9429 | 1235855.1686
114 | 2693974.4683 | 1235871.6107 | 2693971.8739 | 1235875.8061 | 2693970.524 | 1235879.6737
115 | 2693914.9429 | 1235855.1686 | 2693897.9252 | 1235844.5501
116 | 2693967.6244 | 1235887.9811 | 2693970.524 | 1235879.6737
117 | 2693897.9252 | 1235844.5501 | 2693892.7282 | 1235841.3074 | 2693882.9255 | 1235834.4031
118 | 2693953.5233 | 1235876.0605 | 2693943.1105 | 1235878.0055
119 | 2693953.5233 | 1235876.0605 | 2693956.5314 | 1235877.2867 | 2693961.1243 | 1235879.7612 | 2693967.6244 | 1235887.9811
120 | 2693943.1105 | 1235878.0055 | 2693924.3276 | 1235881.514 | 2693910.1555 | 1235885.049
121 | 2693967.6244 | 1235887.9811 | 2693966.826 | 1235898.2538 | 2693969.4567 | 1235909.4592 | 2693970.2224 | 1235911.3396
122 | 2693866.145 | 1235822.4884 | 2693873.3485 | 1235827.6578 | 2693882.9255 | 1235834.4031
123 | 2693970.2224 | 1235911.3396 | 2693974.2207 | 1235921.1584
124 | 2693849.3526 | 1235810.4378 | 2693866.145 | 1235822.4884
125 | 2693895.9038 | 1235971.8613 | 2693908.5692 | 1235969.1069 | 2693911.9318 | 1235968.8185
126 | 2693911.9318 | 1235968.8185 | 2693919.2384 | 1235968.1919
127 | 2693927.4183 | 1236018.9328 | 2693932.7923 | 1236014.9534
128 | 2693943.5499 | 1236006.9876 | 2693932.7923 | 1236014.9534

## bus_geodata
| x | y | coords
0 | 2694371.3557 | 1235673.9868
1 | 2694351.3022 | 1235676.8497
2 | 2694314.1017 | 1235677.1495
3 | 2694312.6414 | 1235677.0874
4 | 2694287.8175 | 1235677.5822
5 | 2694274.5347 | 1235679.0779
6 | 2694273.5389 | 1235679.19
7 | 2694283.4401 | 1235678.0747
8 | 2694243.0013 | 1235686.9841
9 | 2694235.1233 | 1235674.9099
10 | 2694248.5951 | 1235698.5761
11 | 2694217.187 | 1235654.2516
12 | 2694254.8934 | 1235712.8943
13 | 2694267.8284 | 1235741.5251
14 | 2694272.5088 | 1235750.9494
15 | 2694262.2608 | 1235729.6431
16 | 2694280.3832 | 1235762.6146
17 | 2694229.3702 | 1235760.4544
18 | 2694290.5665 | 1235774.1026
19 | 2694227.4321 | 1235762.3258
20 | 2694300.6999 | 1235783.7149
21 | 2694217.4276 | 1235767.949
22 | 2694240.7786 | 1235766.5801
23 | 2694312.9549 | 1235776.026
24 | 2694330.7071 | 1235773.2265
25 | 2694355.296 | 1235771.3498
26 | 2694322.0085 | 1235815.4906
27 | 2694238.8979 | 1235820.0944
28 | 2694255.3412 | 1235847.9868
29 | 2694210.9252 | 1235834.6552
30 | 2694341.7867 | 1235853.5517
31 | 2694281.0537 | 1235833.0808
32 | 2694253.7063 | 1235848.9393
33 | 2694190.262 | 1235846.7316
34 | 2694318.0566 | 1235865.4029
35 | 2694304.9664 | 1235910.6201
36 | 2694304.1315 | 1235925.0393
37 | 2694311.7501 | 1235868.5525
38 | 2694272.9964 | 1235889.1526
39 | 2694251.6466 | 1235898.5875
40 | 2694264.1356 | 1235873.6285
41 | 2694245.5476 | 1235896.8238
42 | 2694244.4794 | 1235923.2515
43 | 2694231.9938 | 1235934.6355
44 | 2694230.9067 | 1235933.0282
45 | 2694221.4898 | 1235919.6291
46 | 2694234.966 | 1235893.7638
47 | 2694205.8821 | 1235895.982
48 | 2694217.7387 | 1235889.5396
49 | 2694236.8707 | 1235858.6967
50 | 2694178.7946 | 1235852.4985
51 | 2694169.4131 | 1235856.9425
52 | 2694157.9302 | 1235797.9167
53 | 2694117.9403 | 1235879.8143
54 | 2694297.2723 | 1235823.6787
55 | 2694024.9638 | 1235960.6396
56 | 2694039.489 | 1235966.2745
57 | 2694066.5546 | 1235972.5752
58 | 2694065.1663 | 1235940.7743
59 | 2694075.3952 | 1235973.5294
60 | 2694067.1341 | 1235929.7863
61 | 2694051.0812 | 1235940.3388
62 | 2694091.1861 | 1235975.2338
63 | 2694098.3115 | 1235930.8606
64 | 2694067.3298 | 1235915.9016
65 | 2694121.775 | 1235980.2959
66 | 2694106.3645 | 1235939.2474
67 | 2694064.6207 | 1235902.5933
68 | 2694083.0999 | 1235894.7023
69 | 2694044.7218 | 1235911.1926
70 | 2694075.838 | 1235877.0522
71 | 2694068.1984 | 1235858.4841
72 | 2694014.5934 | 1235929.2432
73 | 2693994.8267 | 1235957.2844
74 | 2694006.9437 | 1235910.5138
75 | 2694141.3864 | 1235983.5017
76 | 2694111.2273 | 1235997.7122
77 | 2694142.9336 | 1235983.6359
78 | 2694119.6782 | 1236023.5662
79 | 2694099.0452 | 1235996.0306
80 | 2694101.0659 | 1236031.3127
81 | 2694099.0497 | 1236037.5292
82 | 2694098.8713 | 1236038.0794
83 | 2694045.1488 | 1236050.6705
84 | 2694042.121 | 1235983.2184
85 | 2693988.7233 | 1235967.5176
86 | 2693972.6454 | 1235983.9086
87 | 2693951.6672 | 1235947.2227
88 | 2693965.4979 | 1235990.0848
89 | 2693979.8964 | 1235935.2205
90 | 2693933.0229 | 1235967.7035
91 | 2693925.0988 | 1235967.6893
92 | 2693938.4643 | 1235988.418
93 | 2694134.6352 | 1235757.0989
94 | 2694056.6586 | 1235830.4366
95 | 2694030.8978 | 1235843.106
96 | 2694205.9806 | 1235755.3011
97 | 2694185.3168 | 1235703.4129
98 | 2694206.2272 | 1235645.2831
99 | 2694163.8366 | 1235672.7205
100 | 2694159.3396 | 1235666.0153
101 | 2694146.7917 | 1235656.9258
102 | 2694127.7804 | 1235638.3637
103 | 2694130.1868 | 1235679.0626
104 | 2694152.6567 | 1235635.6929
105 | 2694006.9198 | 1235854.6316
106 | 2693964.6907 | 1235826.5786
107 | 2693952.0627 | 1235832.5995
108 | 2693981.112 | 1235865.9783
109 | 2693940.7899 | 1235837.4865
110 | 2693974.4683 | 1235871.6107
111 | 2693914.9429 | 1235855.1686
112 | 2693970.524 | 1235879.6737
113 | 2693897.9252 | 1235844.5501
114 | 2693953.5233 | 1235876.0605
115 | 2693943.1105 | 1235878.0055
116 | 2693967.6244 | 1235887.9811
117 | 2693882.9255 | 1235834.4031
118 | 2693970.2224 | 1235911.3396
119 | 2693974.2207 | 1235921.1584
120 | 2693910.1555 | 1235885.049
121 | 2693866.145 | 1235822.4884
122 | 2693849.3526 | 1235810.4378
123 | 2693895.9038 | 1235971.8613
124 | 2693911.9318 | 1235968.8185
125 | 2693919.2384 | 1235968.1919
126 | 2693897.2934 | 1235946.0451
127 | 2693927.4183 | 1236018.9328
128 | 2693932.7923 | 1236014.9534
129 | 2693943.5499 | 1236006.9876
130 | 2694161.9321 | 1235796.6125

## line_std_types
| c_nf_per_km | r_ohm_per_km | x_ohm_per_km | max_i_ka | type | q_mm2 | alpha | voltage_rating
NAYY 4x50 SE | 210 | 0.642 | 0.083 | 0.142 | cs | 50 | 0.00403 | LV
NAYY 4x120 SE | 264 | 0.225 | 0.08 | 0.242 | cs | 120 | 0.00403 | LV
NAYY 4x150 SE | 261 | 0.208 | 0.08 | 0.27 | cs | 150 | 0.00403 | LV
NA2XS2Y 1x95 RM/25 12/20 kV | 216 | 0.313 | 0.132 | 0.252 | cs | 95 | 0.00403 | MV
NA2XS2Y 1x185 RM/25 12/20 kV | 273 | 0.161 | 0.117 | 0.362 | cs | 185 | 0.00403 | MV
NA2XS2Y 1x240 RM/25 12/20 kV | 304 | 0.122 | 0.112 | 0.421 | cs | 240 | 0.00403 | MV
NA2XS2Y 1x95 RM/25 6/10 kV | 315 | 0.313 | 0.123 | 0.249 | cs | 95 | 0.00403 | MV
NA2XS2Y 1x185 RM/25 6/10 kV | 406 | 0.161 | 0.11 | 0.358 | cs | 185 | 0.00403 | MV
NA2XS2Y 1x240 RM/25 6/10 kV | 456 | 0.122 | 0.105 | 0.416 | cs | 240 | 0.00403 | MV
NA2XS2Y 1x150 RM/25 12/20 kV | 250 | 0.206 | 0.116 | 0.319 | cs | 150 | 0.00403 | MV
NA2XS2Y 1x120 RM/25 12/20 kV | 230 | 0.253 | 0.119 | 0.283 | cs | 120 | 0.00403 | MV
NA2XS2Y 1x70 RM/25 12/20 kV | 190 | 0.443 | 0.132 | 0.22 | cs | 70 | 0.00403 | MV
NA2XS2Y 1x150 RM/25 6/10 kV | 360 | 0.206 | 0.11 | 0.315 | cs | 150 | 0.00403 | MV
NA2XS2Y 1x120 RM/25 6/10 kV | 340 | 0.253 | 0.113 | 0.28 | cs | 120 | 0.00403 | MV
NA2XS2Y 1x70 RM/25 6/10 kV | 280 | 0.443 | 0.123 | 0.217 | cs | 70 | 0.00403 | MV
N2XS(FL)2Y 1x120 RM/35 64/110 kV | 112 | 0.153 | 0.166 | 0.366 | cs | 120 | 0.00393 | HV
N2XS(FL)2Y 1x185 RM/35 64/110 kV | 125 | 0.099 | 0.156 | 0.457 | cs | 185 | 0.00393 | HV
N2XS(FL)2Y 1x240 RM/35 64/110 kV | 135 | 0.075 | 0.149 | 0.526 | cs | 240 | 0.00393 | HV
N2XS(FL)2Y 1x300 RM/35 64/110 kV | 144 | 0.06 | 0.144 | 0.588 | cs | 300 | 0.00393 | HV
15-AL1/3-ST1A 0.4 | 11 | 1.8769 | 0.35 | 0.105 | ol | 16 | 0.00403 | LV
24-AL1/4-ST1A 0.4 | 11.25 | 1.2012 | 0.335 | 0.14 | ol | 24 | 0.00403 | LV
48-AL1/8-ST1A 0.4 | 12.2 | 0.5939 | 0.3 | 0.21 | ol | 48 | 0.00403 | LV
94-AL1/15-ST1A 0.4 | 13.2 | 0.306 | 0.29 | 0.35 | ol | 94 | 0.00403 | LV
34-AL1/6-ST1A 10.0 | 9.7 | 0.8342 | 0.36 | 0.17 | ol | 34 | 0.00403 | MV
48-AL1/8-ST1A 10.0 | 10.1 | 0.5939 | 0.35 | 0.21 | ol | 48 | 0.00403 | MV
70-AL1/11-ST1A 10.0 | 10.4 | 0.4132 | 0.339 | 0.29 | ol | 70 | 0.00403 | MV
94-AL1/15-ST1A 10.0 | 10.75 | 0.306 | 0.33 | 0.35 | ol | 94 | 0.00403 | MV
122-AL1/20-ST1A 10.0 | 11.1 | 0.2376 | 0.323 | 0.41 | ol | 122 | 0.00403 | MV
149-AL1/24-ST1A 10.0 | 11.25 | 0.194 | 0.315 | 0.47 | ol | 149 | 0.00403 | MV
34-AL1/6-ST1A 20.0 | 9.15 | 0.8342 | 0.382 | 0.17 | ol | 34 | 0.00403 | MV
48-AL1/8-ST1A 20.0 | 9.5 | 0.5939 | 0.372 | 0.21 | ol | 48 | 0.00403 | MV
70-AL1/11-ST1A 20.0 | 9.7 | 0.4132 | 0.36 | 0.29 | ol | 70 | 0.00403 | MV
94-AL1/15-ST1A 20.0 | 10 | 0.306 | 0.35 | 0.35 | ol | 94 | 0.00403 | MV
122-AL1/20-ST1A 20.0 | 10.3 | 0.2376 | 0.344 | 0.41 | ol | 122 | 0.00403 | MV
149-AL1/24-ST1A 20.0 | 10.5 | 0.194 | 0.337 | 0.47 | ol | 149 | 0.00403 | MV
184-AL1/30-ST1A 20.0 | 10.75 | 0.1571 | 0.33 | 0.535 | ol | 184 | 0.00403 | MV
243-AL1/39-ST1A 20.0 | 11 | 0.1188 | 0.32 | 0.645 | ol | 243 | 0.00403 | MV
48-AL1/8-ST1A 110.0 | 8 | 0.5939 | 0.46 | 0.21 | ol | 48 | 0.00403 | HV
70-AL1/11-ST1A 110.0 | 8.4 | 0.4132 | 0.45 | 0.29 | ol | 70 | 0.00403 | HV
94-AL1/15-ST1A 110.0 | 8.65 | 0.306 | 0.44 | 0.35 | ol | 94 | 0.00403 | HV
122-AL1/20-ST1A 110.0 | 8.5 | 0.2376 | 0.43 | 0.41 | ol | 122 | 0.00403 | HV
149-AL1/24-ST1A 110.0 | 8.75 | 0.194 | 0.41 | 0.47 | ol | 149 | 0.00403 | HV
184-AL1/30-ST1A 110.0 | 8.8 | 0.1571 | 0.4 | 0.535 | ol | 184 | 0.00403 | HV
243-AL1/39-ST1A 110.0 | 9 | 0.1188 | 0.39 | 0.645 | ol | 243 | 0.00403 | HV
305-AL1/39-ST1A 110.0 | 9.2 | 0.0949 | 0.38 | 0.74 | ol | 305 | 0.00403 | HV
490-AL1/64-ST1A 110.0 | 9.75 | 0.059 | 0.37 | 0.96 | ol | 490 | 0.00403 | HV
679-AL1/86-ST1A 110.0 | 9.95 | 0.042 | 0.36 | 1.15 | ol | 679 | 0.00403 | HV
490-AL1/64-ST1A 220.0 | 10 | 0.059 | 0.285 | 0.96 | ol | 490 | 0.00403 | HV
679-AL1/86-ST1A 220.0 | 11.7 | 0.042 | 0.275 | 1.15 | ol | 679 | 0.00403 | HV
490-AL1/64-ST1A 380.0 | 11 | 0.059 | 0.253 | 0.96 | ol | 490 | 0.00403 | HV
679-AL1/86-ST1A 380.0 | 14.6 | 0.042 | 0.25 | 1.15 | ol | 679 | 0.00403 | HV

## trafo_std_types
| i0_percent | pfe_kw | vkr_percent | sn_mva | vn_lv_kv | vn_hv_kv | vk_percent | shift_degree | vector_group | tap_side | tap_neutral | tap_min | tap_max | tap_step_degree | tap_step_percent | tap_phase_shifter
160 MVA 380/110 kV | 0.06 | 60 | 0.25 | 160 | 110 | 380 | 12.2 | 0 | Yy0 | hv | 0 | -9 | 9 | 0 | 1.5 | FALSE
100 MVA 220/110 kV | 0.06 | 55 | 0.26 | 100 | 110 | 220 | 12 | 0 | Yy0 | hv | 0 | -9 | 9 | 0 | 1.5 | FALSE
63 MVA 110/20 kV | 0.04 | 22 | 0.32 | 63 | 20 | 110 | 18 | 150 | YNd5 | hv | 0 | -9 | 9 | 0 | 1.5 | FALSE
40 MVA 110/20 kV | 0.05 | 18 | 0.34 | 40 | 20 | 110 | 16.2 | 150 | YNd5 | hv | 0 | -9 | 9 | 0 | 1.5 | FALSE
25 MVA 110/20 kV | 0.07 | 14 | 0.41 | 25 | 20 | 110 | 12 | 150 | YNd5 | hv | 0 | -9 | 9 | 0 | 1.5 | FALSE
63 MVA 110/10 kV | 0.04 | 22 | 0.32 | 63 | 10 | 110 | 18 | 150 | YNd5 | hv | 0 | -9 | 9 | 0 | 1.5 | FALSE
40 MVA 110/10 kV | 0.05 | 18 | 0.34 | 40 | 10 | 110 | 16.2 | 150 | YNd5 | hv | 0 | -9 | 9 | 0 | 1.5 | FALSE
25 MVA 110/10 kV | 0.07 | 14 | 0.41 | 25 | 10 | 110 | 12 | 150 | YNd5 | hv | 0 | -9 | 9 | 0 | 1.5 | FALSE
0.25 MVA 20/0.4 kV | 0.32 | 0.8 | 1.44 | 0.25 | 0.4 | 20 | 6 | 150 | Yzn5 | hv | 0 | -2 | 2 | 0 | 2.5 | FALSE
0.4 MVA 20/0.4 kV | 0.3375 | 1.35 | 1.425 | 0.4 | 0.4 | 20 | 6 | 150 | Dyn5 | hv | 0 | -2 | 2 | 0 | 2.5 | FALSE
0.63 MVA 20/0.4 kV | 0.2619 | 1.65 | 1.206 | 0.63 | 0.4 | 20 | 6 | 150 | Dyn5 | hv | 0 | -2 | 2 | 0 | 2.5 | FALSE
0.25 MVA 10/0.4 kV | 0.24 | 0.6 | 1.2 | 0.25 | 0.4 | 10 | 4 | 150 | Dyn5 | hv | 0 | -2 | 2 | 0 | 2.5 | FALSE
0.4 MVA 10/0.4 kV | 0.2375 | 0.95 | 1.325 | 0.4 | 0.4 | 10 | 4 | 150 | Dyn5 | hv | 0 | -2 | 2 | 0 | 2.5 | FALSE
0.63 MVA 10/0.4 kV | 0.1873 | 1.18 | 1.0794 | 0.63 | 0.4 | 10 | 4 | 150 | Dyn5 | hv | 0 | -2 | 2 | 0 | 2.5 | FALSE

## trafo3w_std_types
| sn_hv_mva | sn_mv_mva | sn_lv_mva | vn_hv_kv | vn_mv_kv | vn_lv_kv | vk_hv_percent | vk_mv_percent | vk_lv_percent | vkr_hv_percent | vkr_mv_percent | vkr_lv_percent | pfe_kw | i0_percent | shift_mv_degree | shift_lv_degree | vector_group | tap_side | tap_neutral | tap_min | tap_max | tap_step_percent
63/25/38 MVA 110/20/10 kV | 63 | 25 | 38 | 110 | 20 | 10 | 10.4 | 10.4 | 10.4 | 0.28 | 0.32 | 0.35 | 35 | 0.89 | 0 | 0 | YN0yn0yn0 | hv | 0 | -10 | 10 | 1.2
63/25/38 MVA 110/10/10 kV | 63 | 25 | 38 | 110 | 10 | 10 | 10.4 | 10.4 | 10.4 | 0.28 | 0.32 | 0.35 | 35 | 0.89 | 0 | 0 | YN0yn0yn0 | hv | 0 | -10 | 10 | 1.2

## fuse_std_types
| fuse_type | i_rated_a | t_avg | t_min | t_total | x_avg | x_min | x_total
HV 100A | HV 100A | 100 | 0 | [10.0, 3.64, 0.854, 0.281, 0.1, 0.0531, 0.022, 0.01] | [10.0, 4.267, 1.21, 0.403, 0.1, 0.058, 0.022, 0.01] | 0 | [300.0, 350.0, 450.0, 550.0, 700.0, 850.0, 1200.0, 1752.0] | [600.0, 700.0, 900.0, 1150.0, 1665.0, 2000.0, 3000.0, 4313.0]
HV 10A | HV 10A | 10 | 0 | [10.0, 1675.0, 0.344, 0.156, 0.1, 0.0417, 0.0171, 0.01] | [10.0, 1.3, 0.3, 0.155, 0.1, 0.0555, 0.023, 0.01] | 0 | [30.0, 32.0, 35.0, 37.0, 39.0, 50.0, 70.0, 88.0] | [60.0, 70.0, 80.0, 87.0, 94.0, 110.0, 150.0, 216.0]
HV 125A | HV 125A | 125 | 0 | [10.0, 1.82, 0.344, 0.1, 0.0467, 0.0269, 0.01] | [10.0, 2.478, 0.426, 0.1, 0.0427, 0.0211, 0.01] | 0 | [375.0, 500.0, 700.0, 925.0, 1200.0, 1500.0, 2341.0] | [750.0, 1000.0, 1500.0, 2200.0, 3000.0, 4000.0, 5765.0]
HV 160A | HV 160A | 160 | 0 | [10.0, 4.15, 1.03, 0.198, 0.1, 0.051, 0.0172, 0.01] | [10.0, 2.3, 0.734, 0.274, 0.1, 0.046, 0.0177, 0.01] | 0 | [480.0, 550.0, 700.0, 1000.0, 1260.0, 1600.0, 2500.0, 3227.0] | [960.0, 1300.0, 1700.0, 2200.0, 2996.0, 4000.0, 6000.0, 7946.0]
HV 16A | HV 16A | 16 | 0 | [10.0, 0.352, 0.164, 0.1, 0.0649, 0.0342, 0.01] | [10.0, 2.34, 0.722, 0.181, 0.1, 0.055, 0.0296, 0.01] | 0 | [48.0, 60.0, 65.0, 71.0, 80.0, 100.0, 162.0] | [96.0, 110.0, 125.0, 150.0, 168.0, 200.0, 250.0, 398.0]
HV 200A | HV 200A | 200 | 0 | [10.0, 4.267, 1.21, 0.403, 0.1, 0.058, 0.022, 0.01] | [10.0, 3.73, 1.654, 0.328, 0.1, 0.0531, 0.019, 0.01] | 0 | [600.0, 700.0, 900.0, 1150.0, 1665.0, 2000.0, 3000.0, 4313.0] | [1200.0, 1500.0, 1800.0, 2700.0, 3960.0, 5000.0, 7500.0, 10620.0]
HV 20A | HV 20A | 20 | 0 | [10.0, 1.3, 0.3, 0.155, 0.1, 0.0555, 0.023, 0.01] | [10.0, 1.3, 0.161, 0.1, 0.0611, 0.0399, 0.0141, 0.01] | 0 | [60.0, 70.0, 80.0, 87.0, 94.0, 110.0, 150.0, 216.0] | [120.0, 150.0, 200.0, 223.0, 260.0, 300.0, 450.0, 532.0]
HV 25A | HV 25A | 25 | 0 | [10.0, 2.512, 0.833, 0.299, 0.1, 0.0372, 0.0223, 0.01] | [10.0, 3.125, 0.597, 0.198, 0.1, 0.0378, 0.022, 0.01] | 0 | [75.0, 82.0, 90.0, 100.0, 124.0, 170.0, 200.0, 289.0] | [150.0, 170.0, 210.0, 250.0, 294.0, 400.0, 500.0, 711.0]
HV 31.5A | HV 31.5A | 31.5 | 0 | [10.0, 2.34, 0.722, 0.181, 0.1, 0.055, 0.0296, 0.01] | [10.0, 2.84, 0.368, 0.164, 0.1, 0.0621, 0.0378, 0.0195, 0.01] | 0 | [95.0, 110.0, 125.0, 150.0, 165.0, 200.0, 250.0, 390.0] | [189.0, 220.0, 300.0, 350.0, 393.0, 450.0, 530.0, 700.0, 960.0]
HV 40A | HV 40A | 40 | 0 | [10.0, 1.3, 0.161, 0.1, 0.0611, 0.0399, 0.0141, 0.01] | [10.0, 2.05, 0.369, 0.198, 0.1, 0.051, 0.0298, 0.01] | 0 | [120.0, 150.0, 200.0, 223.0, 260.0, 300.0, 450.0, 532.0] | [240.0, 300.0, 400.0, 450.0, 530.0, 650.0, 800.0, 1311.0]
HV 50A | HV 50A | 50 | 0 | [10.0, 3.215, 0.597, 0.198, 0.1, 0.0378, 0.022, 0.01] | [10.0, 3.64, 0.854, 0.281, 0.1, 0.0531, 0.022, 0.01] | 0 | [150.0, 170.0, 210.0, 250.0, 294.0, 400.0, 500.0, 711.0] | [300.0, 350.0, 450.0, 550.0, 700.0, 850.0, 1200.0, 1752.0]
HV 6.3A | HV 6.3A | 6.3 | 0 | [10.0, 1.39, 0.344, 0.168, 0.1, 0.056, 0.0263, 0.01] | [10.0, 1.711, 0.516, 0.198, 0.1, 0.0634, 0.0303, 0.01] | 0 | [19.0, 19.5, 20.4, 20.8, 22.0, 25.0, 32.0, 48.0] | [38.0, 40.0, 43.0, 48.0, 53.0, 60.0, 75.0, 118.0]
HV 63A | HV 63A | 63 | 0 | [10.0, 2.84, 0.368, 0.164, 0.1, 0.0621, 0.0378, 0.0195, 0.01] | [10.0, 1.82, 0.344, 0.1, 0.0467, 0.0269, 0.01] | 0 | [189.0, 220.0, 300.0, 350.0, 393.0, 450.0, 530.0, 700.0, 961.0] | [378.0, 500.0, 700.0, 934.0, 1200.0, 1500.0, 2366.0]
HV 80A | HV 80A | 80 | 0 | [10.0, 2.05, 0.369, 0.198, 0.1, 0.051, 0.0298, 0.01] | [10.0, 4.15, 1.03, 0.198, 0.1, 0.051, 0.0172, 0.01] | 0 | [240.0, 300.0, 400.0, 450.0, 530.0, 650.0, 800.0, 1311.0] | [480.0, 550.0, 700.0, 1000.0, 1260.0, 1600.0, 2500.0, 3227.0]
Siemens NH-1-100 | Siemens NH-1-100 | 100 | [5400.0, 2000.0, 400.0, 20.0, 1.0, 0.2, 0.012, 0.004] | 0 | 0 | [150.0, 190.0, 250.0, 430.0, 900.0, 1250.0, 2700.0, 3600.0] | 0 | 0
Siemens NH-1-125 | Siemens NH-1-125 | 125 | [4800.0, 120.0, 7.0, 0.1, 0.004] | 0 | 0 | [180.0, 400.0, 740.0, 2000.0, 4250.0] | 0 | 0
Siemens NH-1-16 | Siemens NH-1-16 | 16 | [4000.0, 400.0, 2.0, 0.1, 0.04, 0.01] | 0 | 0 | [26.0, 35.0, 75.0, 150.0, 200.0, 300.0] | 0 | 0
Siemens NH-1-160 | Siemens NH-1-160 | 160 | [4800.0, 120.0, 7.0, 0.1, 0.004] | 0 | 0 | [210.0, 500.0, 900.0, 2300.0, 5000.0] | 0 | 0
Siemens NH-1-25 | Siemens NH-1-25 | 25 | [4000.0, 1000.0, 10.0, 0.2, 0.02, 0.01] | 0 | 0 | [40.0, 50.0, 100.0, 210.0, 400.0, 500.0] | 0 | 0
Siemens NH-1-50 | Siemens NH-1-50 | 50 | [4000.0, 40.0, 4.0, 1.0, 0.02, 0.01] | 0 | 0 | [86.0, 200.0, 300.0, 400.0, 1000.0, 1280.0] | 0 | 0
Siemens NH-1-63 | Siemens NH-1-63 | 63 | [4000.0, 100.0, 10.0, 2.0, 0.04, 0.01] | 0 | 0 | [100.0, 200.0, 300.0, 400.0, 1000.0, 1500.0] | 0 | 0
Siemens NH-1-80 | Siemens NH-1-80 | 80 | [4800.0, 120.0, 7.0, 0.1, 0.01] | 0 | 0 | [150.58, 250.0, 450.0, 1150.0, 2470.0] | 0 | 0
Siemens NH-2-1000 | Siemens NH-2-1000 | 1000 | [4800.0, 120.0, 7.0, 0.1, 0.004] | 0 | 0 | [1900.0, 3500.0, 8400.0, 24000.0, 52000.0] | 0 | 0
Siemens NH-2-200 | Siemens NH-2-200 | 200 | [4800.0, 120.0, 7.0, 0.1, 0.004] | 0 | 0 | [280.0, 650.0, 1200.0, 3000.0, 7000.0] | 0 | 0
Siemens NH-2-224 | Siemens NH-2-224 | 224 | [4800.0, 120.0, 7.0, 0.2, 0.04, 0.004] | 0 | 0 | [400.0, 750.0, 1453.0, 3025.0, 4315.0, 7600.0] | 0 | 0
Siemens NH-2-250 | Siemens NH-2-250 | 250 | [4800.0, 120.0, 7.0, 0.1, 0.004] | 0 | 0 | [450.0, 800.0, 1650.0, 4000.0, 8500.0] | 0 | 0
Siemens NH-2-315 | Siemens NH-2-315 | 315 | [4800.0, 120.0, 7.0, 0.1, 0.004] | 0 | 0 | [550.0, 920.0, 1900.0, 5000.0, 11000.0] | 0 | 0
Siemens NH-2-355 | Siemens NH-2-355 | 355 | [4800.0, 120.0, 6.0, 0.1, 0.004] | 0 | 0 | [650.0, 1116.27, 2350.0, 5840.0, 12790.0] | 0 | 0
Siemens NH-2-400 | Siemens NH-2-400 | 400 | [4800.0, 120.0, 7.0, 0.1, 0.004] | 0 | 0 | [720.0, 1350.0, 2800.0, 6500.0, 15000.0] | 0 | 0
Siemens NH-2-425 | Siemens NH-2-425 | 425 | [4800.0, 120.0, 7.0, 0.1, 0.004] | 0 | 0 | [850.0, 1500.0, 3050.0, 7500.0, 16500.0] | 0 | 0
Siemens NH-2-630 | Siemens NH-2-630 | 630 | [4800.0, 120.0, 7.0, 0.1, 0.004] | 0 | 0 | [1200.0, 2000.0, 4800.0, 12000.0, 26000.0] | 0 | 0

## res_bus
| vm_pu | va_degree | p_mw | q_mvar
0 | 0.97483 | -0.48455 | 0.0033008 | 0.00082725
1 | 0.97489 | -0.48332 | 0.0024445 | 0.00061265
2 | 0.97509 | -0.4794 | 0 | 0
3 | 0.9751 | -0.47925 | 0.0035205 | 0.00088231
4 | 0.97532 | -0.47502 | 0.0024678 | 0.00061848
5 | 0.97546 | -0.47215 | 0.0026932 | 0.00067498
6 | 0.97548 | -0.47188 | 0.003329 | 0.00083433
7 | 0.97536 | -0.47407 | 0 | 0
8 | 0.976 | -0.46155 | 0 | 0
9 | 0.9758 | -0.46544 | 0.0043925 | 0.0011009
10 | 0.97639 | -0.4539 | 0.0028611 | 0.00071706
11 | 0.97554 | -0.47063 | 0.0056794 | 0.0014234
12 | 0.9769 | -0.44379 | 0.0021289 | 0.00053355
13 | 0.97795 | -0.42323 | 0.0013427 | 0.00033651
14 | 0.97828 | -0.4167 | 0.0031209 | 0.00078218
15 | 0.97754 | -0.43127 | 0 | 0
16 | 0.97875 | -0.40769 | 0.0022547 | 0.00056509
17 | 0.97665 | -0.44868 | 0.0029218 | 0.00073226
18 | 0.97926 | -0.39768 | 0 | 0
19 | 0.9765 | -0.45165 | 0 | 0
20 | 0.97972 | -0.3886 | 0 | 0
21 | 0.97598 | -0.46189 | 0 | 0
22 | 0.97635 | -0.45463 | 0.011614 | 0.0029108
23 | 0.97957 | -0.39162 | 0.002424 | 0.0006075
24 | 0.97942 | -0.3946 | 0.0060217 | 0.0015092
25 | 0.97935 | -0.39598 | 0.0030793 | 0.00077176
26 | 0.98114 | -0.36093 | 0.0052488 | 0.0013155
27 | 0.99019 | -0.18633 | 0 | 0
28 | 0.98841 | -0.22039 | 0 | 0
29 | 0.99192 | -0.15327 | 0.0093205 | 0.0023359
30 | 0.9828 | -0.3288 | 0 | 0
31 | 0.98818 | -0.22492 | 0.0030039 | 0.00075284
32 | 0.98831 | -0.22228 | 0 | 0
33 | 0.9933 | -0.12695 | 0 | 0
34 | 0.98382 | -0.30899 | 0.010697 | 0.002681
35 | 0.98375 | -0.31048 | 0.0046924 | 0.001176
36 | 0.9837 | -0.31143 | 0.0036264 | 0.00090886
37 | 0.98412 | -0.30328 | 0 | 0
38 | 0.98606 | -0.26569 | 0 | 0
39 | 0.98573 | -0.27221 | 0 | 0
40 | 0.98693 | -0.24889 | 0.004443 | 0.0011135
41 | 0.98564 | -0.27382 | 0.0041273 | 0.0010344
42 | 0.98501 | -0.28627 | 0.0044136 | 0.0011062
43 | 0.98507 | -0.28492 | 0 | 0
44 | 0.98508 | -0.28476 | 0 | 0
45 | 0.98515 | -0.28346 | 0.0014956 | 0.00037482
46 | 0.98554 | -0.27579 | 0 | 0
47 | 0.9853 | -0.28046 | 0 | 0
48 | 0.98538 | -0.27902 | 0.0040742 | 0.0010211
49 | 0.98819 | -0.22461 | 0.0067012 | 0.0016795
50 | 0.99264 | -0.13938 | 0 | 0
51 | 0.99212 | -0.14948 | 0.020358 | 0.0051021
52 | 1 | 0 | -0.37249 | -0.095485
53 | 0.9896 | -0.19763 | 0.0022302 | 0.00055895
54 | 0.98808 | -0.22677 | 0.0055392 | 0.0013883
55 | 0.98408 | -0.30487 | 0.0047817 | 0.0011984
56 | 0.98415 | -0.30348 | 0.0059046 | 0.0014798
57 | 0.98443 | -0.2979 | 0 | 0
58 | 0.98541 | -0.27893 | 0 | 0
59 | 0.98426 | -0.30124 | 0.0054251 | 0.0013597
60 | 0.98579 | -0.27141 | 0 | 0
61 | 0.98533 | -0.28043 | 0.0059315 | 0.0014866
62 | 0.98404 | -0.30565 | 0.0056545 | 0.0014171
63 | 0.98557 | -0.27565 | 0.0049373 | 0.0012374
64 | 0.98637 | -0.26019 | 0.0042665 | 0.0010693
65 | 0.98375 | -0.3112 | 0.00070209 | 0.00017596
66 | 0.98553 | -0.27643 | 0.0026445 | 0.00066276
67 | 0.98699 | -0.24811 | 0 | 0
68 | 0.98794 | -0.22965 | 0 | 0
69 | 0.98695 | -0.24895 | 0.0021782 | 0.00054591
70 | 0.9874 | -0.23996 | 0.0023949 | 0.00060021
71 | 0.98685 | -0.25054 | 0.00083214 | 0.00020855
72 | 0.97434 | -0.49442 | 0 | 0
73 | 0.97441 | -0.49296 | 0 | 0
74 | 0.97429 | -0.49529 | 0.002321 | 0.0005817
75 | 0.98358 | -0.31448 | 0 | 0
76 | 0.98336 | -0.31887 | 0 | 0
77 | 0.98358 | -0.31454 | 0.0019287 | 0.00048337
78 | 0.9832 | -0.32191 | 0.0011996 | 0.00030064
79 | 0.98334 | -0.31916 | 0.0012778 | 0.00032026
80 | 0.9831 | -0.32385 | 0.0030603 | 0.00076699
81 | 0.9831 | -0.32403 | 0.00062234 | 0.00015597
82 | 0.98309 | -0.32404 | 0.00097924 | 0.00024542
83 | 0.97393 | -0.50248 | 0.0012105 | 0.00030339
84 | 0.97401 | -0.50093 | 0 | 0
85 | 0.97407 | -0.49965 | 0 | 0
86 | 0.97356 | -0.50983 | 0 | 0
87 | 0.97386 | -0.50386 | 0.0053146 | 0.001332
88 | 0.97334 | -0.51402 | 0.0030435 | 0.00076276
89 | 0.97526 | -0.47628 | 0.004694 | 0.0011764
90 | 0.97218 | -0.53694 | 0 | 0
91 | 0.97207 | -0.5391 | 0 | 0
92 | 0.97248 | -0.5311 | 0.0031047 | 0.0007781
93 | 0.99945 | -0.010652 | 0.012996 | 0.0032572
94 | 0.98562 | -0.27431 | 0 | 0
95 | 0.98328 | -0.31947 | 0.0024647 | 0.0006177
96 | 0.97518 | -0.47744 | 0.0049313 | 0.0012359
97 | 0.97288 | -0.52275 | 0.006283 | 0.0015747
98 | 0.97548 | -0.47184 | 0.0046596 | 0.0011678
99 | 0.97157 | -0.54871 | 0.0027662 | 0.00069327
100 | 0.9713 | -0.5539 | 0.0046018 | 0.0011533
101 | 0.97084 | -0.56316 | 0 | 0
102 | 0.97062 | -0.56751 | 0.0075594 | 0.0018946
103 | 0.97058 | -0.5682 | 0.00979 | 0.0024536
104 | 0.97057 | -0.56845 | 0.012851 | 0.0032207
105 | 0.98118 | -0.36033 | 0.0026357 | 0.00066056
106 | 0.97829 | -0.41677 | 0 | 0
107 | 0.97805 | -0.42146 | 0.0080274 | 0.0020118
108 | 0.97902 | -0.40247 | 0 | 0
109 | 0.97794 | -0.42379 | 0 | 0
110 | 0.9785 | -0.41259 | 0 | 0
111 | 0.97763 | -0.42972 | 0 | 0
112 | 0.97797 | -0.4231 | 0.0014483 | 0.00036298
113 | 0.97744 | -0.43352 | 0.0026225 | 0.00065725
114 | 0.9773 | -0.43621 | 0 | 0
115 | 0.97721 | -0.43793 | 0.0060409 | 0.001514
116 | 0.97746 | -0.43313 | 0 | 0
117 | 0.97731 | -0.43609 | 0.0023345 | 0.00058509
118 | 0.97627 | -0.45648 | 0.0054251 | 0.0013596
119 | 0.97579 | -0.46583 | 0.010559 | 0.0026462
120 | 0.97712 | -0.43968 | 0.00285 | 0.00071428
121 | 0.97721 | -0.43813 | 0.0022562 | 0.00056546
122 | 0.97715 | -0.43932 | 0.0031715 | 0.00079484
123 | 0.97194 | -0.54182 | 0.0034681 | 0.00086919
124 | 0.97199 | -0.54077 | 0.0023731 | 0.00059476
125 | 0.97203 | -0.53998 | 0.0023281 | 0.00058347
126 | 0.97184 | -0.54368 | 0.0066228 | 0.0016598
127 | 0.97275 | -0.52572 | 0.0016198 | 0.00040597
128 | 0.97276 | -0.52552 | 0.0015126 | 0.00037909
129 | 0.9728 | -0.52475 | 0 | 0
130 | 0.99998 | 149.9956 | 0 | 0

## res_line
| p_from_mw | q_from_mvar | p_to_mw | q_to_mvar | pl_mw | ql_mvar | i_from_ka | i_to_ka | i_ka | vm_from_pu | va_from_degree | vm_to_pu | va_to_degree | loading_percent
0 | -0.0033008 | -0.00082725 | 0.003301 | 0.00082712 | 1.9283e-07 | -1.2915e-07 | 0.0050384 | 0.0050383 | 0.0050384 | 0.97483 | -0.48455 | 0.97489 | -0.48332 | 1.3842
1 | -0.0057455 | -0.0014398 | 0.0057465 | 0.00144 | 1.0733e-06 | 2.2274e-07 | 0.0087694 | 0.0087693 | 0.0087694 | 0.97489 | -0.48332 | 0.97509 | -0.4794 | 2.4092
2 | -0.0057465 | -0.00144 | 0.0057466 | 0.00144 | 4.2148e-08 | 8.7432e-09 | 0.0087693 | 0.0087693 | 0.0087693 | 0.97509 | -0.4794 | 0.9751 | -0.47925 | 2.4091
3 | -0.009267 | -0.0023223 | 0.0092689 | 0.0023232 | 1.8674e-06 | 8.8443e-07 | 0.014142 | 0.014141 | 0.014142 | 0.9751 | -0.47925 | 0.97532 | -0.47502 | 3.885
4 | -0.011737 | -0.0029417 | 0.011737 | 0.002942 | 5.2967e-07 | 2.8401e-07 | 0.017906 | 0.017906 | 0.017906 | 0.97532 | -0.47502 | 0.97536 | -0.47407 | 4.9194
5 | -0.014432 | -0.0036175 | 0.014432 | 0.0036176 | 1.8211e-07 | 1.0404e-07 | 0.022015 | 0.022015 | 0.022015 | 0.97546 | -0.47215 | 0.97548 | -0.47188 | 6.048
6 | 0.011738 | 0.0029425 | -0.011737 | -0.002942 | 1.0776e-06 | 5.7778e-07 | 0.017906 | 0.017906 | 0.017906 | 0.97546 | -0.47215 | 0.97536 | -0.47407 | 4.9193
7 | -0.017761 | -0.004452 | 0.017769 | 0.0044572 | 8.7469e-06 | 5.2011e-06 | 0.027093 | 0.027093 | 0.027093 | 0.97548 | -0.47188 | 0.976 | -0.46155 | 7.4431
8 | 0.014737 | 0.0036949 | -0.014734 | -0.0036933 | 2.7294e-06 | 1.5667e-06 | 0.022469 | 0.022469 | 0.022469 | 0.976 | -0.46155 | 0.9758 | -0.46544 | 6.1727
9 | -0.032506 | -0.0081521 | 0.032518 | 0.0081595 | 1.186e-05 | 7.4292e-06 | 0.049561 | 0.049561 | 0.049561 | 0.976 | -0.46155 | 0.97639 | -0.4539 | 13.6158
10 | 0.010342 | 0.0025925 | -0.010339 | -0.0025912 | 2.5605e-06 | 1.2959e-06 | 0.015771 | 0.015771 | 0.015771 | 0.9758 | -0.46544 | 0.97554 | -0.47063 | 4.3326
11 | -0.035379 | -0.0088766 | 0.035396 | 0.0088873 | 1.7055e-05 | 1.072e-05 | 0.053922 | 0.053922 | 0.053922 | 0.97639 | -0.4539 | 0.9769 | -0.44379 | 14.8137
12 | 0.0046598 | 0.0011678 | -0.0046596 | -0.0011678 | 2.6833e-07 | -5.0938e-09 | 0.0071077 | 0.0071078 | 0.0071078 | 0.97554 | -0.47063 | 0.97548 | -0.47184 | 1.9527
13 | -0.037525 | -0.0094208 | 0.037548 | 0.0094349 | 2.2422e-05 | 1.4121e-05 | 0.057164 | 0.057164 | 0.057164 | 0.9769 | -0.44379 | 0.97754 | -0.43127 | 15.7045
14 | -0.10254 | -0.025849 | 0.10257 | 0.025869 | 3.2071e-05 | 2.0129e-05 | 0.15608 | 0.15608 | 0.15608 | 0.97795 | -0.42323 | 0.97828 | -0.4167 | 14.293
15 | 0.1012 | 0.025512 | -0.10116 | -0.025488 | 3.8918e-05 | 2.4414e-05 | 0.15404 | 0.15404 | 0.15404 | 0.97795 | -0.42323 | 0.97754 | -0.43127 | 14.1059
16 | -0.1057 | -0.026651 | 0.10574 | 0.02668 | 4.5589e-05 | 2.8645e-05 | 0.16083 | 0.16083 | 0.16083 | 0.97828 | -0.4167 | 0.97875 | -0.40769 | 14.7277
17 | 0.063613 | 0.016053 | -0.06356 | -0.016021 | 5.2983e-05 | 3.2212e-05 | 0.096872 | 0.096873 | 0.096873 | 0.97754 | -0.43127 | 0.97665 | -0.44868 | 8.8711
18 | -0.108 | -0.027245 | 0.10805 | 0.027277 | 5.1815e-05 | 3.2582e-05 | 0.16425 | 0.16425 | 0.16425 | 0.97875 | -0.40769 | 0.97926 | -0.39768 | 15.0416
19 | 0.060639 | 0.015288 | -0.06063 | -0.015283 | 8.6297e-06 | 5.4893e-06 | 0.092421 | 0.092421 | 0.092421 | 0.97665 | -0.44868 | 0.9765 | -0.45165 | 25.3904
20 | -0.10805 | -0.027277 | 0.10809 | 0.027307 | 4.7031e-05 | 2.9574e-05 | 0.16425 | 0.16425 | 0.16425 | 0.97926 | -0.39768 | 0.97972 | -0.3886 | 15.0415
21 | 0.049014 | 0.012371 | -0.04899 | -0.012356 | 2.4029e-05 | 1.5235e-05 | 0.07472 | 0.07472 | 0.07472 | 0.9765 | -0.45165 | 0.97598 | -0.46189 | 20.5276
22 | 0.011616 | 0.0029117 | -0.011614 | -0.0029108 | 1.6459e-06 | 8.7815e-07 | 0.017701 | 0.017701 | 0.017701 | 0.9765 | -0.45165 | 0.97635 | -0.45463 | 4.8629
23 | -0.11962 | -0.030197 | 0.11978 | 0.030297 | 0.00015874 | 0.00010014 | 0.18176 | 0.18176 | 0.18176 | 0.97972 | -0.3886 | 0.98114 | -0.36093 | 16.6449
24 | 0.011528 | 0.0028897 | -0.011527 | -0.0028889 | 1.6633e-06 | 8.8234e-07 | 0.017509 | 0.017509 | 0.017509 | 0.97972 | -0.3886 | 0.97957 | -0.39162 | 4.8103
25 | 0.04899 | 0.012356 | -0.048954 | -0.012333 | 3.642e-05 | 2.3091e-05 | 0.07472 | 0.07472 | 0.07472 | 0.97598 | -0.46189 | 0.97518 | -0.47744 | 20.5276
26 | 0.0091026 | 0.0022814 | -0.0091013 | -0.0022808 | 1.2908e-06 | 5.9949e-07 | 0.013827 | 0.013827 | 0.013827 | 0.97957 | -0.39162 | 0.97942 | -0.3946 | 3.7987
27 | 0.0030796 | 0.00077158 | -0.0030793 | -0.00077176 | 2.0243e-07 | -1.8077e-07 | 0.0046786 | 0.0046787 | 0.0046787 | 0.97942 | -0.3946 | 0.97935 | -0.39598 | 1.2854
28 | -0.12503 | -0.031612 | 0.12522 | 0.031734 | 0.00019299 | 0.00012189 | 0.18972 | 0.18972 | 0.18972 | 0.98114 | -0.36093 | 0.9828 | -0.3288 | 17.3739
29 | 0.17912 | 0.045653 | -0.17883 | -0.045467 | 0.00029384 | 0.00018681 | 0.26945 | 0.26945 | 0.26945 | 0.99019 | -0.18633 | 0.98841 | -0.22039 | 24.6745
30 | -0.17912 | -0.045653 | 0.17941 | 0.045835 | 0.00028637 | 0.00018206 | 0.26945 | 0.26945 | 0.26945 | 0.99019 | -0.18633 | 0.99192 | -0.15327 | 24.6745
31 | 0.0085454 | 0.002142 | -0.0085436 | -0.0021412 | 1.8446e-06 | 7.9972e-07 | 0.012865 | 0.012865 | 0.012865 | 0.98841 | -0.22039 | 0.98818 | -0.22492 | 3.5344
32 | 0.17028 | 0.043325 | -0.17026 | -0.043315 | 1.5537e-05 | 9.871e-06 | 0.25658 | 0.25658 | 0.25658 | 0.98841 | -0.22039 | 0.98831 | -0.22228 | 23.4964
33 | -0.18873 | -0.048171 | 0.18897 | 0.048324 | 0.00024033 | 0.00015288 | 0.28343 | 0.28343 | 0.28343 | 0.99192 | -0.15327 | 0.9933 | -0.12695 | 25.9549
34 | -0.12522 | -0.031734 | 0.12534 | 0.03181 | 0.00011934 | 7.537e-05 | 0.18972 | 0.18972 | 0.18972 | 0.9828 | -0.3288 | 0.98382 | -0.30899 | 17.3738
35 | 0.0055397 | 0.0013883 | -0.0055392 | -0.0013883 | 4.8919e-07 | 7.2943e-08 | 0.0083418 | 0.0083419 | 0.0083419 | 0.98818 | -0.22492 | 0.98808 | -0.22677 | 2.2917
36 | 0.16356 | 0.041635 | -0.16335 | -0.041502 | 0.00020956 | 0.00013306 | 0.24649 | 0.24649 | 0.24649 | 0.98831 | -0.22228 | 0.98693 | -0.24889 | 22.5724
37 | 0.006702 | 0.0016797 | -0.0067012 | -0.0016795 | 7.4299e-07 | 2.2619e-07 | 0.010091 | 0.010091 | 0.010091 | 0.98831 | -0.22228 | 0.98819 | -0.22461 | 2.7722
38 | -0.35564 | -0.09082 | 0.35784 | 0.092224 | 0.002197 | 0.0014036 | 0.53337 | 0.53337 | 0.53337 | 0.9933 | -0.12695 | 1 | 0 | 48.8436
39 | 0.16667 | 0.042496 | -0.16657 | -0.042433 | 0.00010001 | 6.351e-05 | 0.24995 | 0.24995 | 0.24995 | 0.9933 | -0.12695 | 0.99264 | -0.13938 | 22.8888
40 | -0.13604 | -0.034491 | 0.13608 | 0.034514 | 3.7357e-05 | 2.364e-05 | 0.2059 | 0.2059 | 0.2059 | 0.98382 | -0.30899 | 0.98412 | -0.30328 | 18.8554
41 | 0.0036266 | 0.00090878 | -0.0036264 | -0.00090886 | 1.6516e-07 | -8.0114e-08 | 0.0054855 | 0.0054856 | 0.0054856 | 0.98375 | -0.31048 | 0.9837 | -0.31143 | 1.507
42 | -0.008319 | -0.0020848 | 0.0083218 | 0.002086 | 2.8552e-06 | 1.2166e-06 | 0.012583 | 0.012583 | 0.012583 | 0.98375 | -0.31048 | 0.98412 | -0.30328 | 3.4569
43 | -0.1444 | -0.0366 | 0.14466 | 0.036766 | 0.0002613 | 0.00016556 | 0.21848 | 0.21848 | 0.21848 | 0.98412 | -0.30328 | 0.98606 | -0.26569 | 20.0077
44 | 0.01412 | 0.003541 | -0.014116 | -0.0035385 | 4.3859e-06 | 2.4785e-06 | 0.021309 | 0.021309 | 0.021309 | 0.98606 | -0.26569 | 0.98573 | -0.27221 | 5.8542
45 | -0.15878 | -0.040307 | 0.15891 | 0.040388 | 0.00012848 | 8.1541e-05 | 0.23979 | 0.23979 | 0.23979 | 0.98606 | -0.26569 | 0.98693 | -0.24889 | 21.959
46 | 0.014116 | 0.0035385 | -0.014115 | -0.0035379 | 1.0811e-06 | 6.1098e-07 | 0.021309 | 0.021309 | 0.021309 | 0.98573 | -0.27221 | 0.98564 | -0.27382 | 5.8542
47 | 0.0099877 | 0.0025035 | -0.0099867 | -0.002503 | 9.3915e-07 | 4.6068e-07 | 0.015078 | 0.015078 | 0.015078 | 0.98564 | -0.27382 | 0.98554 | -0.27579 | 4.1424
48 | -0.0044136 | -0.0011062 | 0.0044139 | 0.0011061 | 2.8377e-07 | -3.5074e-08 | 0.0066675 | 0.0066674 | 0.0066675 | 0.98501 | -0.28627 | 0.98507 | -0.28492 | 1.8317
49 | -0.0044139 | -0.0011061 | 0.0044139 | 0.0011061 | 3.2324e-08 | -3.9975e-09 | 0.0066674 | 0.0066674 | 0.0066674 | 0.98507 | -0.28492 | 0.98508 | -0.28476 | 1.8317
50 | -0.0044139 | -0.0011061 | 0.0044142 | 0.0011061 | 2.7301e-07 | -3.3781e-08 | 0.0066674 | 0.0066673 | 0.0066674 | 0.98508 | -0.28476 | 0.98515 | -0.28346 | 1.8317
51 | -0.0059098 | -0.0014809 | 0.0059106 | 0.0014811 | 8.467e-07 | 1.8103e-07 | 0.0089263 | 0.0089262 | 0.0089263 | 0.98515 | -0.28346 | 0.9853 | -0.28046 | 2.4523
52 | 0.0099867 | 0.002503 | -0.0099852 | -0.0025023 | 1.5365e-06 | 7.5375e-07 | 0.015078 | 0.015079 | 0.015079 | 0.98554 | -0.27579 | 0.98538 | -0.27902 | 4.1425
53 | -0.0059106 | -0.0014811 | 0.005911 | 0.0014812 | 4.0318e-07 | 8.6157e-08 | 0.0089262 | 0.0089261 | 0.0089262 | 0.9853 | -0.28046 | 0.98538 | -0.27902 | 2.4522
54 | 0.16657 | 0.042433 | -0.16649 | -0.042381 | 8.1065e-05 | 5.1479e-05 | 0.24995 | 0.24995 | 0.24995 | 0.99264 | -0.13938 | 0.99212 | -0.14948 | 22.8888
55 | 0.14614 | 0.037279 | -0.1458 | -0.037064 | 0.00033901 | 0.00021479 | 0.21941 | 0.21941 | 0.21941 | 0.99212 | -0.14948 | 0.9896 | -0.19763 | 20.0928
56 | 0.013003 | 0.0032608 | -0.012996 | -0.0032572 | 6.5982e-06 | 3.6066e-06 | 0.019349 | 0.019349 | 0.019349 | 1 | 0 | 0.99945 | -0.010652 | 5.3157
57 | 0.14357 | 0.036505 | -0.14334 | -0.036365 | 0.00022109 | 0.00014004 | 0.21606 | 0.21606 | 0.21606 | 0.9896 | -0.19763 | 0.98794 | -0.22965 | 19.7857
58 | -0.0047817 | -0.0011984 | 0.004782 | 0.0011984 | 3.1749e-07 | -2.575e-09 | 0.0072304 | 0.0072303 | 0.0072304 | 0.98408 | -0.30487 | 0.98415 | -0.30348 | 1.9864
59 | -0.010687 | -0.0026782 | 0.010689 | 0.0026797 | 2.838e-06 | 1.4479e-06 | 0.016158 | 0.016158 | 0.016158 | 0.98415 | -0.30348 | 0.98443 | -0.2979 | 4.439
60 | -0.031552 | -0.0079113 | 0.031581 | 0.0079292 | 2.8555e-05 | 1.7849e-05 | 0.047694 | 0.047694 | 0.047694 | 0.98443 | -0.2979 | 0.98541 | -0.27893 | 13.1028
61 | 0.020863 | 0.0052316 | -0.02086 | -0.0052296 | 3.3163e-06 | 2.0094e-06 | 0.031536 | 0.031537 | 0.031537 | 0.98443 | -0.2979 | 0.98426 | -0.30124 | 8.6639
62 | -0.037513 | -0.0094158 | 0.037526 | 0.0094243 | 1.346e-05 | 8.472e-06 | 0.056652 | 0.056652 | 0.056652 | 0.98541 | -0.27893 | 0.98579 | -0.27141 | 15.5636
63 | 0.0059319 | 0.0014867 | -0.0059315 | -0.0014866 | 4.2401e-07 | 9.1861e-08 | 0.0089575 | 0.0089575 | 0.0089575 | 0.98541 | -0.27893 | 0.98533 | -0.28043 | 2.4609
64 | 0.015435 | 0.00387 | -0.015431 | -0.0038681 | 3.2431e-06 | 1.8738e-06 | 0.023335 | 0.023335 | 0.023335 | 0.98426 | -0.30124 | 0.98404 | -0.30565 | 6.4107
65 | 0.0075834 | 0.0019006 | -0.0075819 | -0.0019 | 1.5329e-06 | 5.8341e-07 | 0.011447 | 0.011447 | 0.011447 | 0.98579 | -0.27141 | 0.98557 | -0.27565 | 3.1448
66 | -0.04511 | -0.011325 | 0.045134 | 0.01134 | 2.4148e-05 | 1.5278e-05 | 0.068098 | 0.068098 | 0.068098 | 0.98579 | -0.27141 | 0.98637 | -0.26019 | 18.7084
67 | 0.0097769 | 0.002451 | -0.0097743 | -0.0024497 | 2.5858e-06 | 1.2543e-06 | 0.014784 | 0.014785 | 0.014785 | 0.98404 | -0.30565 | 0.98375 | -0.3112 | 4.0617
68 | 0.0026446 | 0.00066262 | -0.0026445 | -0.00066276 | 9.784e-08 | -1.4594e-07 | 0.0039927 | 0.0039928 | 0.0039928 | 0.98557 | -0.27565 | 0.98553 | -0.27643 | 1.0969
69 | -0.0494 | -0.012409 | 0.049429 | 0.012428 | 2.8512e-05 | 1.8073e-05 | 0.074535 | 0.074535 | 0.074535 | 0.98637 | -0.26019 | 0.98699 | -0.24811 | 20.4766
70 | 0.0090722 | 0.0022738 | -0.0090708 | -0.0022731 | 1.4176e-06 | 6.5245e-07 | 0.013723 | 0.013723 | 0.013723 | 0.98375 | -0.3112 | 0.98358 | -0.31448 | 3.77
71 | -0.051607 | -0.012973 | 0.051653 | 0.013002 | 4.552e-05 | 2.8877e-05 | 0.077819 | 0.077819 | 0.077819 | 0.98699 | -0.24811 | 0.98794 | -0.22965 | 21.3788
72 | 0.0021783 | 0.00054569 | -0.0021782 | -0.00054591 | 8.7671e-08 | -2.2092e-07 | 0.003284 | 0.0032841 | 0.0032841 | 0.98699 | -0.24811 | 0.98695 | -0.24895 | 0.90222
73 | 0.091692 | 0.023363 | -0.091646 | -0.023335 | 4.5593e-05 | 2.8447e-05 | 0.13824 | 0.13824 | 0.13824 | 0.98794 | -0.22965 | 0.9874 | -0.23996 | 12.6595
74 | 0.089252 | 0.022734 | -0.089206 | -0.022706 | 4.5493e-05 | 2.8345e-05 | 0.13463 | 0.13463 | 0.13463 | 0.9874 | -0.23996 | 0.98685 | -0.25054 | 12.3291
75 | 0.088374 | 0.022498 | -0.088273 | -0.022434 | 0.00010116 | 6.3971e-05 | 0.13338 | 0.13338 | 0.13338 | 0.98685 | -0.25054 | 0.98562 | -0.27431 | 18.3213
76 | -0.0023211 | -0.00058151 | 0.0023213 | 0.00058118 | 1.6208e-07 | -3.2474e-07 | 0.0035447 | 0.0035446 | 0.0035447 | 0.97434 | -0.49442 | 0.97441 | -0.49296 | 0.97383
77 | 0.0023211 | 0.00058151 | -0.002321 | -0.0005817 | 9.5331e-08 | -1.9095e-07 | 0.0035447 | 0.0035448 | 0.0035448 | 0.97434 | -0.49442 | 0.97429 | -0.49529 | 0.97385
78 | -0.032971 | -0.0082781 | 0.032997 | 0.0082945 | 2.6256e-05 | 1.646e-05 | 0.050355 | 0.050355 | 0.050355 | 0.97441 | -0.49296 | 0.97526 | -0.47628 | 13.8337
79 | 0.030649 | 0.0076969 | -0.03064 | -0.0076908 | 9.7848e-06 | 6.114e-06 | 0.04681 | 0.04681 | 0.04681 | 0.97441 | -0.49296 | 0.97407 | -0.49965 | 12.8599
80 | 0.0071421 | 0.0017897 | -0.0071406 | -0.0017892 | 1.4941e-06 | 5.2319e-07 | 0.010805 | 0.010805 | 0.010805 | 0.98358 | -0.31448 | 0.98336 | -0.31887 | 2.9684
81 | 0.0019287 | 0.00048335 | -0.0019287 | -0.00048337 | 4.958e-09 | -1.6538e-08 | 0.0029178 | 0.0029178 | 0.0029178 | 0.98358 | -0.31448 | 0.98358 | -0.31454 | 0.80159
82 | 0.0058628 | 0.0014691 | -0.0058619 | -0.0014689 | 8.4926e-07 | 1.7854e-07 | 0.0088715 | 0.0088716 | 0.0088716 | 0.98336 | -0.31887 | 0.9832 | -0.32191 | 2.4373
83 | 0.0012779 | 0.00032011 | -0.0012778 | -0.00032026 | 1.7265e-08 | -1.4516e-07 | 0.0019336 | 0.0019337 | 0.0019337 | 0.98336 | -0.31887 | 0.98334 | -0.31916 | 0.53122
84 | 0.0046623 | 0.0011683 | -0.0046619 | -0.0011683 | 4.2885e-07 | -1.6804e-08 | 0.0070561 | 0.0070562 | 0.0070562 | 0.9832 | -0.32191 | 0.9831 | -0.32385 | 1.9385
85 | 0.0016016 | 0.00040131 | -0.0016016 | -0.00040139 | 1.4402e-08 | -7.3648e-08 | 0.0024241 | 0.0024242 | 0.0024242 | 0.9831 | -0.32385 | 0.9831 | -0.32403 | 0.66598
86 | 0.00097924 | 0.00024541 | -0.00097924 | -0.00024542 | 4.7656e-10 | -7.0282e-09 | 0.0014822 | 0.0014822 | 0.0014822 | 0.9831 | -0.32403 | 0.98309 | -0.32404 | 0.40719
87 | -0.0012105 | -0.00030339 | 0.0012106 | 0.00030258 | 8.9624e-08 | -8.123e-07 | 0.0018495 | 0.0018492 | 0.0018495 | 0.97393 | -0.50248 | 0.97401 | -0.50093 | 0.50811
88 | -0.0012106 | -0.00030258 | 0.0012107 | 0.00030191 | 7.3328e-08 | -6.6492e-07 | 0.0018492 | 0.001849 | 0.0018492 | 0.97401 | -0.50093 | 0.97407 | -0.49965 | 0.50802
89 | 0.024113 | 0.0060568 | -0.024102 | -0.0060496 | 1.1711e-05 | 7.209e-06 | 0.036841 | 0.036841 | 0.036841 | 0.97407 | -0.49965 | 0.97356 | -0.50983 | 10.1212
90 | 0.0053157 | 0.0013321 | -0.0053146 | -0.001332 | 1.0669e-06 | 1.4587e-07 | 0.0081203 | 0.0081205 | 0.0081205 | 0.97407 | -0.49965 | 0.97386 | -0.50386 | 2.2309
91 | 0.024102 | 0.0060496 | -0.024097 | -0.0060466 | 4.8079e-06 | 2.9596e-06 | 0.036841 | 0.036841 | 0.036841 | 0.97356 | -0.50983 | 0.97334 | -0.51402 | 10.1212
92 | 0.021053 | 0.0052838 | -0.021043 | -0.0052773 | 1.0769e-05 | 6.548e-06 | 0.032188 | 0.032188 | 0.032188 | 0.97334 | -0.51402 | 0.9728 | -0.52475 | 8.843
93 | -0.037691 | -0.009471 | 0.03771 | 0.0094828 | 1.8812e-05 | 1.1851e-05 | 0.057517 | 0.057517 | 0.057517 | 0.97526 | -0.47628 | 0.97579 | -0.46583 | 15.8013
94 | 0.014796 | 0.0037087 | -0.014794 | -0.0037078 | 1.5196e-06 | 8.7456e-07 | 0.022647 | 0.022647 | 0.022647 | 0.97218 | -0.53694 | 0.97207 | -0.5391 | 6.2216
95 | -0.014796 | -0.0037087 | 0.0148 | 0.0037111 | 4.1191e-06 | 2.3706e-06 | 0.022647 | 0.022646 | 0.022647 | 0.97218 | -0.53694 | 0.97248 | -0.5311 | 6.2216
96 | 0.0066243 | 0.0016603 | -0.0066228 | -0.0016598 | 1.4461e-06 | 4.6071e-07 | 0.01014 | 0.01014 | 0.01014 | 0.97207 | -0.5391 | 0.97184 | -0.54368 | 2.7858
97 | 0.00817 | 0.0020475 | -0.0081697 | -0.0020474 | 3.4499e-07 | 1.4788e-07 | 0.012506 | 0.012506 | 0.012506 | 0.97207 | -0.5391 | 0.97203 | -0.53998 | 3.4358
98 | -0.017905 | -0.0044892 | 0.01791 | 0.0044924 | 5.4193e-06 | 3.2294e-06 | 0.027397 | 0.027397 | 0.027397 | 0.97248 | -0.5311 | 0.9728 | -0.52475 | 7.5266
99 | 0.088273 | 0.022434 | -0.088081 | -0.022311 | 0.00019152 | 0.00012221 | 0.13338 | 0.13338 | 0.13338 | 0.98562 | -0.27431 | 0.98328 | -0.31947 | 36.6426
100 | 0.085617 | 0.021694 | -0.085449 | -0.021587 | 0.00016772 | 0.000107 | 0.12965 | 0.12965 | 0.12965 | 0.98328 | -0.31947 | 0.98118 | -0.36033 | 35.618
101 | 0.044022 | 0.011097 | -0.043927 | -0.011037 | 9.5222e-05 | 6.0242e-05 | 0.067196 | 0.067196 | 0.067196 | 0.97518 | -0.47744 | 0.97288 | -0.52275 | 18.4605
102 | 0.037644 | 0.0094622 | -0.037597 | -0.0094328 | 4.6602e-05 | 2.936e-05 | 0.057586 | 0.057586 | 0.057586 | 0.97288 | -0.52275 | 0.97157 | -0.54871 | 15.8205
103 | 0.034831 | 0.0087396 | -0.034823 | -0.0087341 | 8.6171e-06 | 5.415e-06 | 0.05335 | 0.05335 | 0.05335 | 0.97157 | -0.54871 | 0.9713 | -0.5539 | 14.6566
104 | 0.030221 | 0.0075808 | -0.030207 | -0.0075725 | 1.3335e-05 | 8.3291e-06 | 0.0463 | 0.0463 | 0.0463 | 0.9713 | -0.5539 | 0.97084 | -0.56316 | 12.7198
105 | 0.007561 | 0.0018952 | -0.0075594 | -0.0018946 | 1.5655e-06 | 6.1766e-07 | 0.011589 | 0.011589 | 0.011589 | 0.97084 | -0.56316 | 0.97062 | -0.56751 | 3.1838
106 | 0.0097923 | 0.0024548 | -0.00979 | -0.0024536 | 2.3511e-06 | 1.1607e-06 | 0.015009 | 0.015009 | 0.015009 | 0.97084 | -0.56316 | 0.97058 | -0.5682 | 4.1234
107 | 0.012854 | 0.0032225 | -0.012851 | -0.0032207 | 3.2381e-06 | 1.7974e-06 | 0.019702 | 0.019702 | 0.019702 | 0.97084 | -0.56316 | 0.97057 | -0.56845 | 5.4127
108 | 0.082813 | 0.020926 | -0.082646 | -0.02082 | 0.00016692 | 0.00010647 | 0.12565 | 0.12565 | 0.12565 | 0.98118 | -0.36033 | 0.97902 | -0.40247 | 34.5199
109 | 0.018424 | 0.0046203 | -0.01842 | -0.0046178 | 4.1202e-06 | 2.4613e-06 | 0.028024 | 0.028024 | 0.028024 | 0.97829 | -0.41677 | 0.97805 | -0.42146 | 7.699
110 | -0.018424 | -0.0046203 | 0.018436 | 0.0046278 | 1.2567e-05 | 7.5065e-06 | 0.028024 | 0.028024 | 0.028024 | 0.97829 | -0.41677 | 0.97902 | -0.40247 | 7.699
111 | 0.010392 | 0.002606 | -0.010391 | -0.0026054 | 1.1529e-06 | 5.8354e-07 | 0.015811 | 0.015811 | 0.015811 | 0.97805 | -0.42146 | 0.97794 | -0.42379 | 4.3438
112 | 0.06421 | 0.016192 | -0.064179 | -0.016172 | 3.1082e-05 | 1.9783e-05 | 0.097628 | 0.097628 | 0.097628 | 0.97902 | -0.40247 | 0.9785 | -0.41259 | 26.821
113 | 0.010391 | 0.0026054 | -0.010388 | -0.0026039 | 2.9367e-06 | 1.4866e-06 | 0.015811 | 0.015812 | 0.015812 | 0.97794 | -0.42379 | 0.97763 | -0.42972 | 4.3438
114 | 0.064179 | 0.016172 | -0.064147 | -0.016151 | 3.2272e-05 | 2.0541e-05 | 0.097628 | 0.097628 | 0.097628 | 0.9785 | -0.41259 | 0.97797 | -0.4231 | 26.821
115 | 0.010388 | 0.0026039 | -0.010386 | -0.002603 | 1.8806e-06 | 9.521e-07 | 0.015812 | 0.015812 | 0.015812 | 0.97763 | -0.42972 | 0.97744 | -0.43352 | 4.3439
116 | 0.062698 | 0.015789 | -0.062668 | -0.015769 | 3.0046e-05 | 1.9119e-05 | 0.095425 | 0.095425 | 0.095425 | 0.97797 | -0.4231 | 0.97746 | -0.43313 | 26.2156
117 | 0.0077639 | 0.0019457 | -0.0077629 | -0.0019453 | 9.4902e-07 | 3.8034e-07 | 0.011819 | 0.011819 | 0.011819 | 0.97744 | -0.43352 | 0.97731 | -0.43609 | 3.2471
118 | 0.0088919 | 0.0022283 | -0.0088912 | -0.002228 | 7.281e-07 | 3.3326e-07 | 0.013539 | 0.013539 | 0.013539 | 0.9773 | -0.43621 | 0.97721 | -0.43793 | 3.7194
119 | -0.0088919 | -0.0022283 | 0.0088932 | 0.0022289 | 1.3022e-06 | 5.9596e-07 | 0.013539 | 0.013538 | 0.013539 | 0.9773 | -0.43621 | 0.97746 | -0.43313 | 3.7194
120 | 0.0028502 | 0.00071401 | -0.00285 | -0.00071428 | 2.3814e-07 | -2.6993e-07 | 0.00434 | 0.0043402 | 0.0043402 | 0.97721 | -0.43793 | 0.97712 | -0.43968 | 1.1923
121 | 0.053775 | 0.01354 | -0.053715 | -0.013502 | 5.9956e-05 | 3.8073e-05 | 0.081886 | 0.081886 | 0.081886 | 0.97746 | -0.43313 | 0.97627 | -0.45648 | 22.4963
122 | 0.0054284 | 0.0013602 | -0.0054279 | -0.0013602 | 5.272e-07 | 7.9546e-08 | 0.008265 | 0.0082651 | 0.0082651 | 0.97731 | -0.43609 | 0.97721 | -0.43813 | 2.2706
123 | 0.04829 | 0.012143 | -0.048268 | -0.012129 | 2.1546e-05 | 1.3657e-05 | 0.073618 | 0.073618 | 0.073618 | 0.97627 | -0.45648 | 0.97579 | -0.46583 | 20.2246
124 | 0.0031716 | 0.0007947 | -0.0031715 | -0.00079484 | 1.8078e-07 | -1.4322e-07 | 0.0048295 | 0.0048296 | 0.0048296 | 0.97721 | -0.43813 | 0.97715 | -0.43932 | 1.3268
125 | -0.0034681 | -0.00086919 | 0.0034683 | 0.0008691 | 1.7271e-07 | -9.1941e-08 | 0.0053096 | 0.0053095 | 0.0053096 | 0.97194 | -0.54182 | 0.97199 | -0.54077 | 1.4587
126 | -0.0058414 | -0.0014639 | 0.0058416 | 0.0014639 | 2.1992e-07 | 4.9848e-08 | 0.0089425 | 0.0089425 | 0.0089425 | 0.97199 | -0.54077 | 0.97203 | -0.53998 | 2.4567
127 | -0.0016198 | -0.00040597 | 0.0016199 | 0.0004059 | 1.5396e-08 | -7.316e-08 | 0.0024779 | 0.0024778 | 0.0024779 | 0.97275 | -0.52572 | 0.97276 | -0.52552 | 0.68074
128 | -0.0031324 | -0.00078499 | 0.0031326 | 0.0007849 | 1.1525e-07 | -9.2423e-08 | 0.0047916 | 0.0047916 | 0.0047916 | 0.97276 | -0.52552 | 0.9728 | -0.52475 | 1.3164

## res_trafo
| p_hv_mw | q_hv_mvar | p_lv_mw | q_lv_mvar | pl_mw | ql_mvar | i_hv_ka | i_lv_ka | vm_hv_pu | va_hv_degree | vm_lv_pu | va_lv_degree | loading_percent
0 | -1.2729e-15 | -1.3162e-15 | 0.00165 | 1.2699e-07 | 0.00165 | 1.2699e-07 | 5.2857e-17 | 0.0023815 | 0.99998 | 149.9956 | 1 | 0 | 0.2619

## res_ext_grid
| p_mw | q_mvar
0 | 0.37249 | 0.095485

## res_load
| p_mw | q_mvar
0 | 0.0033008 | 0.00082725
1 | 0.0024445 | 0.00061265
2 | 0.0035205 | 0.00088231
3 | 0.0024678 | 0.00061848
4 | 0.0026932 | 0.00067498
5 | 0.003329 | 0.00083433
6 | 0.0043925 | 0.0011009
7 | 0.0028611 | 0.00071706
8 | 0.0056794 | 0.0014234
9 | 0.0021289 | 0.00053355
10 | 0.0013427 | 0.00033651
11 | 0.0031209 | 0.00078218
12 | 0.0022547 | 0.00056509
13 | 0.0029218 | 0.00073226
14 | 0.011614 | 0.0029108
15 | 0.002424 | 0.0006075
16 | 0.0060217 | 0.0015092
17 | 0.0030793 | 0.00077176
18 | 0.0052488 | 0.0013155
19 | 0.0093205 | 0.0023359
20 | 0.0030039 | 0.00075284
21 | 0.010697 | 0.002681
22 | 0.0046924 | 0.001176
23 | 0.0036264 | 0.00090886
24 | 0.004443 | 0.0011135
25 | 0.0041273 | 0.0010344
26 | 0.0044136 | 0.0011062
27 | 0.0014956 | 0.00037482
28 | 0.0040742 | 0.0010211
29 | 0.0067012 | 0.0016795
30 | 0.020358 | 0.0051021
31 | 0.0022302 | 0.00055895
32 | 0.0055392 | 0.0013883
33 | 0.0047817 | 0.0011984
34 | 0.0059046 | 0.0014798
35 | 0.0054251 | 0.0013597
36 | 0.0059315 | 0.0014866
37 | 0.0056545 | 0.0014171
38 | 0.0049373 | 0.0012374
39 | 0.0042665 | 0.0010693
40 | 0.00070209 | 0.00017596
41 | 0.0026445 | 0.00066276
42 | 0.0021782 | 0.00054591
43 | 0.0023949 | 0.00060021
44 | 0.00083214 | 0.00020855
45 | 0.002321 | 0.0005817
46 | 0.0019287 | 0.00048337
47 | 0.0011996 | 0.00030064
48 | 0.0012778 | 0.00032026
49 | 0.0030603 | 0.00076699
50 | 0.00062234 | 0.00015597
51 | 0.00097924 | 0.00024542
52 | 0.0012105 | 0.00030339
53 | 0.0053146 | 0.001332
54 | 0.0030435 | 0.00076276
55 | 0.004694 | 0.0011764
56 | 0.0031047 | 0.0007781
57 | 0.012996 | 0.0032572
58 | 0.0024647 | 0.0006177
59 | 0.0049313 | 0.0012359
60 | 0.006283 | 0.0015747
61 | 0.0046596 | 0.0011678
62 | 0.0027662 | 0.00069327
63 | 0.0046018 | 0.0011533
64 | 0.0075594 | 0.0018946
65 | 0.00979 | 0.0024536
66 | 0.012851 | 0.0032207
67 | 0.0026357 | 0.00066056
68 | 0.0080274 | 0.0020118
69 | 0.0014483 | 0.00036298
70 | 0.0026225 | 0.00065725
71 | 0.0060409 | 0.001514
72 | 0.0023345 | 0.00058509
73 | 0.0054251 | 0.0013596
74 | 0.010559 | 0.0026462
75 | 0.00285 | 0.00071428
76 | 0.0022562 | 0.00056546
77 | 0.0031715 | 0.00079484
78 | 0.0034681 | 0.00086919
79 | 0.0023731 | 0.00059476
80 | 0.0023281 | 0.00058347
81 | 0.0066228 | 0.0016598
82 | 0.0016198 | 0.00040597
83 | 0.0015126 | 0.00037909

## dtypes
| element | column | dtype
0 | bus | name | object
1 | bus | vn_kv | float64
2 | bus | type | object
3 | bus | zone | object
4 | bus | in_service | bool
5 | load | name | object
6 | load | bus | uint32
7 | load | p_mw | float64
8 | load | q_mvar | float64
9 | load | const_z_percent | float64
10 | load | const_i_percent | float64
11 | load | sn_mva | float64
12 | load | scaling | float64
13 | load | in_service | bool
14 | load | type | object
15 | ext_grid | name | object
16 | ext_grid | bus | uint32
17 | ext_grid | vm_pu | float64
18 | ext_grid | va_degree | float64
19 | ext_grid | slack_weight | float64
20 | ext_grid | in_service | bool
21 | line | name | object
22 | line | std_type | object
23 | line | from_bus | uint32
24 | line | to_bus | uint32
25 | line | length_km | float64
26 | line | r_ohm_per_km | float64
27 | line | x_ohm_per_km | float64
28 | line | c_nf_per_km | float64
29 | line | g_us_per_km | float64
30 | line | max_i_ka | float64
31 | line | df | float64
32 | line | parallel | uint32
33 | line | type | object
34 | line | in_service | bool
35 | trafo | name | object
36 | trafo | std_type | object
37 | trafo | hv_bus | uint32
38 | trafo | lv_bus | uint32
39 | trafo | sn_mva | float64
40 | trafo | vn_hv_kv | float64
41 | trafo | vn_lv_kv | float64
42 | trafo | vk_percent | float64
43 | trafo | vkr_percent | float64
44 | trafo | pfe_kw | float64
45 | trafo | i0_percent | float64
46 | trafo | shift_degree | float64
47 | trafo | tap_side | object
48 | trafo | tap_neutral | int32
49 | trafo | tap_min | int32
50 | trafo | tap_max | int32
51 | trafo | tap_step_percent | float64
52 | trafo | tap_step_degree | float64
53 | trafo | tap_pos | int32
54 | trafo | tap_phase_shifter | bool
55 | trafo | parallel | uint32
56 | trafo | df | float64
57 | trafo | in_service | bool
58 | line_geodata | coords | object
59 | bus_geodata | x | float64
60 | bus_geodata | y | float64
61 | bus_geodata | coords | object
62 | res_bus | vm_pu | float64
63 | res_bus | va_degree | float64
64 | res_bus | p_mw | float64
65 | res_bus | q_mvar | float64
66 | res_line | p_from_mw | float64
67 | res_line | q_from_mvar | float64
68 | res_line | p_to_mw | float64
69 | res_line | q_to_mvar | float64
70 | res_line | pl_mw | float64
71 | res_line | ql_mvar | float64
72 | res_line | i_from_ka | float64
73 | res_line | i_to_ka | float64
74 | res_line | i_ka | float64
75 | res_line | vm_from_pu | float64
76 | res_line | va_from_degree | float64
77 | res_line | vm_to_pu | float64
78 | res_line | va_to_degree | float64
79 | res_line | loading_percent | float64
80 | res_trafo | p_hv_mw | float64
81 | res_trafo | q_hv_mvar | float64
82 | res_trafo | p_lv_mw | float64
83 | res_trafo | q_lv_mvar | float64
84 | res_trafo | pl_mw | float64
85 | res_trafo | ql_mvar | float64
86 | res_trafo | i_hv_ka | float64
87 | res_trafo | i_lv_ka | float64
88 | res_trafo | vm_hv_pu | float64
89 | res_trafo | va_hv_degree | float64
90 | res_trafo | vm_lv_pu | float64
91 | res_trafo | va_lv_degree | float64
92 | res_trafo | loading_percent | float64
93 | res_ext_grid | p_mw | float64
94 | res_ext_grid | q_mvar | float64
95 | res_load | p_mw | float64
96 | res_load | q_mvar | float64

## parameters
| version | format_version | converged | OPF_converged | name | f_hz | sn_mva
0 | 2.14.6 | 2.14.0 | TRUE | FALSE |  | 50 | 1