## bus
| name | vn_kv | type | zone | in_service
0 | bus_LV_160-7_0_6_node_0 | 0.4 | n |  | TRUE
1 | bus_LV_160-7_0_6_node_2 | 0.4 | n |  | TRUE
2 | bus_LV_160-7_0_6_node_1 | 0.4 | n |  | TRUE
3 | bus_LV_160-7_0_6_node_3 | 0.4 | n |  | TRUE
4 | bus_LV_160-7_0_6_node_4 | 0.4 | n |  | TRUE
5 | bus_LV_160-7_0_6_node_5 | 0.4 | n |  | TRUE
6 | bus_LV_160-7_0_6_node_6 | 0.4 | n |  | TRUE
7 | bus_LV_160-7_0_6_node_7 | 0.4 | n |  | TRUE
8 | bus_LV_160-7_0_6_node_74 | 0.4 | n |  | TRUE
9 | bus_LV_160-7_0_6_node_9 | 0.4 | n |  | TRUE
10 | bus_LV_160-7_0_6_node_8 | 0.4 | n |  | TRUE
11 | bus_LV_160-7_0_6_node_73 | 0.4 | n |  | TRUE
12 | bus_LV_160-7_0_6_node_41 | 0.4 | n |  | TRUE
13 | bus_LV_160-7_0_6_node_43 | 0.4 | n |  | TRUE
14 | bus_LV_160-7_0_6_node_56 | 0.4 | n |  | TRUE
15 | bus_LV_160-7_0_6_node_42 | 0.4 | n |  | TRUE
16 | bus_LV_160-7_0_6_node_10 | 0.4 | n |  | TRUE
17 | bus_LV_160-7_0_6_node_11 | 0.4 | n |  | TRUE
18 | bus_LV_160-7_0_6_node_12 | 0.4 | n |  | TRUE
19 | bus_LV_160-7_0_6_node_13 | 0.4 | n |  | TRUE
20 | bus_LV_160-7_0_6_node_14 | 0.4 | n |  | TRUE
21 | bus_LV_160-7_0_6_node_19 | 0.4 | n |  | TRUE
22 | bus_LV_160-7_0_6_node_17 | 0.4 | n |  | TRUE
23 | bus_LV_160-7_0_6_node_32 | 0.4 | n |  | TRUE
24 | bus_LV_160-7_0_6_node_33 | 0.4 | n |  | TRUE
25 | bus_LV_160-7_0_6_node_27 | 0.4 | n |  | TRUE
26 | bus_LV_160-7_0_6_node_15 | 0.4 | n |  | TRUE
27 | bus_LV_160-7_0_6_node_16 | 0.4 | n |  | TRUE
28 | bus_LV_160-7_0_6_node_18 | 0.4 | n |  | TRUE
29 | bus_LV_160-7_0_6_node_25 | 0.4 | n |  | TRUE
30 | bus_LV_160-7_0_6_node_39 | 0.4 | n |  | TRUE
31 | bus_LV_160-7_0_6_node_38 | 0.4 | n |  | TRUE
32 | bus_LV_160-7_0_6_node_24 | 0.4 | n |  | TRUE
33 | bus_LV_160-7_0_6_node_49 | 0.4 | n |  | TRUE
34 | bus_LV_160-7_0_6_node_28 | 0.4 | n |  | TRUE
35 | bus_LV_160-7_0_6_node_20 | 0.4 | n |  | TRUE
36 | bus_LV_160-7_0_6_node_21 | 0.4 | n |  | TRUE
37 | bus_LV_160-7_0_6_node_22 | 0.4 | n |  | TRUE
38 | bus_LV_160-7_0_6_node_23 | 0.4 | n |  | TRUE
39 | bus_LV_160-7_0_6_node_37 | 0.4 | n |  | TRUE
40 | bus_LV_160-7_0_6_node_34 | 0.4 | n |  | TRUE
41 | bus_LV_160-7_0_6_node_36 | 0.4 | n |  | TRUE
42 | bus_LV_160-7_0_6_node_65 | 0.4 | n |  | TRUE
43 | bus_LV_160-7_0_6_node_137 | 0.4 | n |  | TRUE
44 | bus_LV_160-7_0_6_node_35 | 0.4 | n |  | TRUE
45 | bus_LV_160-7_0_6_node_29 | 0.4 | n |  | TRUE
46 | bus_LV_160-7_0_6_node_30 | 0.4 | n |  | TRUE
47 | bus_LV_160-7_0_6_node_40 | 0.4 | n |  | TRUE
48 | bus_LV_160-7_0_6_node_31 | 0.4 | n |  | TRUE
49 | bus_LV_160-7_0_6_node_50 | 0.4 | n |  | TRUE
50 | bus_LV_160-7_0_6_node_63 | 0.4 | n |  | TRUE
51 | bus_LV_160-7_0_6_node_60 | 0.4 | n |  | TRUE
52 | bus_LV_160-7_0_6_node_79 | 0.4 | n |  | TRUE
53 | bus_LV_160-7_0_6_node_133 | 0.4 | n |  | TRUE
54 | bus_LV_160-7_0_6_node_61 | 0.4 | n |  | TRUE
55 | bus_LV_160-7_0_6_node_109 | 0.4 | n |  | TRUE
56 | bus_LV_160-7_0_6_node_108 | 0.4 | n |  | TRUE
57 | bus_LV_160-7_0_6_node_58 | 0.4 | n |  | TRUE
58 | bus_LV_160-7_0_6_node_64 | 0.4 | n |  | TRUE
59 | bus_LV_160-7_0_6_node_139 | 0.4 | n |  | TRUE
60 | bus_LV_160-7_0_6_node_78 | 0.4 | n |  | TRUE
61 | bus_LV_160-7_0_6_node_134 | 0.4 | n |  | TRUE
62 | bus_LV_160-7_0_6_node_44 | 0.4 | n |  | TRUE
63 | bus_LV_160-7_0_6_node_45 | 0.4 | n |  | TRUE
64 | bus_LV_160-7_0_6_node_46 | 0.4 | n |  | TRUE
65 | bus_LV_160-7_0_6_node_47 | 0.4 | n |  | TRUE
66 | bus_LV_160-7_0_6_node_48 | 0.4 | n |  | TRUE
67 | bus_LV_160-7_0_6_node_51 | 0.4 | n |  | TRUE
68 | bus_LV_160-7_0_6_node_52 | 0.4 | n |  | TRUE
69 | bus_LV_160-7_0_6_node_53 | 0.4 | n |  | TRUE
70 | bus_LV_160-7_0_6_node_59 | 0.4 | n |  | TRUE
71 | bus_LV_160-7_0_6_node_66 | 0.4 | n |  | TRUE
72 | bus_LV_160-7_0_6_node_54 | 0.4 | n |  | TRUE
73 | bus_LV_160-7_0_6_node_67 | 0.4 | n |  | TRUE
74 | bus_LV_160-7_0_6_node_93 | 0.4 | n |  | TRUE
75 | bus_LV_160-7_0_6_node_57 | 0.4 | n |  | TRUE
76 | bus_LV_160-7_0_6_node_55 | 0.4 | n |  | TRUE
77 | bus_LV_160-7_0_6_node_68 | 0.4 | n |  | TRUE
78 | bus_LV_160-7_0_6_node_94 | 0.4 | n |  | TRUE
79 | bus_LV_160-7_0_6_node_90 | 0.4 | n |  | TRUE
80 | bus_LV_160-7_0_6_node_71 | 0.4 | n |  | TRUE
81 | bus_LV_160-7_0_6_node_69 | 0.4 | n |  | TRUE
82 | bus_LV_160-7_0_6_node_106 | 0.4 | n |  | TRUE
83 | bus_LV_160-7_0_6_node_135 | 0.4 | n |  | TRUE
84 | bus_LV_160-7_0_6_node_107 | 0.4 | n |  | TRUE
85 | bus_LV_160-7_0_6_node_75 | 0.4 | n |  | TRUE
86 | bus_LV_160-7_0_6_node_76 | 0.4 | n |  | TRUE
87 | bus_LV_160-7_0_6_node_70 | 0.4 | n |  | TRUE
88 | bus_LV_160-7_0_6_node_72 | 0.4 | n |  | TRUE
89 | bus_LV_160-7_0_6_node_77 | 0.4 | n |  | TRUE
90 | bus_LV_160-7_0_6_node_132 | 0.4 | n |  | TRUE
91 | bus_LV_160-7_0_6_node_130 | 0.4 | n |  | TRUE
92 | bus_LV_160-7_0_6_node_80 | 0.4 | n |  | TRUE
93 | bus_LV_160-7_0_6_node_81 | 0.4 | n |  | TRUE
94 | bus_LV_160-7_0_6_node_82 | 0.4 | n |  | TRUE
95 | bus_LV_160-7_0_6_node_102 | 0.4 | n |  | TRUE
96 | bus_LV_160-7_0_6_node_101 | 0.4 | n |  | TRUE
97 | bus_LV_160-7_0_6_node_83 | 0.4 | n |  | TRUE
98 | bus_LV_160-7_0_6_node_84 | 0.4 | n |  | TRUE
99 | bus_LV_160-7_0_6_node_86 | 0.4 | n |  | TRUE
100 | bus_LV_160-7_0_6_node_85 | 0.4 | n |  | TRUE
101 | bus_LV_160-7_0_6_node_87 | 0.4 | n |  | TRUE
102 | bus_LV_160-7_0_6_node_89 | 0.4 | n |  | TRUE
103 | bus_LV_160-7_0_6_node_88 | 0.4 | n |  | TRUE
104 | bus_LV_160-7_0_6_node_91 | 0.4 | n |  | TRUE
105 | bus_LV_160-7_0_6_node_92 | 0.4 | n |  | TRUE
106 | bus_LV_160-7_0_6_node_99 | 0.4 | n |  | TRUE
107 | bus_LV_160-7_0_6_node_98 | 0.4 | n |  | TRUE
108 | bus_LV_160-7_0_6_node_95 | 0.4 | n |  | TRUE
109 | bus_LV_160-7_0_6_node_96 | 0.4 | n |  | TRUE
110 | bus_LV_160-7_0_6_node_97 | 0.4 | n |  | TRUE
111 | bus_LV_160-7_0_6_node_100 | 0.4 | n |  | TRUE
112 | bus_LV_160-7_0_6_node_122 | 0.4 | n |  | TRUE
113 | bus_LV_160-7_0_6_node_126 | 0.4 | n |  | TRUE
114 | bus_LV_160-7_0_6_node_138 | 0.4 | n |  | TRUE
115 | bus_LV_160-7_0_6_node_125 | 0.4 | n |  | TRUE
116 | bus_LV_160-7_0_6_node_120 | 0.4 | n |  | TRUE
117 | bus_LV_160-7_0_6_node_104 | 0.4 | n |  | TRUE
118 | bus_LV_160-7_0_6_node_105 | 0.4 | n |  | TRUE
119 | bus_LV_160-7_0_6_node_110 | 0.4 | n |  | TRUE
120 | bus_LV_160-7_0_6_node_111 | 0.4 | n |  | TRUE
121 | bus_LV_160-7_0_6_node_112 | 0.4 | n |  | TRUE
122 | bus_LV_160-7_0_6_node_113 | 0.4 | n |  | TRUE
123 | bus_LV_160-7_0_6_node_114 | 0.4 | n |  | TRUE
124 | bus_LV_160-7_0_6_node_119 | 0.4 | n |  | TRUE
125 | bus_LV_160-7_0_6_node_123 | 0.4 | n |  | TRUE
126 | bus_LV_160-7_0_6_node_117 | 0.4 | n |  | TRUE
127 | bus_LV_160-7_0_6_node_121 | 0.4 | n |  | TRUE
128 | bus_LV_160-7_0_6_node_115 | 0.4 | n |  | TRUE
129 | bus_LV_160-7_0_6_node_116 | 0.4 | n |  | TRUE
130 | bus_LV_160-7_0_6_node_118 | 0.4 | n |  | TRUE
131 | bus_LV_160-7_0_6_node_127 | 0.4 | n |  | TRUE
132 | bus_LV_160-7_0_6_node_124 | 0.4 | n |  | TRUE
133 | bus_LV_160-7_0_6_node_128 | 0.4 | n |  | TRUE
134 | bus_LV_160-7_0_6_node_129 | 0.4 | n |  | TRUE
135 | bus_MV_364_0_node_77 | 20 | n |  | TRUE

## load
| name | bus | p_mw | q_mvar | const_z_percent | const_i_percent | sn_mva | scaling | in_service | type
0 | LV_160-7_0_6_load_0 | 0 | 0.0012322 | 0.00030882 | 0 | 0 |  | 1 | TRUE | wye
1 | LV_160-7_0_6_load_1 | 2 | 0.0018236 | 0.00045704 | 0 | 0 |  | 1 | TRUE | wye
2 | LV_160-7_0_6_load_3 | 3 | 0.0012998 | 0.00032577 | 0 | 0 |  | 1 | TRUE | wye
3 | LV_160-7_0_6_load_4 | 4 | 0.0022798 | 0.00057136 | 0 | 0 |  | 1 | TRUE | wye
4 | LV_160-7_0_6_load_5 | 5 | 0.0023398 | 0.0005864 | 0 | 0 |  | 1 | TRUE | wye
5 | LV_160-7_0_6_load_7 | 7 | 0.0020427 | 0.00051194 | 0 | 0 |  | 1 | TRUE | wye
6 | LV_160-7_0_6_load_74 | 8 | 0.0023948 | 0.0006002 | 0 | 0 |  | 1 | TRUE | wye
7 | LV_160-7_0_6_load_8 | 10 | 0.00068907 | 0.0001727 | 0 | 0 |  | 1 | TRUE | wye
8 | LV_160-7_0_6_load_41 | 12 | 0.0028085 | 0.00070387 | 0 | 0 |  | 1 | TRUE | wye
9 | LV_160-7_0_6_load_56 | 14 | 0.0018105 | 0.00045374 | 0 | 0 |  | 1 | TRUE | wye
10 | LV_160-7_0_6_load_42 | 15 | 0.0014987 | 0.0003756 | 0 | 0 |  | 1 | TRUE | wye
11 | LV_160-7_0_6_load_10 | 16 | 0.031104 | 0.0077954 | 0 | 0 |  | 1 | TRUE | wye
12 | LV_160-7_0_6_load_11 | 17 | 0.012183 | 0.0030533 | 0 | 0 |  | 1 | TRUE | wye
13 | LV_160-7_0_6_load_12 | 18 | 0.0025625 | 0.00064223 | 0 | 0 |  | 1 | TRUE | wye
14 | LV_160-7_0_6_load_13 | 19 | 0.0090663 | 0.0022722 | 0 | 0 |  | 1 | TRUE | wye
15 | LV_160-7_0_6_load_14 | 20 | 0.023313 | 0.0058428 | 0 | 0 |  | 1 | TRUE | wye
16 | LV_160-7_0_6_load_17 | 22 | 0.0029524 | 0.00073993 | 0 | 0 |  | 1 | TRUE | wye
17 | LV_160-7_0_6_load_32 | 23 | 0.0033842 | 0.00084816 | 0 | 0 |  | 1 | TRUE | wye
18 | LV_160-7_0_6_load_33 | 24 | 0.0043455 | 0.0010891 | 0 | 0 |  | 1 | TRUE | wye
19 | LV_160-7_0_6_load_27 | 25 | 0.030305 | 0.0075951 | 0 | 0 |  | 1 | TRUE | wye
20 | LV_160-7_0_6_load_15 | 26 | 0.021066 | 0.0052796 | 0 | 0 |  | 1 | TRUE | wye
21 | LV_160-7_0_6_load_16 | 27 | 0.002823 | 0.0007075 | 0 | 0 |  | 1 | TRUE | wye
22 | LV_160-7_0_6_load_25 | 29 | 0.0051641 | 0.0012942 | 0 | 0 |  | 1 | TRUE | wye
23 | LV_160-7_0_6_load_38 | 31 | 0.010678 | 0.0026761 | 0 | 0 |  | 1 | TRUE | wye
24 | LV_160-7_0_6_load_49 | 33 | 0.0051039 | 0.0012792 | 0 | 0 |  | 1 | TRUE | wye
25 | LV_160-7_0_6_load_20 | 35 | 0.0033729 | 0.00084532 | 0 | 0 |  | 1 | TRUE | wye
26 | LV_160-7_0_6_load_21 | 36 | 0.0041259 | 0.0010341 | 0 | 0 |  | 1 | TRUE | wye
27 | LV_160-7_0_6_load_22 | 37 | 0.0025738 | 0.00064506 | 0 | 0 |  | 1 | TRUE | wye
28 | LV_160-7_0_6_load_23 | 38 | 0.0058212 | 0.0014589 | 0 | 0 |  | 1 | TRUE | wye
29 | LV_160-7_0_6_load_37 | 39 | 0.0051551 | 0.001292 | 0 | 0 |  | 1 | TRUE | wye
30 | LV_160-7_0_6_load_34 | 40 | 0.0018822 | 0.00047173 | 0 | 0 |  | 1 | TRUE | wye
31 | LV_160-7_0_6_load_36 | 41 | 0.0049667 | 0.0012448 | 0 | 0 |  | 1 | TRUE | wye
32 | LV_160-7_0_6_load_65 | 42 | 0.0023767 | 0.00059566 | 0 | 0 |  | 1 | TRUE | wye
33 | LV_160-7_0_6_load_35 | 44 | 0.0048676 | 0.0012199 | 0 | 0 |  | 1 | TRUE | wye
34 | LV_160-7_0_6_load_50 | 49 | 0.0028961 | 0.00072584 | 0 | 0 |  | 1 | TRUE | wye
35 | LV_160-7_0_6_load_60 | 51 | 0.0013428 | 0.00033653 | 0 | 0 |  | 1 | TRUE | wye
36 | LV_160-7_0_6_load_133 | 53 | 0.00079007 | 0.00019801 | 0 | 0 |  | 1 | TRUE | wye
37 | LV_160-7_0_6_load_109 | 55 | 0.0028043 | 0.00070283 | 0 | 0 |  | 1 | TRUE | wye
38 | LV_160-7_0_6_load_108 | 56 | 0.00041302 | 0.00010351 | 0 | 0 |  | 1 | TRUE | wye
39 | LV_160-7_0_6_load_58 | 57 | 0.0025987 | 0.00065129 | 0 | 0 |  | 1 | TRUE | wye
40 | LV_160-7_0_6_load_64 | 58 | 0.0020428 | 0.00051198 | 0 | 0 |  | 1 | TRUE | wye
41 | LV_160-7_0_6_load_139 | 59 | 0.0036857 | 0.00092372 | 0 | 0 |  | 1 | TRUE | wye
42 | LV_160-7_0_6_load_78 | 60 | 0.003738 | 0.00093682 | 0 | 0 |  | 1 | TRUE | wye
43 | LV_160-7_0_6_load_134 | 61 | 0.031496 | 0.0078936 | 0 | 0 |  | 1 | TRUE | wye
44 | LV_160-7_0_6_load_44 | 62 | 0.0072928 | 0.0018277 | 0 | 0 |  | 1 | TRUE | wye
45 | LV_160-7_0_6_load_45 | 63 | 0.0035753 | 0.00089604 | 0 | 0 |  | 1 | TRUE | wye
46 | LV_160-7_0_6_load_46 | 64 | 0.0076473 | 0.0019166 | 0 | 0 |  | 1 | TRUE | wye
47 | LV_160-7_0_6_load_51 | 67 | 0.0042766 | 0.0010718 | 0 | 0 |  | 1 | TRUE | wye
48 | LV_160-7_0_6_load_52 | 68 | 0.0050445 | 0.0012643 | 0 | 0 |  | 1 | TRUE | wye
49 | LV_160-7_0_6_load_53 | 69 | 0.014732 | 0.0036922 | 0 | 0 |  | 1 | TRUE | wye
50 | LV_160-7_0_6_load_66 | 71 | 0.0032499 | 0.00081449 | 0 | 0 |  | 1 | TRUE | wye
51 | LV_160-7_0_6_load_67 | 73 | 0.0037981 | 0.0009519 | 0 | 0 |  | 1 | TRUE | wye
52 | LV_160-7_0_6_load_57 | 75 | 0.0028332 | 0.00071006 | 0 | 0 |  | 1 | TRUE | wye
53 | LV_160-7_0_6_load_55 | 76 | 0.0021699 | 0.00054384 | 0 | 0 |  | 1 | TRUE | wye
54 | LV_160-7_0_6_load_68 | 77 | 0.0030203 | 0.00075696 | 0 | 0 |  | 1 | TRUE | wye
55 | LV_160-7_0_6_load_71 | 80 | 0.0033915 | 0.00084999 | 0 | 0 |  | 1 | TRUE | wye
56 | LV_160-7_0_6_load_69 | 81 | 0.0023226 | 0.0005821 | 0 | 0 |  | 1 | TRUE | wye
57 | LV_160-7_0_6_load_135 | 83 | 0.00022334 | 5.5973e-05 | 0 | 0 |  | 1 | TRUE | wye
58 | LV_160-7_0_6_load_107 | 84 | 0.012929 | 0.0032403 | 0 | 0 |  | 1 | TRUE | wye
59 | LV_160-7_0_6_load_75 | 85 | 0.010622 | 0.002662 | 0 | 0 |  | 1 | TRUE | wye
60 | LV_160-7_0_6_load_70 | 87 | 0.0040903 | 0.0010251 | 0 | 0 |  | 1 | TRUE | wye
61 | LV_160-7_0_6_load_72 | 88 | 0.0072975 | 0.0018289 | 0 | 0 |  | 1 | TRUE | wye
62 | LV_160-7_0_6_load_132 | 90 | 0.003638 | 0.00091177 | 0 | 0 |  | 1 | TRUE | wye
63 | LV_160-7_0_6_load_80 | 92 | 0.0036374 | 0.00091163 | 0 | 0 |  | 1 | TRUE | wye
64 | LV_160-7_0_6_load_81 | 93 | 0.0032486 | 0.00081418 | 0 | 0 |  | 1 | TRUE | wye
65 | LV_160-7_0_6_load_102 | 95 | 0.0028415 | 0.00071215 | 0 | 0 |  | 1 | TRUE | wye
66 | LV_160-7_0_6_load_101 | 96 | 0.012591 | 0.0031556 | 0 | 0 |  | 1 | TRUE | wye
67 | LV_160-7_0_6_load_83 | 97 | 0.0071755 | 0.0017983 | 0 | 0 |  | 1 | TRUE | wye
68 | LV_160-7_0_6_load_84 | 98 | 0.0056116 | 0.0014064 | 0 | 0 |  | 1 | TRUE | wye
69 | LV_160-7_0_6_load_85 | 100 | 0.003788 | 0.00094937 | 0 | 0 |  | 1 | TRUE | wye
70 | LV_160-7_0_6_load_87 | 101 | 0.0087536 | 0.0021939 | 0 | 0 |  | 1 | TRUE | wye
71 | LV_160-7_0_6_load_88 | 103 | 0.017932 | 0.0044942 | 0 | 0 |  | 1 | TRUE | wye
72 | LV_160-7_0_6_load_91 | 104 | 0.023506 | 0.005891 | 0 | 0 |  | 1 | TRUE | wye
73 | LV_160-7_0_6_load_92 | 105 | 0.027294 | 0.0068405 | 0 | 0 |  | 1 | TRUE | wye
74 | LV_160-7_0_6_load_99 | 106 | 0.0021684 | 0.00054345 | 0 | 0 |  | 1 | TRUE | wye
75 | LV_160-7_0_6_load_95 | 108 | 0.0023855 | 0.00059787 | 0 | 0 |  | 1 | TRUE | wye
76 | LV_160-7_0_6_load_96 | 109 | 0.0030223 | 0.00075746 | 0 | 0 |  | 1 | TRUE | wye
77 | LV_160-7_0_6_load_97 | 110 | 0.002366 | 0.00059299 | 0 | 0 |  | 1 | TRUE | wye
78 | LV_160-7_0_6_load_122 | 112 | 0.0044698 | 0.0011202 | 0 | 0 |  | 1 | TRUE | wye
79 | LV_160-7_0_6_load_138 | 114 | 0.0088026 | 0.0022061 | 0 | 0 |  | 1 | TRUE | wye
80 | LV_160-7_0_6_load_120 | 116 | 0.0036114 | 0.0009051 | 0 | 0 |  | 1 | TRUE | wye
81 | LV_160-7_0_6_load_104 | 117 | 0.0018677 | 0.00046808 | 0 | 0 |  | 1 | TRUE | wye
82 | LV_160-7_0_6_load_110 | 119 | 0.0017013 | 0.0004264 | 0 | 0 |  | 1 | TRUE | wye
83 | LV_160-7_0_6_load_111 | 120 | 0.0017773 | 0.00044544 | 0 | 0 |  | 1 | TRUE | wye
84 | LV_160-7_0_6_load_112 | 121 | 0.0022015 | 0.00055174 | 0 | 0 |  | 1 | TRUE | wye
85 | LV_160-7_0_6_load_113 | 122 | 0.00072164 | 0.00018086 | 0 | 0 |  | 1 | TRUE | wye
86 | LV_160-7_0_6_load_114 | 123 | 0.001885 | 0.00047243 | 0 | 0 |  | 1 | TRUE | wye
87 | LV_160-7_0_6_load_119 | 124 | 0.00077997 | 0.00019548 | 0 | 0 |  | 1 | TRUE | wye
88 | LV_160-7_0_6_load_123 | 125 | 0.0015764 | 0.00039509 | 0 | 0 |  | 1 | TRUE | wye
89 | LV_160-7_0_6_load_121 | 127 | 0.0019307 | 0.00048388 | 0 | 0 |  | 1 | TRUE | wye
90 | LV_160-7_0_6_load_115 | 128 | 0.0019324 | 0.0004843 | 0 | 0 |  | 1 | TRUE | wye
91 | LV_160-7_0_6_load_116 | 129 | 0.0010431 | 0.00026142 | 0 | 0 |  | 1 | TRUE | wye
92 | LV_160-7_0_6_load_127 | 131 | 0.001936 | 0.0004852 | 0 | 0 |  | 1 | TRUE | wye
93 | LV_160-7_0_6_load_124 | 132 | 0.001222 | 0.00030626 | 0 | 0 |  | 1 | TRUE | wye
94 | LV_160-7_0_6_load_128 | 133 | 0.001047 | 0.00026241 | 0 | 0 |  | 1 | TRUE | wye
95 | LV_160-7_0_6_load_129 | 134 | 0.0031976 | 0.00080138 | 0 | 0 |  | 1 | TRUE | wye

## ext_grid
| name | bus | vm_pu | va_degree | slack_weight | in_service
0 |  | 62 | 1 | 0 | 1 | TRUE

## line
| name | std_type | from_bus | to_bus | length_km | r_ohm_per_km | x_ohm_per_km | c_nf_per_km | g_us_per_km | max_i_ka | df | parallel | type | in_service
0 | LV_160-7_0_6_line_0 |  | 0 | 1 | 0.024344 | 0.125 | 0.08 | 261 | 0 | 0.364 | 1 | 1 | cs | TRUE
1 | LV_160-7_0_6_line_1 |  | 1 | 4 | 0.046329 | 0.125 | 0.08 | 261 | 0 | 0.364 | 1 | 1 | cs | TRUE
2 | LV_160-7_0_6_line_2 |  | 1 | 5 | 0.015262 | 0.125 | 0.08 | 261 | 0 | 0.364 | 1 | 1 | cs | TRUE
3 | LV_160-7_0_6_line_3 |  | 2 | 3 | 0.041667 | 0.125 | 0.08 | 261 | 0 | 0.364 | 1 | 1 | cs | TRUE
4 | LV_160-7_0_6_line_4 |  | 3 | 6 | 0.0030638 | 0.125 | 0.08 | 261 | 0 | 0.364 | 1 | 1 | cs | TRUE
5 | LV_160-7_0_6_line_5 |  | 4 | 7 | 0.038646 | 0.125 | 0.08 | 261 | 0 | 0.364 | 1 | 1 | cs | TRUE
6 | LV_160-7_0_6_line_6 |  | 5 | 8 | 0.050604 | 0.125 | 0.08 | 261 | 0 | 0.364 | 1 | 1 | cs | TRUE
7 | LV_160-7_0_6_line_7 |  | 6 | 9 | 0.043693 | 0.125 | 0.08 | 261 | 0 | 0.364 | 1 | 1 | cs | TRUE
8 | LV_160-7_0_6_line_8 |  | 7 | 10 | 0.022387 | 0.125 | 0.08 | 261 | 0 | 0.364 | 1 | 1 | cs | TRUE
9 | LV_160-7_0_6_line_9 |  | 8 | 11 | 0.0024126 | 0.125 | 0.08 | 261 | 0 | 0.364 | 1 | 1 | cs | TRUE
10 | LV_160-7_0_6_line_10 |  | 9 | 12 | 0.057096 | 0.125 | 0.08 | 261 | 0 | 0.364 | 1 | 1 | cs | TRUE
11 | LV_160-7_0_6_line_11 |  | 10 | 13 | 0.017972 | 0.125 | 0.08 | 261 | 0 | 0.364 | 1 | 1 | cs | TRUE
12 | LV_160-7_0_6_line_12 |  | 11 | 88 | 0.027877 | 0.125 | 0.08 | 261 | 0 | 0.364 | 1 | 1 | cs | TRUE
13 | LV_160-7_0_6_line_13 |  | 12 | 15 | 0.013526 | 0.125 | 0.08 | 261 | 0 | 0.364 | 1 | 1 | cs | TRUE
14 | LV_160-7_0_6_line_14 |  | 13 | 14 | 0.028585 | 0.125 | 0.08 | 261 | 0 | 0.364 | 1 | 1 | cs | TRUE
15 | LV_160-7_0_6_line_15 |  | 13 | 15 | 0.021455 | 0.125 | 0.08 | 261 | 0 | 0.364 | 1 | 1 | cs | TRUE
16 | LV_160-7_0_6_line_16 |  | 16 | 17 | 0.0097055 | 0.125 | 0.08 | 261 | 0 | 0.364 | 1 | 3 | cs | TRUE
17 | LV_160-7_0_6_line_17 |  | 16 | 18 | 0.019312 | 0.125 | 0.08 | 261 | 0 | 0.364 | 1 | 3 | cs | TRUE
18 | LV_160-7_0_6_line_18 |  | 17 | 19 | 0.019707 | 0.125 | 0.08 | 261 | 0 | 0.364 | 1 | 3 | cs | TRUE
19 | LV_160-7_0_6_line_19 |  | 18 | 20 | 0.0094395 | 0.125 | 0.08 | 261 | 0 | 0.364 | 1 | 3 | cs | TRUE
20 | LV_160-7_0_6_line_20 |  | 19 | 21 | 0.02356 | 0.125 | 0.08 | 261 | 0 | 0.364 | 1 | 3 | cs | TRUE
21 | LV_160-7_0_6_line_21 |  | 20 | 22 | 0.020622 | 0.125 | 0.08 | 261 | 0 | 0.364 | 1 | 3 | cs | TRUE
22 | LV_160-7_0_6_line_22 |  | 21 | 23 | 0.025232 | 0.125 | 0.08 | 261 | 0 | 0.364 | 1 | 1 | cs | TRUE
23 | LV_160-7_0_6_line_23 |  | 21 | 24 | 0.022768 | 0.125 | 0.08 | 261 | 0 | 0.364 | 1 | 1 | cs | TRUE
24 | LV_160-7_0_6_line_24 |  | 21 | 25 | 0.036685 | 0.125 | 0.08 | 261 | 0 | 0.364 | 1 | 3 | cs | TRUE
25 | LV_160-7_0_6_line_25 |  | 22 | 26 | 0.011451 | 0.125 | 0.08 | 261 | 0 | 0.364 | 1 | 3 | cs | TRUE
26 | LV_160-7_0_6_line_26 |  | 23 | 32 | 0.037472 | 0.125 | 0.08 | 261 | 0 | 0.364 | 1 | 1 | cs | TRUE
27 | LV_160-7_0_6_line_27 |  | 24 | 33 | 0.0076627 | 0.125 | 0.08 | 261 | 0 | 0.364 | 1 | 1 | cs | TRUE
28 | LV_160-7_0_6_line_28 |  | 25 | 34 | 0.036418 | 0.125 | 0.08 | 261 | 0 | 0.364 | 1 | 3 | cs | TRUE
29 | LV_160-7_0_6_line_29 |  | 26 | 27 | 0.016326 | 0.125 | 0.08 | 261 | 0 | 0.364 | 1 | 3 | cs | TRUE
30 | LV_160-7_0_6_line_30 |  | 27 | 28 | 0.013611 | 0.125 | 0.08 | 261 | 0 | 0.364 | 1 | 2 | cs | TRUE
31 | LV_160-7_0_6_line_31 |  | 28 | 29 | 0.054519 | 0.125 | 0.08 | 261 | 0 | 0.364 | 1 | 2 | cs | TRUE
32 | LV_160-7_0_6_line_32 |  | 29 | 30 | 0.036257 | 0.125 | 0.08 | 261 | 0 | 0.364 | 1 | 1 | cs | TRUE
33 | LV_160-7_0_6_line_33 |  | 29 | 31 | 0.025002 | 0.125 | 0.08 | 261 | 0 | 0.364 | 1 | 1 | cs | TRUE
34 | LV_160-7_0_6_line_34 |  | 30 | 43 | 0.028868 | 0.125 | 0.08 | 261 | 0 | 0.364 | 1 | 1 | cs | TRUE
35 | LV_160-7_0_6_line_35 |  | 32 | 40 | 0.018543 | 0.125 | 0.08 | 261 | 0 | 0.364 | 1 | 1 | cs | TRUE
36 | LV_160-7_0_6_line_36 |  | 32 | 37 | 0.0070521 | 0.125 | 0.08 | 261 | 0 | 0.364 | 1 | 1 | cs | TRUE
37 | LV_160-7_0_6_line_37 |  | 34 | 45 | 0.016159 | 0.125 | 0.08 | 261 | 0 | 0.364 | 1 | 1 | cs | TRUE
38 | LV_160-7_0_6_line_38 |  | 34 | 46 | 0.033249 | 0.125 | 0.08 | 261 | 0 | 0.364 | 1 | 3 | cs | TRUE
39 | LV_160-7_0_6_line_39 |  | 35 | 36 | 0.014832 | 0.125 | 0.08 | 261 | 0 | 0.364 | 1 | 1 | cs | TRUE
40 | LV_160-7_0_6_line_40 |  | 35 | 37 | 0.013057 | 0.125 | 0.08 | 261 | 0 | 0.364 | 1 | 1 | cs | TRUE
41 | LV_160-7_0_6_line_41 |  | 36 | 38 | 0.035289 | 0.125 | 0.08 | 261 | 0 | 0.364 | 1 | 1 | cs | TRUE
42 | LV_160-7_0_6_line_42 |  | 38 | 39 | 0.014344 | 0.125 | 0.08 | 261 | 0 | 0.364 | 1 | 1 | cs | TRUE
43 | LV_160-7_0_6_line_43 |  | 39 | 41 | 0.024314 | 0.125 | 0.08 | 261 | 0 | 0.364 | 1 | 1 | cs | TRUE
44 | LV_160-7_0_6_line_44 |  | 40 | 42 | 0.010906 | 0.125 | 0.08 | 261 | 0 | 0.364 | 1 | 1 | cs | TRUE
45 | LV_160-7_0_6_line_45 |  | 41 | 44 | 0.026546 | 0.125 | 0.08 | 261 | 0 | 0.364 | 1 | 1 | cs | TRUE
46 | LV_160-7_0_6_line_46 |  | 42 | 58 | 0.0016224 | 0.125 | 0.08 | 261 | 0 | 0.364 | 1 | 1 | cs | TRUE
47 | LV_160-7_0_6_line_47 |  | 43 | 59 | 0.034059 | 0.125 | 0.08 | 261 | 0 | 0.364 | 1 | 1 | cs | TRUE
48 | LV_160-7_0_6_line_48 |  | 45 | 47 | 0.023771 | 0.125 | 0.08 | 261 | 0 | 0.364 | 1 | 1 | cs | TRUE
49 | LV_160-7_0_6_line_49 |  | 46 | 48 | 0.038438 | 0.125 | 0.08 | 261 | 0 | 0.364 | 1 | 3 | cs | TRUE
50 | LV_160-7_0_6_line_50 |  | 46 | 49 | 0.026385 | 0.125 | 0.08 | 261 | 0 | 0.364 | 1 | 1 | cs | TRUE
51 | LV_160-7_0_6_line_51 |  | 47 | 52 | 0.006931 | 0.125 | 0.08 | 261 | 0 | 0.364 | 1 | 1 | cs | TRUE
52 | LV_160-7_0_6_line_52 |  | 47 | 53 | 0.032286 | 0.125 | 0.08 | 261 | 0 | 0.364 | 1 | 1 | cs | TRUE
53 | LV_160-7_0_6_line_53 |  | 48 | 50 | 0.067925 | 0.125 | 0.08 | 261 | 0 | 0.364 | 1 | 1 | cs | TRUE
54 | LV_160-7_0_6_line_54 |  | 48 | 51 | 0.03599 | 0.125 | 0.08 | 261 | 0 | 0.364 | 1 | 3 | cs | TRUE
55 | LV_160-7_0_6_line_55 |  | 50 | 56 | 0.02313 | 0.125 | 0.08 | 261 | 0 | 0.364 | 1 | 1 | cs | TRUE
56 | LV_160-7_0_6_line_56 |  | 50 | 54 | 0.024715 | 0.125 | 0.08 | 261 | 0 | 0.364 | 1 | 1 | cs | TRUE
57 | LV_160-7_0_6_line_57 |  | 51 | 57 | 0.030854 | 0.125 | 0.08 | 261 | 0 | 0.364 | 1 | 3 | cs | TRUE
58 | LV_160-7_0_6_line_58 |  | 52 | 60 | 0.046704 | 0.125 | 0.08 | 261 | 0 | 0.364 | 1 | 1 | cs | TRUE
59 | LV_160-7_0_6_line_59 |  | 53 | 61 | 0.010786 | 0.125 | 0.08 | 261 | 0 | 0.364 | 1 | 1 | cs | TRUE
60 | LV_160-7_0_6_line_60 |  | 54 | 55 | 0.026163 | 0.125 | 0.08 | 261 | 0 | 0.364 | 1 | 1 | cs | TRUE
61 | LV_160-7_0_6_line_61 |  | 55 | 82 | 0.0056609 | 0.125 | 0.08 | 261 | 0 | 0.364 | 1 | 1 | cs | TRUE
62 | LV_160-7_0_6_line_62 |  | 56 | 83 | 0.020573 | 0.125 | 0.08 | 261 | 0 | 0.364 | 1 | 1 | cs | TRUE
63 | LV_160-7_0_6_line_63 |  | 57 | 75 | 0.036853 | 0.125 | 0.08 | 261 | 0 | 0.364 | 1 | 3 | cs | TRUE
64 | LV_160-7_0_6_line_64 |  | 62 | 63 | 0.037695 | 0.125 | 0.08 | 261 | 0 | 0.364 | 1 | 3 | cs | TRUE
65 | LV_160-7_0_6_line_65 |  | 62 | 64 | 0.038163 | 0.125 | 0.08 | 261 | 0 | 0.364 | 1 | 3 | cs | TRUE
66 | LV_160-7_0_6_line_66 |  | 63 | 65 | 0.017115 | 0.125 | 0.08 | 261 | 0 | 0.364 | 1 | 3 | cs | TRUE
67 | LV_160-7_0_6_line_67 |  | 64 | 66 | 0.014301 | 0.125 | 0.08 | 261 | 0 | 0.364 | 1 | 3 | cs | TRUE
68 | LV_160-7_0_6_line_68 |  | 65 | 67 | 0.053522 | 0.125 | 0.08 | 261 | 0 | 0.364 | 1 | 1 | cs | TRUE
69 | LV_160-7_0_6_line_69 |  | 65 | 68 | 0.029079 | 0.125 | 0.08 | 261 | 0 | 0.364 | 1 | 1 | cs | TRUE
70 | LV_160-7_0_6_line_70 |  | 65 | 69 | 0.06503 | 0.125 | 0.08 | 261 | 0 | 0.364 | 1 | 3 | cs | TRUE
71 | LV_160-7_0_6_line_71 |  | 66 | 70 | 0.026565 | 0.125 | 0.08 | 261 | 0 | 0.364 | 1 | 3 | cs | TRUE
72 | LV_160-7_0_6_line_72 |  | 66 | 71 | 0.014311 | 0.125 | 0.08 | 261 | 0 | 0.364 | 1 | 1 | cs | TRUE
73 | LV_160-7_0_6_line_73 |  | 67 | 72 | 0.024524 | 0.125 | 0.08 | 261 | 0 | 0.364 | 1 | 1 | cs | TRUE
74 | LV_160-7_0_6_line_74 |  | 68 | 73 | 0.040294 | 0.125 | 0.08 | 261 | 0 | 0.364 | 1 | 1 | cs | TRUE
75 | LV_160-7_0_6_line_75 |  | 69 | 74 | 0.029984 | 0.125 | 0.08 | 261 | 0 | 0.364 | 1 | 2 | cs | TRUE
76 | LV_160-7_0_6_line_76 |  | 70 | 75 | 0.005426 | 0.125 | 0.08 | 261 | 0 | 0.364 | 1 | 3 | cs | TRUE
77 | LV_160-7_0_6_line_77 |  | 72 | 76 | 0.024819 | 0.125 | 0.08 | 261 | 0 | 0.364 | 1 | 1 | cs | TRUE
78 | LV_160-7_0_6_line_78 |  | 73 | 77 | 0.030759 | 0.125 | 0.08 | 261 | 0 | 0.364 | 1 | 1 | cs | TRUE
79 | LV_160-7_0_6_line_79 |  | 74 | 78 | 0.1166 | 0.125 | 0.08 | 261 | 0 | 0.364 | 1 | 2 | cs | TRUE
80 | LV_160-7_0_6_line_80 |  | 74 | 79 | 0.04495 | 0.125 | 0.08 | 261 | 0 | 0.364 | 1 | 1 | cs | TRUE
81 | LV_160-7_0_6_line_81 |  | 76 | 80 | 0.00086303 | 0.125 | 0.08 | 261 | 0 | 0.364 | 1 | 1 | cs | TRUE
82 | LV_160-7_0_6_line_82 |  | 77 | 85 | 0.027802 | 0.125 | 0.08 | 261 | 0 | 0.364 | 1 | 1 | cs | TRUE
83 | LV_160-7_0_6_line_83 |  | 78 | 96 | 0.03051 | 0.125 | 0.08 | 261 | 0 | 0.364 | 1 | 1 | cs | TRUE
84 | LV_160-7_0_6_line_84 |  | 78 | 106 | 0.046143 | 0.125 | 0.08 | 261 | 0 | 0.364 | 1 | 1 | cs | TRUE
85 | LV_160-7_0_6_line_85 |  | 79 | 105 | 0.036973 | 0.125 | 0.08 | 261 | 0 | 0.364 | 1 | 1 | cs | TRUE
86 | LV_160-7_0_6_line_86 |  | 79 | 103 | 0.0087547 | 0.125 | 0.08 | 261 | 0 | 0.364 | 1 | 1 | cs | TRUE
87 | LV_160-7_0_6_line_87 |  | 80 | 81 | 0.035102 | 0.125 | 0.08 | 261 | 0 | 0.364 | 1 | 1 | cs | TRUE
88 | LV_160-7_0_6_line_88 |  | 81 | 87 | 0.0059324 | 0.125 | 0.08 | 261 | 0 | 0.364 | 1 | 1 | cs | TRUE
89 | LV_160-7_0_6_line_89 |  | 82 | 84 | 0.0037693 | 0.125 | 0.08 | 261 | 0 | 0.364 | 1 | 1 | cs | TRUE
90 | LV_160-7_0_6_line_90 |  | 82 | 118 | 0.077295 | 0.125 | 0.08 | 261 | 0 | 0.364 | 1 | 1 | cs | TRUE
91 | LV_160-7_0_6_line_91 |  | 85 | 86 | 0.035562 | 0.125 | 0.08 | 261 | 0 | 0.364 | 1 | 1 | cs | TRUE
92 | LV_160-7_0_6_line_92 |  | 86 | 89 | 0.11621 | 0.125 | 0.08 | 261 | 0 | 0.364 | 1 | 1 | cs | TRUE
93 | LV_160-7_0_6_line_93 |  | 87 | 88 | 0.025457 | 0.125 | 0.08 | 261 | 0 | 0.364 | 1 | 1 | cs | TRUE
94 | LV_160-7_0_6_line_94 |  | 89 | 90 | 0.06208 | 0.125 | 0.08 | 261 | 0 | 0.364 | 1 | 1 | cs | TRUE
95 | LV_160-7_0_6_line_95 |  | 90 | 91 | 0.050656 | 0.125 | 0.08 | 261 | 0 | 0.364 | 1 | 1 | cs | TRUE
96 | LV_160-7_0_6_line_96 |  | 91 | 134 | 0.047664 | 0.125 | 0.08 | 261 | 0 | 0.364 | 1 | 1 | cs | TRUE
97 | LV_160-7_0_6_line_97 |  | 92 | 93 | 0.00056114 | 0.125 | 0.08 | 261 | 0 | 0.364 | 1 | 1 | cs | TRUE
98 | LV_160-7_0_6_line_98 |  | 93 | 94 | 0.019687 | 0.125 | 0.08 | 261 | 0 | 0.364 | 1 | 1 | cs | TRUE
99 | LV_160-7_0_6_line_99 |  | 94 | 97 | 0.024943 | 0.125 | 0.08 | 261 | 0 | 0.364 | 1 | 1 | cs | TRUE
100 | LV_160-7_0_6_line_100 |  | 94 | 98 | 0.0060242 | 0.125 | 0.08 | 261 | 0 | 0.364 | 1 | 1 | cs | TRUE
101 | LV_160-7_0_6_line_101 |  | 94 | 95 | 0.076355 | 0.125 | 0.08 | 261 | 0 | 0.364 | 1 | 1 | cs | TRUE
102 | LV_160-7_0_6_line_102 |  | 95 | 96 | 0.03206 | 0.125 | 0.08 | 261 | 0 | 0.364 | 1 | 1 | cs | TRUE
103 | LV_160-7_0_6_line_103 |  | 97 | 99 | 0.014861 | 0.125 | 0.08 | 261 | 0 | 0.364 | 1 | 1 | cs | TRUE
104 | LV_160-7_0_6_line_104 |  | 99 | 100 | 0.068888 | 0.125 | 0.08 | 261 | 0 | 0.364 | 1 | 1 | cs | TRUE
105 | LV_160-7_0_6_line_105 |  | 101 | 102 | 0.017552 | 0.125 | 0.08 | 261 | 0 | 0.364 | 1 | 1 | cs | TRUE
106 | LV_160-7_0_6_line_106 |  | 102 | 104 | 0.027622 | 0.125 | 0.08 | 261 | 0 | 0.364 | 1 | 1 | cs | TRUE
107 | LV_160-7_0_6_line_107 |  | 102 | 105 | 0.031123 | 0.125 | 0.08 | 261 | 0 | 0.364 | 1 | 1 | cs | TRUE
108 | LV_160-7_0_6_line_108 |  | 106 | 107 | 0.028477 | 0.125 | 0.08 | 261 | 0 | 0.364 | 1 | 1 | cs | TRUE
109 | LV_160-7_0_6_line_109 |  | 107 | 111 | 0.03562 | 0.125 | 0.08 | 261 | 0 | 0.364 | 1 | 1 | cs | TRUE
110 | LV_160-7_0_6_line_110 |  | 107 | 109 | 0.034098 | 0.125 | 0.08 | 261 | 0 | 0.364 | 1 | 1 | cs | TRUE
111 | LV_160-7_0_6_line_111 |  | 108 | 109 | 0.021716 | 0.125 | 0.08 | 261 | 0 | 0.364 | 1 | 1 | cs | TRUE
112 | LV_160-7_0_6_line_112 |  | 108 | 110 | 0.016531 | 0.125 | 0.08 | 261 | 0 | 0.364 | 1 | 1 | cs | TRUE
113 | LV_160-7_0_6_line_113 |  | 111 | 112 | 0.022951 | 0.125 | 0.08 | 261 | 0 | 0.364 | 1 | 1 | cs | TRUE
114 | LV_160-7_0_6_line_114 |  | 112 | 116 | 0.038329 | 0.125 | 0.08 | 261 | 0 | 0.364 | 1 | 1 | cs | TRUE
115 | LV_160-7_0_6_line_115 |  | 113 | 114 | 0.028697 | 0.125 | 0.08 | 261 | 0 | 0.364 | 1 | 1 | cs | TRUE
116 | LV_160-7_0_6_line_116 |  | 113 | 115 | 0.030401 | 0.125 | 0.08 | 261 | 0 | 0.364 | 1 | 1 | cs | TRUE
117 | LV_160-7_0_6_line_117 |  | 115 | 132 | 0.018487 | 0.125 | 0.08 | 261 | 0 | 0.364 | 1 | 1 | cs | TRUE
118 | LV_160-7_0_6_line_118 |  | 115 | 130 | 0.014293 | 0.125 | 0.08 | 261 | 0 | 0.364 | 1 | 1 | cs | TRUE
119 | LV_160-7_0_6_line_119 |  | 116 | 127 | 0.011393 | 0.125 | 0.08 | 261 | 0 | 0.364 | 1 | 1 | cs | TRUE
120 | LV_160-7_0_6_line_120 |  | 117 | 118 | 0.027217 | 0.125 | 0.08 | 261 | 0 | 0.364 | 1 | 1 | cs | TRUE
121 | LV_160-7_0_6_line_121 |  | 119 | 120 | 0.021169 | 0.125 | 0.08 | 261 | 0 | 0.364 | 1 | 1 | cs | TRUE
122 | LV_160-7_0_6_line_122 |  | 119 | 121 | 0.0047842 | 0.125 | 0.08 | 261 | 0 | 0.364 | 1 | 1 | cs | TRUE
123 | LV_160-7_0_6_line_123 |  | 120 | 122 | 0.013774 | 0.125 | 0.08 | 261 | 0 | 0.364 | 1 | 1 | cs | TRUE
124 | LV_160-7_0_6_line_124 |  | 121 | 123 | 0.02522 | 0.125 | 0.08 | 261 | 0 | 0.364 | 1 | 1 | cs | TRUE
125 | LV_160-7_0_6_line_125 |  | 122 | 124 | 0.021197 | 0.125 | 0.08 | 261 | 0 | 0.364 | 1 | 1 | cs | TRUE
126 | LV_160-7_0_6_line_126 |  | 123 | 125 | 0.0058036 | 0.125 | 0.08 | 261 | 0 | 0.364 | 1 | 1 | cs | TRUE
127 | LV_160-7_0_6_line_127 |  | 124 | 126 | 0.0032237 | 0.125 | 0.08 | 261 | 0 | 0.364 | 1 | 1 | cs | TRUE
128 | LV_160-7_0_6_line_128 |  | 125 | 127 | 0.019325 | 0.125 | 0.08 | 261 | 0 | 0.364 | 1 | 1 | cs | TRUE
129 | LV_160-7_0_6_line_129 |  | 126 | 128 | 0.01137 | 0.125 | 0.08 | 261 | 0 | 0.364 | 1 | 1 | cs | TRUE
130 | LV_160-7_0_6_line_130 |  | 128 | 129 | 0.0058044 | 0.125 | 0.08 | 261 | 0 | 0.364 | 1 | 1 | cs | TRUE
131 | LV_160-7_0_6_line_131 |  | 129 | 130 | 0.038903 | 0.125 | 0.08 | 261 | 0 | 0.364 | 1 | 1 | cs | TRUE
132 | LV_160-7_0_6_line_132 |  | 130 | 131 | 0.049494 | 0.125 | 0.08 | 261 | 0 | 0.364 | 1 | 1 | cs | TRUE
133 | LV_160-7_0_6_line_133 |  | 131 | 133 | 0.092443 | 0.125 | 0.08 | 261 | 0 | 0.364 | 1 | 1 | cs | TRUE

## trafo
| name | std_type | hv_bus | lv_bus | sn_mva | vn_hv_kv | vn_lv_kv | vk_percent | vkr_percent | pfe_kw | i0_percent | shift_degree | tap_side | tap_neutral | tap_min | tap_max | tap_step_percent | tap_step_degree | tap_pos | tap_phase_shifter | parallel | df | in_service
0 | LV_160-7_0_6_trafo_44 | 0.63 MVA 20/0.4 kV | 135 | 62 | 0.63 | 20 | 0.4 | 6 | 1.206 | 1.65 | 0.2619 | 150 | hv | 0 | -2 | 2 | 2.5 | 0 | 0 | FALSE | 1 | 1 | TRUE

## line_geodata
| x0 | y0 | x1 | y1 | x2 | y2 | x3 | y3 | x4 | y4 | x5 | y5 | x6 | y6 | x7 | y7 | x8 | y8 | x9 | y9 | x10 | y10
0 | 2688674.4586 | 1243332.8855 | 2688665.3258 | 1243310.3197
1 | 2688674.4586 | 1243332.8855 | 2688673.834 | 1243326.1267 | 2688677.4159 | 1243321.6436 | 2688695.1813 | 1243313.4475 | 2688708.9438 | 1243309.7992
2 | 2688674.4586 | 1243332.8855 | 2688679.9701 | 1243347.1174
3 | 2688681.1948 | 1243250.4795 | 2688716.4445 | 1243228.2625
4 | 2688719.0364 | 1243226.6289 | 2688716.4445 | 1243228.2625
5 | 2688708.9438 | 1243309.7992 | 2688746.2993 | 1243299.8967
6 | 2688698.2449 | 1243394.3067 | 2688679.9701 | 1243347.1174
7 | 2688755.7011 | 1243202.7039 | 2688719.0364 | 1243226.6289
8 | 2688767.9386 | 1243294.1604 | 2688746.2993 | 1243299.8967
9 | 2688699.1162 | 1243396.5566 | 2688698.2449 | 1243394.3067
10 | 2688755.7011 | 1243202.7039 | 2688770.1155 | 1243233.5756 | 2688776.147 | 1243255.7967
11 | 2688785.3103 | 1243289.5554 | 2688767.9386 | 1243294.1604
12 | 2688699.1162 | 1243396.5566 | 2688707.42 | 1243407.3998 | 2688720.5513 | 1243412.8557
13 | 2688776.147 | 1243255.7967 | 2688779.6901 | 1243268.85
14 | 2688785.3103 | 1243289.5554 | 2688792.0866 | 1243317.3258
15 | 2688785.3103 | 1243289.5554 | 2688779.6901 | 1243268.85
16 | 2688925.5288 | 1243277.8173 | 2688929.8032 | 1243286.5308
17 | 2688917.14 | 1243260.4228 | 2688922.8561 | 1243272.3687 | 2688925.5288 | 1243277.8173
18 | 2688938.4822 | 1243304.2234 | 2688929.8032 | 1243286.5308
19 | 2688917.14 | 1243260.4228 | 2688913.0656 | 1243251.908
20 | 2688948.8581 | 1243325.3753 | 2688938.4822 | 1243304.2234
21 | 2688904.1643 | 1243233.3055 | 2688913.0656 | 1243251.908
22 | 2688948.8581 | 1243325.3753 | 2688926.8902 | 1243337.7868
23 | 2688948.8581 | 1243325.3753 | 2688952.4136 | 1243332.2448 | 2688951.1232 | 1243335.628 | 2688958.0396 | 1243344.705
24 | 2688948.8581 | 1243325.3753 | 2688980.6888 | 1243307.1375
25 | 2688904.1643 | 1243233.3055 | 2688902.5828 | 1243230.0004 | 2688899.4192 | 1243222.8846
26 | 2688893.7017 | 1243351.4681 | 2688899.6629 | 1243353.1698 | 2688926.8902 | 1243337.7868
27 | 2688958.0396 | 1243344.705 | 2688965.1566 | 1243347.5448
28 | 2689012.2872 | 1243289.0329 | 2688980.6888 | 1243307.1375
29 | 2688899.4192 | 1243222.8846 | 2688892.7867 | 1243207.966
30 | 2688890.1253 | 1243194.6988 | 2688891.7089 | 1243205.5416 | 2688892.7867 | 1243207.966
31 | 2688890.1253 | 1243194.6988 | 2688921.0334 | 1243191.7708 | 2688944.302 | 1243187.6498
32 | 2688930.0161 | 1243154.311 | 2688944.302 | 1243187.6498
33 | 2688944.302 | 1243187.6498 | 2688955.8172 | 1243209.8425
34 | 2688955.2864 | 1243140.2238 | 2688930.0161 | 1243154.311
35 | 2688893.7017 | 1243351.4681 | 2688902.3522 | 1243367.8698
36 | 2688893.7017 | 1243351.4681 | 2688891.4436 | 1243350.8227 | 2688889.6043 | 1243346.4936
37 | 2689012.2872 | 1243289.0329 | 2689001.6379 | 1243276.853
38 | 2689032.7257 | 1243315.3033 | 2689012.2872 | 1243289.0329
39 | 2688878.698 | 1243320.8249 | 2688884.4983 | 1243334.4763
40 | 2688889.6043 | 1243346.4936 | 2688884.4983 | 1243334.4763
41 | 2688878.698 | 1243320.8249 | 2688864.8982 | 1243288.3461
42 | 2688859.2889 | 1243275.1442 | 2688864.8982 | 1243288.3461
43 | 2688859.2889 | 1243275.1442 | 2688849.781 | 1243252.7665
44 | 2688907.4399 | 1243377.5162 | 2688902.3522 | 1243367.8698
45 | 2688839.4 | 1243228.3339 | 2688849.781 | 1243252.7665
46 | 2688908.1968 | 1243378.9512 | 2688907.4399 | 1243377.5162
47 | 2688955.2864 | 1243140.2238 | 2688969.7531 | 1243171.0746
48 | 2689020.4226 | 1243262.224 | 2689011.3098 | 1243269.5482 | 2689001.6379 | 1243276.853
49 | 2689055.9169 | 1243346.0073 | 2689032.7257 | 1243315.3033
50 | 2689032.7257 | 1243315.3033 | 2689011.9062 | 1243331.512
51 | 2689025.9954 | 1243258.0823 | 2689020.4226 | 1243262.224
52 | 2689020.4226 | 1243262.224 | 2689011.952 | 1243250.4326 | 2689001.0559 | 1243247.1334 | 2688997.516 | 1243241.8222
53 | 2689055.9169 | 1243346.0073 | 2689069.5676 | 1243363.6808 | 2689078.8626 | 1243377.942 | 2689089.6528 | 1243395.8172 | 2689096.2728 | 1243391.9025
54 | 2689055.9169 | 1243346.0073 | 2689049.3174 | 1243350.5672 | 2689047.4464 | 1243358.3782 | 2689043.0721 | 1243363.761 | 2689031.5273 | 1243369.7382
55 | 2689096.2728 | 1243391.9025 | 2689104.4107 | 1243407.2027 | 2689107.3443 | 1243412.2058
56 | 2689096.2728 | 1243391.9025 | 2689094.675 | 1243387.0639 | 2689108.0513 | 1243372.6763
57 | 2689031.5273 | 1243369.7382 | 2689004.1277 | 1243383.9241
58 | 2689025.9954 | 1243258.0823 | 2689045.5426 | 1243241.5189 | 2689047.0026 | 1243238.4274 | 2689046.0384 | 1243235.1772 | 2689038.4754 | 1243223.072
59 | 2688991.5341 | 1243232.8468 | 2688997.516 | 1243241.8222
60 | 2689108.0513 | 1243372.6763 | 2689128.509 | 1243367.4463 | 2689133.3436 | 1243368.8974
61 | 2689138.7656 | 1243370.5248 | 2689133.3436 | 1243368.8974
62 | 2689117.7504 | 1243429.9532 | 2689107.3443 | 1243412.2058
63 | 2688970.4984 | 1243398.7522 | 2688984.5662 | 1243391.415 | 2688991.6198 | 1243389.3303 | 2689002.5814 | 1243384.7247 | 2689004.1277 | 1243383.9241
64 | 2688893.816 | 1243434.1108 | 2688859.6388 | 1243450.0125
65 | 2688893.816 | 1243434.1108 | 2688911.8563 | 1243425.7172 | 2688928.7938 | 1243418.8805
66 | 2688844.4847 | 1243457.9431 | 2688853.9977 | 1243452.6372 | 2688859.6388 | 1243450.0125
67 | 2688942.0556 | 1243413.5274 | 2688928.7938 | 1243418.8805
68 | 2688844.4847 | 1243457.9431 | 2688834.9476 | 1243443.6676 | 2688821.5784 | 1243421.2954 | 2688818.0049 | 1243411.644
69 | 2688844.4847 | 1243457.9431 | 2688819.3141 | 1243472.5053
70 | 2688844.4847 | 1243457.9431 | 2688849.5204 | 1243465.9133 | 2688863.9117 | 1243486.1437 | 2688875.6096 | 1243502.998 | 2688880.0433 | 1243512.2498
71 | 2688965.6874 | 1243401.2615 | 2688951.1209 | 1243408.8487 | 2688942.0556 | 1243413.5274
72 | 2688942.0556 | 1243413.5274 | 2688935.3131 | 1243400.9043
73 | 2688809.4894 | 1243388.6459 | 2688818.0049 | 1243411.644
74 | 2688819.3141 | 1243472.5053 | 2688809.3947 | 1243478.244 | 2688793.9001 | 1243488.2751 | 2688785.4097 | 1243494.2401
75 | 2688891.9145 | 1243539.7694 | 2688884.6909 | 1243521.9481 | 2688880.0433 | 1243512.2498
76 | 2688965.6874 | 1243401.2615 | 2688970.4984 | 1243398.7522
77 | 2688809.4894 | 1243388.6459 | 2688785.5457 | 1243395.1809
78 | 2688785.4097 | 1243494.2401 | 2688767.3234 | 1243506.9469 | 2688760.5014 | 1243512.2731
79 | 2688876.3606 | 1243616.293 | 2688885.4508 | 1243613.9608 | 2688887.1273 | 1243620.1127 | 2688905.5439 | 1243615.3295 | 2688910.4273 | 1243614.2908 | 2688905.0412 | 1243595.4183 | 2688904.2585 | 1243592.6712 | 2688902.8908 | 1243587.6026 | 2688899.2664 | 1243574.2384 | 2688891.9145 | 1243539.7694
80 | 2688891.9145 | 1243539.7694 | 2688851.0765 | 1243558.8052
81 | 2688784.7131 | 1243395.4081 | 2688785.5457 | 1243395.1809
82 | 2688738.7819 | 1243529.6206 | 2688743.7212 | 1243525.3741 | 2688760.5014 | 1243512.2731
83 | 2688876.3606 | 1243616.293 | 2688883.9894 | 1243645.8337
84 | 2688876.3606 | 1243616.293 | 2688831.9162 | 1243628.6982
85 | 2688851.0765 | 1243558.8052 | 2688823.1712 | 1243571.8193 | 2688817.5873 | 1243569.1671
86 | 2688851.0765 | 1243558.8052 | 2688849.6696 | 1243567.4461
87 | 2688750.8441 | 1243404.6308 | 2688765.8471 | 1243400.5573 | 2688784.7131 | 1243395.4081
88 | 2688750.8441 | 1243404.6308 | 2688745.119 | 1243406.1852
89 | 2689138.7656 | 1243370.5248 | 2689135.1682 | 1243371.6502
90 | 2689138.7656 | 1243370.5248 | 2689151.9722 | 1243368.9443 | 2689163.7036 | 1243365.9405 | 2689182.5835 | 1243384.7048 | 2689197.1796 | 1243405.3283
91 | 2688714.4651 | 1243555.4256 | 2688729.3944 | 1243537.6912 | 2688738.7819 | 1243529.6206
92 | 2688610.2168 | 1243591.2167 | 2688615.1408 | 1243588.9774 | 2688632.8433 | 1243581.8921 | 2688635.917 | 1243580.0478 | 2688638.5063 | 1243578.2518 | 2688644.8293 | 1243569.3953 | 2688666.492 | 1243564.8822 | 2688685.6029 | 1243561.6877 | 2688697.4462 | 1243558.2288 | 2688711.8364 | 1243551.7725 | 2688714.4651 | 1243555.4256
93 | 2688720.5513 | 1243412.8557 | 2688745.119 | 1243406.1852
94 | 2688610.2168 | 1243591.2167 | 2688606.1042 | 1243594.302 | 2688565.9201 | 1243622.2783 | 2688562.4704 | 1243625.507 | 2688560.6685 | 1243628.2122
95 | 2688532.5864 | 1243670.372 | 2688560.6685 | 1243628.2122
96 | 2688532.5864 | 1243670.372 | 2688571.4564 | 1243648.8695 | 2688574.554 | 1243647.9091
97 | 2688934.3097 | 1243745.3143 | 2688934.028 | 1243744.829
98 | 2688924.1447 | 1243727.8025 | 2688934.028 | 1243744.829
99 | 2688924.1447 | 1243727.8025 | 2688904.6387 | 1243743.3481
100 | 2688924.1447 | 1243727.8025 | 2688929.1913 | 1243724.5127
101 | 2688874.6231 | 1243669.6843 | 2688924.1447 | 1243727.8025
102 | 2688874.6231 | 1243669.6843 | 2688884.2959 | 1243666.8048 | 2688887.3552 | 1243658.867 | 2688883.9894 | 1243645.8337
103 | 2688893.0171 | 1243752.61 | 2688904.6387 | 1243743.3481
104 | 2688893.0171 | 1243752.61 | 2688930.8204 | 1243783.6439 | 2688948.1073 | 1243773.629
105 | 2688795.3225 | 1243587.6254 | 2688808.8715 | 1243584.8483 | 2688812.3751 | 1243586.1016 | 2688812.3751 | 1243586.1016
106 | 2688795.3225 | 1243587.6254 | 2688794.5806 | 1243590.2273 | 2688788.9088 | 1243593.4448 | 2688776.2071 | 1243595.6675 | 2688773.6075 | 1243600.5149
107 | 2688795.3225 | 1243587.6254 | 2688797.8348 | 1243578.8565 | 2688817.5873 | 1243569.1671
108 | 2688804.4871 | 1243636.3541 | 2688831.9162 | 1243628.6982
109 | 2688804.4871 | 1243636.3541 | 2688770.1593 | 1243646.2144
110 | 2688804.4871 | 1243636.3541 | 2688817.1922 | 1243667.9962
111 | 2688825.2836 | 1243688.1481 | 2688817.1922 | 1243667.9962
112 | 2688813.2544 | 1243699.4875 | 2688825.2836 | 1243688.1481
113 | 2688770.1593 | 1243646.2144 | 2688778.1775 | 1243667.7189
114 | 2688781.898 | 1243703.9608 | 2688784.4351 | 1243699.8899 | 2688785.7527 | 1243692.1595 | 2688784.6058 | 1243684.9592 | 2688778.1775 | 1243667.7189
115 | 2688705.8697 | 1243702.0276 | 2688692.0284 | 1243676.8688
116 | 2688665.4857 | 1243691.8277 | 2688692.0284 | 1243676.8688
117 | 2688665.4857 | 1243691.8277 | 2688676.5282 | 1243706.6547
118 | 2688665.4857 | 1243691.8277 | 2688654.116 | 1243700.5309
119 | 2688781.898 | 1243703.9608 | 2688780.1988 | 1243706.6871 | 2688773.3685 | 1243711.1887
120 | 2689197.1796 | 1243405.3283 | 2689190.3874 | 1243412.6427 | 2689182.0343 | 1243427.7187
121 | 2688724.5686 | 1243736.7786 | 2688705.8605 | 1243746.6855
122 | 2688724.5686 | 1243736.7786 | 2688725.1426 | 1243736.4746 | 2688728.8372 | 1243734.6185
123 | 2688705.8605 | 1243746.6855 | 2688695.6348 | 1243752.1006 | 2688693.4798 | 1243752.5555
124 | 2688751.3734 | 1243723.2965 | 2688728.8372 | 1243734.6185
125 | 2688693.4798 | 1243752.5555 | 2688688.3556 | 1243753.6374 | 2688681.5712 | 1243752.9243 | 2688676.5515 | 1243750.4586 | 2688673.6645 | 1243748.4003
126 | 2688751.3734 | 1243723.2965 | 2688753.8998 | 1243722.0273 | 2688756.5324 | 1243720.6389
127 | 2688671.0396 | 1243746.5289 | 2688673.6645 | 1243748.4003
128 | 2688773.3685 | 1243711.1887 | 2688769.0305 | 1243714.0477 | 2688756.5324 | 1243720.6389
129 | 2688671.0396 | 1243746.5289 | 2688662.581 | 1243740.5092 | 2688661.886 | 1243739.8062
130 | 2688661.886 | 1243739.8062 | 2688657.8053 | 1243735.6784
131 | 2688654.116 | 1243700.5309 | 2688650.3394 | 1243707.4351 | 2688648.9959 | 1243712.3632 | 2688648.7694 | 1243717.3968 | 2688649.8588 | 1243723.9068 | 2688655.2617 | 1243733.1054 | 2688657.8053 | 1243735.6784
132 | 2688654.116 | 1243700.5309 | 2688645.4806 | 1243706.8399 | 2688636.9509 | 1243716.1861 | 2688630.3055 | 1243726.3943 | 2688623.009 | 1243738.3023
133 | 2688622.7698 | 1243797.1897 | 2688614.1097 | 1243801.1077 | 2688605.7164 | 1243801.3381 | 2688599.892 | 1243797.5928 | 2688596.2529 | 1243790.7445 | 2688596.7436 | 1243781.167 | 2688623.009 | 1243738.3023

## bus_geodata
| x | y | coords
0 | 2688665.3258 | 1243310.3197
1 | 2688674.4586 | 1243332.8855
2 | 2688681.1948 | 1243250.4795
3 | 2688716.4445 | 1243228.2625
4 | 2688708.9438 | 1243309.7992
5 | 2688679.9701 | 1243347.1174
6 | 2688719.0364 | 1243226.6289
7 | 2688746.2993 | 1243299.8967
8 | 2688698.2449 | 1243394.3067
9 | 2688755.7011 | 1243202.7039
10 | 2688767.9386 | 1243294.1604
11 | 2688699.1162 | 1243396.5566
12 | 2688776.147 | 1243255.7967
13 | 2688785.3103 | 1243289.5554
14 | 2688792.0866 | 1243317.3258
15 | 2688779.6901 | 1243268.85
16 | 2688925.5288 | 1243277.8173
17 | 2688929.8032 | 1243286.5308
18 | 2688917.14 | 1243260.4229
19 | 2688938.4822 | 1243304.2234
20 | 2688913.0656 | 1243251.908
21 | 2688948.8581 | 1243325.3753
22 | 2688904.1643 | 1243233.3055
23 | 2688926.8902 | 1243337.7868
24 | 2688958.0396 | 1243344.705
25 | 2688980.6888 | 1243307.1375
26 | 2688899.4192 | 1243222.8846
27 | 2688892.7867 | 1243207.966
28 | 2688890.1253 | 1243194.6988
29 | 2688944.302 | 1243187.6497
30 | 2688930.0161 | 1243154.311
31 | 2688955.8172 | 1243209.8425
32 | 2688893.7017 | 1243351.4681
33 | 2688965.1566 | 1243347.5448
34 | 2689012.2872 | 1243289.0329
35 | 2688884.4983 | 1243334.4763
36 | 2688878.698 | 1243320.8249
37 | 2688889.6043 | 1243346.4936
38 | 2688864.8982 | 1243288.3461
39 | 2688859.2889 | 1243275.1442
40 | 2688902.3522 | 1243367.8698
41 | 2688849.781 | 1243252.7665
42 | 2688907.4399 | 1243377.5162
43 | 2688955.2864 | 1243140.2238
44 | 2688839.4 | 1243228.3339
45 | 2689001.6379 | 1243276.853
46 | 2689032.7257 | 1243315.3033
47 | 2689020.4226 | 1243262.224
48 | 2689055.9169 | 1243346.0073
49 | 2689011.9062 | 1243331.512
50 | 2689096.2728 | 1243391.9025
51 | 2689031.5273 | 1243369.7382
52 | 2689025.9954 | 1243258.0823
53 | 2688997.516 | 1243241.8222
54 | 2689108.0513 | 1243372.6763
55 | 2689133.3436 | 1243368.8974
56 | 2689107.3443 | 1243412.2058
57 | 2689004.1277 | 1243383.9241
58 | 2688908.1968 | 1243378.9512
59 | 2688969.7531 | 1243171.0746
60 | 2689038.4754 | 1243223.072
61 | 2688991.5341 | 1243232.8468
62 | 2688893.816 | 1243434.1108
63 | 2688859.6388 | 1243450.0125
64 | 2688928.7938 | 1243418.8805
65 | 2688844.4847 | 1243457.9431
66 | 2688942.0556 | 1243413.5274
67 | 2688818.0049 | 1243411.644
68 | 2688819.3141 | 1243472.5053
69 | 2688880.0433 | 1243512.2498
70 | 2688965.6874 | 1243401.2615
71 | 2688935.3131 | 1243400.9043
72 | 2688809.4894 | 1243388.6459
73 | 2688785.4097 | 1243494.2401
74 | 2688891.9145 | 1243539.7694
75 | 2688970.4984 | 1243398.7522
76 | 2688785.5457 | 1243395.1809
77 | 2688760.5014 | 1243512.2731
78 | 2688876.3606 | 1243616.293
79 | 2688851.0765 | 1243558.8052
80 | 2688784.7131 | 1243395.4081
81 | 2688750.8441 | 1243404.6308
82 | 2689138.7656 | 1243370.5248
83 | 2689117.7504 | 1243429.9532
84 | 2689135.1682 | 1243371.6502
85 | 2688738.7819 | 1243529.6206
86 | 2688714.4651 | 1243555.4256
87 | 2688745.119 | 1243406.1852
88 | 2688720.5513 | 1243412.8557
89 | 2688610.2168 | 1243591.2167
90 | 2688560.6685 | 1243628.2122
91 | 2688532.5864 | 1243670.372
92 | 2688934.3097 | 1243745.3143
93 | 2688934.028 | 1243744.829
94 | 2688924.1447 | 1243727.8025
95 | 2688874.6231 | 1243669.6843
96 | 2688883.9894 | 1243645.8337
97 | 2688904.6387 | 1243743.3481
98 | 2688929.1913 | 1243724.5127
99 | 2688893.0171 | 1243752.61
100 | 2688948.1073 | 1243773.629
101 | 2688812.3751 | 1243586.1016
102 | 2688795.3225 | 1243587.6254
103 | 2688849.6696 | 1243567.4461
104 | 2688773.6075 | 1243600.5149
105 | 2688817.5873 | 1243569.1671
106 | 2688831.9162 | 1243628.6982
107 | 2688804.4871 | 1243636.3541
108 | 2688825.2836 | 1243688.1481
109 | 2688817.1922 | 1243667.9962
110 | 2688813.2544 | 1243699.4875
111 | 2688770.1593 | 1243646.2144
112 | 2688778.1775 | 1243667.7189
113 | 2688692.0284 | 1243676.8688
114 | 2688705.8697 | 1243702.0276
115 | 2688665.4857 | 1243691.8277
116 | 2688781.898 | 1243703.9608
117 | 2689182.0343 | 1243427.7187
118 | 2689197.1796 | 1243405.3283
119 | 2688724.5686 | 1243736.7786
120 | 2688705.8605 | 1243746.6855
121 | 2688728.8372 | 1243734.6185
122 | 2688693.4798 | 1243752.5555
123 | 2688751.3734 | 1243723.2965
124 | 2688673.6645 | 1243748.4003
125 | 2688756.5324 | 1243720.6389
126 | 2688671.0396 | 1243746.5289
127 | 2688773.3685 | 1243711.1887
128 | 2688661.886 | 1243739.8062
129 | 2688657.8053 | 1243735.6784
130 | 2688654.116 | 1243700.5309
131 | 2688623.009 | 1243738.3023
132 | 2688676.5282 | 1243706.6547
133 | 2688622.7698 | 1243797.1897
134 | 2688574.554 | 1243647.9091
135 | 2688893.816 | 1243434.1108

## line_std_types
| c_nf_per_km | r_ohm_per_km | x_ohm_per_km | max_i_ka | type | q_mm2 | alpha | voltage_rating
NAYY 4x50 SE | 210 | 0.642 | 0.083 | 0.142 | cs | 50 | 0.00403 | LV
NAYY 4x120 SE | 264 | 0.225 | 0.08 | 0.242 | cs | 120 | 0.00403 | LV
NAYY 4x150 SE | 261 | 0.208 | 0.08 | 0.27 | cs | 150 | 0.00403 | LV
NA2XS2Y 1x95 RM/25 12/20 kV | 216 | 0.313 | 0.132 | 0.252 | cs | 95 | 0.00403 | MV
NA2XS2Y 1x185 RM/25 12/20 kV | 273 | 0.161 | 0.117 | 0.362 | cs | 185 | 0.00403 | MV
NA2XS2Y 1x240 RM/25 12/20 kV | 304 | 0.122 | 0.112 | 0.421 | cs | 240 | 0.00403 | MV
NA2XS2Y 1x95 RM/25 6/10 kV | 315 | 0.313 | 0.123 | 0.249 | cs | 95 | 0.00403 | MV
NA2XS2Y 1x185 RM/25 6/10 kV | 406 | 0.161 | 0.11 | 0.358 | cs | 185 | 0.00403 | MV
NA2XS2Y 1x240 RM/25 6/10 kV | 456 | 0.122 | 0.105 | 0.416 | cs | 240 | 0.00403 | MV
NA2XS2Y 1x150 RM/25 12/20 kV | 250 | 0.206 | 0.116 | 0.319 | cs | 150 | 0.00403 | MV
NA2XS2Y 1x120 RM/25 12/20 kV | 230 | 0.253 | 0.119 | 0.283 | cs | 120 | 0.00403 | MV
NA2XS2Y 1x70 RM/25 12/20 kV | 190 | 0.443 | 0.132 | 0.22 | cs | 70 | 0.00403 | MV
NA2XS2Y 1x150 RM/25 6/10 kV | 360 | 0.206 | 0.11 | 0.315 | cs | 150 | 0.00403 | MV
NA2XS2Y 1x120 RM/25 6/10 kV | 340 | 0.253 | 0.113 | 0.28 | cs | 120 | 0.00403 | MV
NA2XS2Y 1x70 RM/25 6/10 kV | 280 | 0.443 | 0.123 | 0.217 | cs | 70 | 0.00403 | MV
N2XS(FL)2Y 1x120 RM/35 64/110 kV | 112 | 0.153 | 0.166 | 0.366 | cs | 120 | 0.00393 | HV
N2XS(FL)2Y 1x185 RM/35 64/110 kV | 125 | 0.099 | 0.156 | 0.457 | cs | 185 | 0.00393 | HV
N2XS(FL)2Y 1x240 RM/35 64/110 kV | 135 | 0.075 | 0.149 | 0.526 | cs | 240 | 0.00393 | HV
N2XS(FL)2Y 1x300 RM/35 64/110 kV | 144 | 0.06 | 0.144 | 0.588 | cs | 300 | 0.00393 | HV
15-AL1/3-ST1A 0.4 | 11 | 1.8769 | 0.35 | 0.105 | ol | 16 | 0.00403 | LV
24-AL1/4-ST1A 0.4 | 11.25 | 1.2012 | 0.335 | 0.14 | ol | 24 | 0.00403 | LV
48-AL1/8-ST1A 0.4 | 12.2 | 0.5939 | 0.3 | 0.21 | ol | 48 | 0.00403 | LV
94-AL1/15-ST1A 0.4 | 13.2 | 0.306 | 0.29 | 0.35 | ol | 94 | 0.00403 | LV
34-AL1/6-ST1A 10.0 | 9.7 | 0.8342 | 0.36 | 0.17 | ol | 34 | 0.00403 | MV
48-AL1/8-ST1A 10.0 | 10.1 | 0.5939 | 0.35 | 0.21 | ol | 48 | 0.00403 | MV
70-AL1/11-ST1A 10.0 | 10.4 | 0.4132 | 0.339 | 0.29 | ol | 70 | 0.00403 | MV
94-AL1/15-ST1A 10.0 | 10.75 | 0.306 | 0.33 | 0.35 | ol | 94 | 0.00403 | MV
122-AL1/20-ST1A 10.0 | 11.1 | 0.2376 | 0.323 | 0.41 | ol | 122 | 0.00403 | MV
149-AL1/24-ST1A 10.0 | 11.25 | 0.194 | 0.315 | 0.47 | ol | 149 | 0.00403 | MV
34-AL1/6-ST1A 20.0 | 9.15 | 0.8342 | 0.382 | 0.17 | ol | 34 | 0.00403 | MV
48-AL1/8-ST1A 20.0 | 9.5 | 0.5939 | 0.372 | 0.21 | ol | 48 | 0.00403 | MV
70-AL1/11-ST1A 20.0 | 9.7 | 0.4132 | 0.36 | 0.29 | ol | 70 | 0.00403 | MV
94-AL1/15-ST1A 20.0 | 10 | 0.306 | 0.35 | 0.35 | ol | 94 | 0.00403 | MV
122-AL1/20-ST1A 20.0 | 10.3 | 0.2376 | 0.344 | 0.41 | ol | 122 | 0.00403 | MV
149-AL1/24-ST1A 20.0 | 10.5 | 0.194 | 0.337 | 0.47 | ol | 149 | 0.00403 | MV
184-AL1/30-ST1A 20.0 | 10.75 | 0.1571 | 0.33 | 0.535 | ol | 184 | 0.00403 | MV
243-AL1/39-ST1A 20.0 | 11 | 0.1188 | 0.32 | 0.645 | ol | 243 | 0.00403 | MV
48-AL1/8-ST1A 110.0 | 8 | 0.5939 | 0.46 | 0.21 | ol | 48 | 0.00403 | HV
70-AL1/11-ST1A 110.0 | 8.4 | 0.4132 | 0.45 | 0.29 | ol | 70 | 0.00403 | HV
94-AL1/15-ST1A 110.0 | 8.65 | 0.306 | 0.44 | 0.35 | ol | 94 | 0.00403 | HV
122-AL1/20-ST1A 110.0 | 8.5 | 0.2376 | 0.43 | 0.41 | ol | 122 | 0.00403 | HV
149-AL1/24-ST1A 110.0 | 8.75 | 0.194 | 0.41 | 0.47 | ol | 149 | 0.00403 | HV
184-AL1/30-ST1A 110.0 | 8.8 | 0.1571 | 0.4 | 0.535 | ol | 184 | 0.00403 | HV
243-AL1/39-ST1A 110.0 | 9 | 0.1188 | 0.39 | 0.645 | ol | 243 | 0.00403 | HV
305-AL1/39-ST1A 110.0 | 9.2 | 0.0949 | 0.38 | 0.74 | ol | 305 | 0.00403 | HV
490-AL1/64-ST1A 110.0 | 9.75 | 0.059 | 0.37 | 0.96 | ol | 490 | 0.00403 | HV
679-AL1/86-ST1A 110.0 | 9.95 | 0.042 | 0.36 | 1.15 | ol | 679 | 0.00403 | HV
490-AL1/64-ST1A 220.0 | 10 | 0.059 | 0.285 | 0.96 | ol | 490 | 0.00403 | HV
679-AL1/86-ST1A 220.0 | 11.7 | 0.042 | 0.275 | 1.15 | ol | 679 | 0.00403 | HV
490-AL1/64-ST1A 380.0 | 11 | 0.059 | 0.253 | 0.96 | ol | 490 | 0.00403 | HV
679-AL1/86-ST1A 380.0 | 14.6 | 0.042 | 0.25 | 1.15 | ol | 679 | 0.00403 | HV

## trafo_std_types
| i0_percent | pfe_kw | vkr_percent | sn_mva | vn_lv_kv | vn_hv_kv | vk_percent | shift_degree | vector_group | tap_side | tap_neutral | tap_min | tap_max | tap_step_degree | tap_step_percent | tap_phase_shifter
160 MVA 380/110 kV | 0.06 | 60 | 0.25 | 160 | 110 | 380 | 12.2 | 0 | Yy0 | hv | 0 | -9 | 9 | 0 | 1.5 | FALSE
100 MVA 220/110 kV | 0.06 | 55 | 0.26 | 100 | 110 | 220 | 12 | 0 | Yy0 | hv | 0 | -9 | 9 | 0 | 1.5 | FALSE
63 MVA 110/20 kV | 0.04 | 22 | 0.32 | 63 | 20 | 110 | 18 | 150 | YNd5 | hv | 0 | -9 | 9 | 0 | 1.5 | FALSE
40 MVA 110/20 kV | 0.05 | 18 | 0.34 | 40 | 20 | 110 | 16.2 | 150 | YNd5 | hv | 0 | -9 | 9 | 0 | 1.5 | FALSE
25 MVA 110/20 kV | 0.07 | 14 | 0.41 | 25 | 20 | 110 | 12 | 150 | YNd5 | hv | 0 | -9 | 9 | 0 | 1.5 | FALSE
63 MVA 110/10 kV | 0.04 | 22 | 0.32 | 63 | 10 | 110 | 18 | 150 | YNd5 | hv | 0 | -9 | 9 | 0 | 1.5 | FALSE
40 MVA 110/10 kV | 0.05 | 18 | 0.34 | 40 | 10 | 110 | 16.2 | 150 | YNd5 | hv | 0 | -9 | 9 | 0 | 1.5 | FALSE
25 MVA 110/10 kV | 0.07 | 14 | 0.41 | 25 | 10 | 110 | 12 | 150 | YNd5 | hv | 0 | -9 | 9 | 0 | 1.5 | FALSE
0.25 MVA 20/0.4 kV | 0.32 | 0.8 | 1.44 | 0.25 | 0.4 | 20 | 6 | 150 | Yzn5 | hv | 0 | -2 | 2 | 0 | 2.5 | FALSE
0.4 MVA 20/0.4 kV | 0.3375 | 1.35 | 1.425 | 0.4 | 0.4 | 20 | 6 | 150 | Dyn5 | hv | 0 | -2 | 2 | 0 | 2.5 | FALSE
0.63 MVA 20/0.4 kV | 0.2619 | 1.65 | 1.206 | 0.63 | 0.4 | 20 | 6 | 150 | Dyn5 | hv | 0 | -2 | 2 | 0 | 2.5 | FALSE
0.25 MVA 10/0.4 kV | 0.24 | 0.6 | 1.2 | 0.25 | 0.4 | 10 | 4 | 150 | Dyn5 | hv | 0 | -2 | 2 | 0 | 2.5 | FALSE
0.4 MVA 10/0.4 kV | 0.2375 | 0.95 | 1.325 | 0.4 | 0.4 | 10 | 4 | 150 | Dyn5 | hv | 0 | -2 | 2 | 0 | 2.5 | FALSE
0.63 MVA 10/0.4 kV | 0.1873 | 1.18 | 1.0794 | 0.63 | 0.4 | 10 | 4 | 150 | Dyn5 | hv | 0 | -2 | 2 | 0 | 2.5 | FALSE

## trafo3w_std_types
| sn_hv_mva | sn_mv_mva | sn_lv_mva | vn_hv_kv | vn_mv_kv | vn_lv_kv | vk_hv_percent | vk_mv_percent | vk_lv_percent | vkr_hv_percent | vkr_mv_percent | vkr_lv_percent | pfe_kw | i0_percent | shift_mv_degree | shift_lv_degree | vector_group | tap_side | tap_neutral | tap_min | tap_max | tap_step_percent
63/25/38 MVA 110/20/10 kV | 63 | 25 | 38 | 110 | 20 | 10 | 10.4 | 10.4 | 10.4 | 0.28 | 0.32 | 0.35 | 35 | 0.89 | 0 | 0 | YN0yn0yn0 | hv | 0 | -10 | 10 | 1.2
63/25/38 MVA 110/10/10 kV | 63 | 25 | 38 | 110 | 10 | 10 | 10.4 | 10.4 | 10.4 | 0.28 | 0.32 | 0.35 | 35 | 0.89 | 0 | 0 | YN0yn0yn0 | hv | 0 | -10 | 10 | 1.2

## fuse_std_types
| fuse_type | i_rated_a | t_avg | t_min | t_total | x_avg | x_min | x_total
HV 100A | HV 100A | 100 | 0 | [10.0, 3.64, 0.854, 0.281, 0.1, 0.0531, 0.022, 0.01] | [10.0, 4.267, 1.21, 0.403, 0.1, 0.058, 0.022, 0.01] | 0 | [300.0, 350.0, 450.0, 550.0, 700.0, 850.0, 1200.0, 1752.0] | [600.0, 700.0, 900.0, 1150.0, 1665.0, 2000.0, 3000.0, 4313.0]
HV 10A | HV 10A | 10 | 0 | [10.0, 1675.0, 0.344, 0.156, 0.1, 0.0417, 0.0171, 0.01] | [10.0, 1.3, 0.3, 0.155, 0.1, 0.0555, 0.023, 0.01] | 0 | [30.0, 32.0, 35.0, 37.0, 39.0, 50.0, 70.0, 88.0] | [60.0, 70.0, 80.0, 87.0, 94.0, 110.0, 150.0, 216.0]
HV 125A | HV 125A | 125 | 0 | [10.0, 1.82, 0.344, 0.1, 0.0467, 0.0269, 0.01] | [10.0, 2.478, 0.426, 0.1, 0.0427, 0.0211, 0.01] | 0 | [375.0, 500.0, 700.0, 925.0, 1200.0, 1500.0, 2341.0] | [750.0, 1000.0, 1500.0, 2200.0, 3000.0, 4000.0, 5765.0]
HV 160A | HV 160A | 160 | 0 | [10.0, 4.15, 1.03, 0.198, 0.1, 0.051, 0.0172, 0.01] | [10.0, 2.3, 0.734, 0.274, 0.1, 0.046, 0.0177, 0.01] | 0 | [480.0, 550.0, 700.0, 1000.0, 1260.0, 1600.0, 2500.0, 3227.0] | [960.0, 1300.0, 1700.0, 2200.0, 2996.0, 4000.0, 6000.0, 7946.0]
HV 16A | HV 16A | 16 | 0 | [10.0, 0.352, 0.164, 0.1, 0.0649, 0.0342, 0.01] | [10.0, 2.34, 0.722, 0.181, 0.1, 0.055, 0.0296, 0.01] | 0 | [48.0, 60.0, 65.0, 71.0, 80.0, 100.0, 162.0] | [96.0, 110.0, 125.0, 150.0, 168.0, 200.0, 250.0, 398.0]
HV 200A | HV 200A | 200 | 0 | [10.0, 4.267, 1.21, 0.403, 0.1, 0.058, 0.022, 0.01] | [10.0, 3.73, 1.654, 0.328, 0.1, 0.0531, 0.019, 0.01] | 0 | [600.0, 700.0, 900.0, 1150.0, 1665.0, 2000.0, 3000.0, 4313.0] | [1200.0, 1500.0, 1800.0, 2700.0, 3960.0, 5000.0, 7500.0, 10620.0]
HV 20A | HV 20A | 20 | 0 | [10.0, 1.3, 0.3, 0.155, 0.1, 0.0555, 0.023, 0.01] | [10.0, 1.3, 0.161, 0.1, 0.0611, 0.0399, 0.0141, 0.01] | 0 | [60.0, 70.0, 80.0, 87.0, 94.0, 110.0, 150.0, 216.0] | [120.0, 150.0, 200.0, 223.0, 260.0, 300.0, 450.0, 532.0]
HV 25A | HV 25A | 25 | 0 | [10.0, 2.512, 0.833, 0.299, 0.1, 0.0372, 0.0223, 0.01] | [10.0, 3.125, 0.597, 0.198, 0.1, 0.0378, 0.022, 0.01] | 0 | [75.0, 82.0, 90.0, 100.0, 124.0, 170.0, 200.0, 289.0] | [150.0, 170.0, 210.0, 250.0, 294.0, 400.0, 500.0, 711.0]
HV 31.5A | HV 31.5A | 31.5 | 0 | [10.0, 2.34, 0.722, 0.181, 0.1, 0.055, 0.0296, 0.01] | [10.0, 2.84, 0.368, 0.164, 0.1, 0.0621, 0.0378, 0.0195, 0.01] | 0 | [95.0, 110.0, 125.0, 150.0, 165.0, 200.0, 250.0, 390.0] | [189.0, 220.0, 300.0, 350.0, 393.0, 450.0, 530.0, 700.0, 960.0]
HV 40A | HV 40A | 40 | 0 | [10.0, 1.3, 0.161, 0.1, 0.0611, 0.0399, 0.0141, 0.01] | [10.0, 2.05, 0.369, 0.198, 0.1, 0.051, 0.0298, 0.01] | 0 | [120.0, 150.0, 200.0, 223.0, 260.0, 300.0, 450.0, 532.0] | [240.0, 300.0, 400.0, 450.0, 530.0, 650.0, 800.0, 1311.0]
HV 50A | HV 50A | 50 | 0 | [10.0, 3.215, 0.597, 0.198, 0.1, 0.0378, 0.022, 0.01] | [10.0, 3.64, 0.854, 0.281, 0.1, 0.0531, 0.022, 0.01] | 0 | [150.0, 170.0, 210.0, 250.0, 294.0, 400.0, 500.0, 711.0] | [300.0, 350.0, 450.0, 550.0, 700.0, 850.0, 1200.0, 1752.0]
HV 6.3A | HV 6.3A | 6.3 | 0 | [10.0, 1.39, 0.344, 0.168, 0.1, 0.056, 0.0263, 0.01] | [10.0, 1.711, 0.516, 0.198, 0.1, 0.0634, 0.0303, 0.01] | 0 | [19.0, 19.5, 20.4, 20.8, 22.0, 25.0, 32.0, 48.0] | [38.0, 40.0, 43.0, 48.0, 53.0, 60.0, 75.0, 118.0]
HV 63A | HV 63A | 63 | 0 | [10.0, 2.84, 0.368, 0.164, 0.1, 0.0621, 0.0378, 0.0195, 0.01] | [10.0, 1.82, 0.344, 0.1, 0.0467, 0.0269, 0.01] | 0 | [189.0, 220.0, 300.0, 350.0, 393.0, 450.0, 530.0, 700.0, 961.0] | [378.0, 500.0, 700.0, 934.0, 1200.0, 1500.0, 2366.0]
HV 80A | HV 80A | 80 | 0 | [10.0, 2.05, 0.369, 0.198, 0.1, 0.051, 0.0298, 0.01] | [10.0, 4.15, 1.03, 0.198, 0.1, 0.051, 0.0172, 0.01] | 0 | [240.0, 300.0, 400.0, 450.0, 530.0, 650.0, 800.0, 1311.0] | [480.0, 550.0, 700.0, 1000.0, 1260.0, 1600.0, 2500.0, 3227.0]
Siemens NH-1-100 | Siemens NH-1-100 | 100 | [5400.0, 2000.0, 400.0, 20.0, 1.0, 0.2, 0.012, 0.004] | 0 | 0 | [150.0, 190.0, 250.0, 430.0, 900.0, 1250.0, 2700.0, 3600.0] | 0 | 0
Siemens NH-1-125 | Siemens NH-1-125 | 125 | [4800.0, 120.0, 7.0, 0.1, 0.004] | 0 | 0 | [180.0, 400.0, 740.0, 2000.0, 4250.0] | 0 | 0
Siemens NH-1-16 | Siemens NH-1-16 | 16 | [4000.0, 400.0, 2.0, 0.1, 0.04, 0.01] | 0 | 0 | [26.0, 35.0, 75.0, 150.0, 200.0, 300.0] | 0 | 0
Siemens NH-1-160 | Siemens NH-1-160 | 160 | [4800.0, 120.0, 7.0, 0.1, 0.004] | 0 | 0 | [210.0, 500.0, 900.0, 2300.0, 5000.0] | 0 | 0
Siemens NH-1-25 | Siemens NH-1-25 | 25 | [4000.0, 1000.0, 10.0, 0.2, 0.02, 0.01] | 0 | 0 | [40.0, 50.0, 100.0, 210.0, 400.0, 500.0] | 0 | 0
Siemens NH-1-50 | Siemens NH-1-50 | 50 | [4000.0, 40.0, 4.0, 1.0, 0.02, 0.01] | 0 | 0 | [86.0, 200.0, 300.0, 400.0, 1000.0, 1280.0] | 0 | 0
Siemens NH-1-63 | Siemens NH-1-63 | 63 | [4000.0, 100.0, 10.0, 2.0, 0.04, 0.01] | 0 | 0 | [100.0, 200.0, 300.0, 400.0, 1000.0, 1500.0] | 0 | 0
Siemens NH-1-80 | Siemens NH-1-80 | 80 | [4800.0, 120.0, 7.0, 0.1, 0.01] | 0 | 0 | [150.58, 250.0, 450.0, 1150.0, 2470.0] | 0 | 0
Siemens NH-2-1000 | Siemens NH-2-1000 | 1000 | [4800.0, 120.0, 7.0, 0.1, 0.004] | 0 | 0 | [1900.0, 3500.0, 8400.0, 24000.0, 52000.0] | 0 | 0
Siemens NH-2-200 | Siemens NH-2-200 | 200 | [4800.0, 120.0, 7.0, 0.1, 0.004] | 0 | 0 | [280.0, 650.0, 1200.0, 3000.0, 7000.0] | 0 | 0
Siemens NH-2-224 | Siemens NH-2-224 | 224 | [4800.0, 120.0, 7.0, 0.2, 0.04, 0.004] | 0 | 0 | [400.0, 750.0, 1453.0, 3025.0, 4315.0, 7600.0] | 0 | 0
Siemens NH-2-250 | Siemens NH-2-250 | 250 | [4800.0, 120.0, 7.0, 0.1, 0.004] | 0 | 0 | [450.0, 800.0, 1650.0, 4000.0, 8500.0] | 0 | 0
Siemens NH-2-315 | Siemens NH-2-315 | 315 | [4800.0, 120.0, 7.0, 0.1, 0.004] | 0 | 0 | [550.0, 920.0, 1900.0, 5000.0, 11000.0] | 0 | 0
Siemens NH-2-355 | Siemens NH-2-355 | 355 | [4800.0, 120.0, 6.0, 0.1, 0.004] | 0 | 0 | [650.0, 1116.27, 2350.0, 5840.0, 12790.0] | 0 | 0
Siemens NH-2-400 | Siemens NH-2-400 | 400 | [4800.0, 120.0, 7.0, 0.1, 0.004] | 0 | 0 | [720.0, 1350.0, 2800.0, 6500.0, 15000.0] | 0 | 0
Siemens NH-2-425 | Siemens NH-2-425 | 425 | [4800.0, 120.0, 7.0, 0.1, 0.004] | 0 | 0 | [850.0, 1500.0, 3050.0, 7500.0, 16500.0] | 0 | 0
Siemens NH-2-630 | Siemens NH-2-630 | 630 | [4800.0, 120.0, 7.0, 0.1, 0.004] | 0 | 0 | [1200.0, 2000.0, 4800.0, 12000.0, 26000.0] | 0 | 0

## res_bus
| vm_pu | va_degree | p_mw | q_mvar
0 | 0.98823 | -0.22603 | 0.0012322 | 0.00030882
1 | 0.98826 | -0.2255 | 0 | 0
2 | 0.98628 | -0.264 | 0.0018236 | 0.00045704
3 | 0.98635 | -0.26264 | 0.0012998 | 0.00032577
4 | 0.98765 | -0.2373 | 0.0022798 | 0.00057136
5 | 0.98848 | -0.22128 | 0.0023398 | 0.0005864
6 | 0.98636 | -0.26246 | 0 | 0
7 | 0.98723 | -0.24557 | 0.0020427 | 0.00051194
8 | 0.9893 | -0.20519 | 0.0023948 | 0.0006002
9 | 0.98649 | -0.26002 | 0 | 0
10 | 0.98702 | -0.24955 | 0.00068907 | 0.0001727
11 | 0.98935 | -0.20432 | 0 | 0
12 | 0.98665 | -0.25682 | 0.0028085 | 0.00070387
13 | 0.98687 | -0.25253 | 0 | 0
14 | 0.98682 | -0.25345 | 0.0018105 | 0.00045374
15 | 0.98672 | -0.25538 | 0.0014987 | 0.0003756
16 | 0.97265 | -0.52575 | 0.031104 | 0.0077954
17 | 0.97296 | -0.51959 | 0.012183 | 0.0030533
18 | 0.97222 | -0.53432 | 0.0025625 | 0.00064223
19 | 0.97367 | -0.50562 | 0.0090663 | 0.0022722
20 | 0.97201 | -0.53837 | 0.023313 | 0.0058428
21 | 0.97458 | -0.48765 | 0 | 0
22 | 0.97172 | -0.54425 | 0.0029524 | 0.00073993
23 | 0.97363 | -0.50645 | 0.0033842 | 0.00084816
24 | 0.97438 | -0.4916 | 0.0043455 | 0.0010891
25 | 0.97658 | -0.44854 | 0.030305 | 0.0075951
26 | 0.97156 | -0.54731 | 0.021066 | 0.0052796
27 | 0.97145 | -0.54956 | 0.002823 | 0.0007075
28 | 0.97132 | -0.55201 | 0 | 0
29 | 0.97083 | -0.56185 | 0.0051641 | 0.0012942
30 | 0.9707 | -0.56433 | 0 | 0
31 | 0.97058 | -0.56679 | 0.010678 | 0.0026761
32 | 0.97233 | -0.53211 | 0 | 0
33 | 0.97435 | -0.49232 | 0.0051039 | 0.0012792
34 | 0.9789 | -0.40318 | 0 | 0
35 | 0.97178 | -0.54295 | 0.0033729 | 0.00084532
36 | 0.97143 | -0.54978 | 0.0041259 | 0.0010341
37 | 0.97212 | -0.53613 | 0.0025738 | 0.00064506
38 | 0.97075 | -0.56335 | 0.0058212 | 0.0014589
39 | 0.97055 | -0.56733 | 0.0051551 | 0.001292
40 | 0.97222 | -0.53427 | 0.0018822 | 0.00047173
41 | 0.97032 | -0.57176 | 0.0049667 | 0.0012448
42 | 0.97217 | -0.53516 | 0.0023767 | 0.00059566
43 | 0.9706 | -0.5663 | 0 | 0
44 | 0.9702 | -0.57415 | 0.0048676 | 0.0012199
45 | 0.97836 | -0.41377 | 0 | 0
46 | 0.98139 | -0.35472 | 0 | 0
47 | 0.97756 | -0.42938 | 0 | 0
48 | 0.9843 | -0.29834 | 0 | 0
49 | 0.98131 | -0.3561 | 0.0028961 | 0.00072584
50 | 0.98315 | -0.32066 | 0 | 0
51 | 0.98723 | -0.24193 | 0.0013428 | 0.00033653
52 | 0.97754 | -0.42985 | 0 | 0
53 | 0.97659 | -0.44841 | 0.00079007 | 0.00019801
54 | 0.98275 | -0.32851 | 0 | 0
55 | 0.98233 | -0.33682 | 0.0028043 | 0.00070283
56 | 0.98314 | -0.32092 | 0.00041302 | 0.00010351
57 | 0.98975 | -0.19359 | 0.0025987 | 0.00065129
58 | 0.97217 | -0.53522 | 0.0020428 | 0.00051198
59 | 0.97048 | -0.56862 | 0.0036857 | 0.00092372
60 | 0.97737 | -0.43304 | 0.003738 | 0.00093682
61 | 0.97628 | -0.45462 | 0.031496 | 0.0078936
62 | 1 | 0 | -0.54568 | -0.14015
63 | 0.99706 | -0.055889 | 0.0035753 | 0.00089604
64 | 0.99668 | -0.062248 | 0.0076473 | 0.0019166
65 | 0.99574 | -0.081014 | 0 | 0
66 | 0.99547 | -0.085041 | 0 | 0
67 | 0.99359 | -0.1223 | 0.0042766 | 0.0010718
68 | 0.99496 | -0.096021 | 0.0050445 | 0.0012643
69 | 0.99218 | -0.14898 | 0.014732 | 0.0036922
70 | 0.99325 | -0.12702 | 0 | 0
71 | 0.99543 | -0.08586 | 0.0032499 | 0.00081449
72 | 0.9927 | -0.13942 | 0 | 0
73 | 0.99407 | -0.11327 | 0.0037981 | 0.0009519
74 | 0.98993 | -0.19235 | 0 | 0
75 | 0.9928 | -0.13562 | 0.0028332 | 0.00071006
76 | 0.9918 | -0.15678 | 0.0021699 | 0.00054384
77 | 0.99349 | -0.12439 | 0.0030203 | 0.00075696
78 | 0.98531 | -0.28143 | 0 | 0
79 | 0.98672 | -0.2545 | 0 | 0
80 | 0.99177 | -0.15735 | 0.0033915 | 0.00084999
81 | 0.99068 | -0.17849 | 0.0023226 | 0.0005821
82 | 0.98225 | -0.33834 | 0 | 0
83 | 0.98314 | -0.32101 | 0.00022334 | 5.5973e-05
84 | 0.98221 | -0.33922 | 0.012929 | 0.0032403
85 | 0.99305 | -0.13297 | 0.010622 | 0.002662
86 | 0.99283 | -0.13727 | 0 | 0
87 | 0.99051 | -0.18182 | 0.0040903 | 0.0010251
88 | 0.98987 | -0.19428 | 0.0072975 | 0.0018289
89 | 0.9921 | -0.15134 | 0 | 0
90 | 0.99171 | -0.15887 | 0.003638 | 0.00091177
91 | 0.99156 | -0.16174 | 0 | 0
92 | 0.98166 | -0.35279 | 0.0036374 | 0.00091163
93 | 0.98166 | -0.35275 | 0.0032486 | 0.00081418
94 | 0.98178 | -0.3503 | 0 | 0
95 | 0.98344 | -0.31795 | 0.0028415 | 0.00071215
96 | 0.98422 | -0.30277 | 0.012591 | 0.0031556
97 | 0.98153 | -0.35525 | 0.0071755 | 0.0017983
98 | 0.98175 | -0.35091 | 0.0056116 | 0.0014064
99 | 0.98148 | -0.35627 | 0 | 0
100 | 0.98124 | -0.36099 | 0.003788 | 0.00094937
101 | 0.98362 | -0.31484 | 0.0087536 | 0.0021939
102 | 0.98376 | -0.31207 | 0 | 0
103 | 0.98657 | -0.25731 | 0.017932 | 0.0044942
104 | 0.98316 | -0.32377 | 0.023506 | 0.005891
105 | 0.98469 | -0.294 | 0.027294 | 0.0068405
106 | 0.98332 | -0.32012 | 0.0021684 | 0.00054345
107 | 0.98215 | -0.34295 | 0 | 0
108 | 0.98181 | -0.34961 | 0.0023855 | 0.00059787
109 | 0.9819 | -0.34774 | 0.0030223 | 0.00075746
110 | 0.98177 | -0.35032 | 0.002366 | 0.00059299
111 | 0.98094 | -0.36657 | 0 | 0
112 | 0.98016 | -0.38182 | 0.0044698 | 0.0011202
113 | 0.97538 | -0.47555 | 0 | 0
114 | 0.97515 | -0.48018 | 0.0088026 | 0.0022061
115 | 0.97563 | -0.47064 | 0 | 0
116 | 0.97901 | -0.40423 | 0.0036114 | 0.0009051
117 | 0.98207 | -0.34187 | 0.0018677 | 0.00046808
118 | 0.98212 | -0.34095 | 0 | 0
119 | 0.97746 | -0.43465 | 0.0017013 | 0.0004264
120 | 0.97708 | -0.4421 | 0.0017773 | 0.00044544
121 | 0.97755 | -0.43282 | 0.0022015 | 0.00055174
122 | 0.97686 | -0.4465 | 0.00072164 | 0.00018086
123 | 0.9781 | -0.42217 | 0.001885 | 0.00047243
124 | 0.97653 | -0.453 | 0.00077997 | 0.00019548
125 | 0.97823 | -0.41952 | 0.0015764 | 0.00039509
126 | 0.97648 | -0.45394 | 0 | 0
127 | 0.97871 | -0.41015 | 0.0019307 | 0.00048388
128 | 0.97631 | -0.45726 | 0.0019324 | 0.0004843
129 | 0.97623 | -0.45876 | 0.0010431 | 0.00026142
130 | 0.97576 | -0.46802 | 0 | 0
131 | 0.97563 | -0.47073 | 0.001936 | 0.0004852
132 | 0.97561 | -0.47106 | 0.001222 | 0.00030626
133 | 0.97554 | -0.4725 | 0.001047 | 0.00026241
134 | 0.99142 | -0.16444 | 0.0031976 | 0.00080138
135 | 0.99998 | 149.9956 | 0 | 0

## res_line
| p_from_mw | q_from_mvar | p_to_mw | q_to_mvar | pl_mw | ql_mvar | i_from_ka | i_to_ka | i_ka | vm_from_pu | va_from_degree | vm_to_pu | va_to_degree | loading_percent
0 | -0.0012322 | -0.00030882 | 0.0012323 | 0.00030853 | 3.1425e-08 | -2.918e-07 | 0.0018554 | 0.0018553 | 0.0018554 | 0.98823 | -0.22603 | 0.98826 | -0.2255 | 0.50973
1 | 0.014271 | 0.0035795 | -0.014263 | -0.003575 | 8.0224e-06 | 4.5411e-06 | 0.021489 | 0.021489 | 0.021489 | 0.98826 | -0.2255 | 0.98765 | -0.2373 | 5.9035
2 | -0.015503 | -0.0038881 | 0.015506 | 0.0038899 | 3.1188e-06 | 1.8004e-06 | 0.023344 | 0.023344 | 0.023344 | 0.98826 | -0.2255 | 0.98848 | -0.22128 | 6.4132
3 | -0.0018236 | -0.00045704 | 0.0018237 | 0.00045658 | 1.1827e-07 | -4.5609e-07 | 0.0027513 | 0.0027511 | 0.0027513 | 0.98628 | -0.264 | 0.98635 | -0.26264 | 0.75584
4 | -0.0031236 | -0.00078235 | 0.0031236 | 0.00078233 | 2.551e-08 | -2.2779e-08 | 0.004712 | 0.004712 | 0.004712 | 0.98635 | -0.26264 | 0.98636 | -0.26246 | 1.2945
5 | 0.011983 | 0.0030036 | -0.011978 | -0.0030011 | 4.7238e-06 | 2.5289e-06 | 0.018054 | 0.018054 | 0.018054 | 0.98765 | -0.2373 | 0.98723 | -0.24557 | 4.96
6 | -0.017846 | -0.0044763 | 0.01786 | 0.0044844 | 1.3697e-05 | 8.1168e-06 | 0.026866 | 0.026866 | 0.026866 | 0.98848 | -0.22128 | 0.9893 | -0.20519 | 7.3808
7 | -0.0031236 | -0.00078233 | 0.0031239 | 0.000782 | 3.6378e-07 | -3.2494e-07 | 0.004712 | 0.0047118 | 0.004712 | 0.98636 | -0.26246 | 0.98649 | -0.26002 | 1.2945
8 | 0.0099358 | 0.0024892 | -0.0099339 | -0.0024882 | 1.8827e-06 | 9.1876e-07 | 0.014976 | 0.014976 | 0.014976 | 0.98723 | -0.24557 | 0.98702 | -0.24955 | 4.1142
9 | -0.020255 | -0.0050846 | 0.020255 | 0.0050851 | 8.3986e-07 | 5.0653e-07 | 0.030468 | 0.030468 | 0.030468 | 0.9893 | -0.20519 | 0.98935 | -0.20432 | 8.3703
10 | -0.0031239 | -0.000782 | 0.0031244 | 0.00078158 | 4.7533e-07 | -4.2487e-07 | 0.0047118 | 0.0047116 | 0.0047118 | 0.98649 | -0.26002 | 0.98665 | -0.25682 | 1.2945
11 | 0.0092448 | 0.0023155 | -0.0092435 | -0.0023149 | 1.309e-06 | 6.0812e-07 | 0.013937 | 0.013937 | 0.013937 | 0.98702 | -0.24955 | 0.98687 | -0.25253 | 3.8288
12 | -0.020255 | -0.0050851 | 0.020265 | 0.0050909 | 9.7043e-06 | 5.8526e-06 | 0.030468 | 0.030468 | 0.030468 | 0.98935 | -0.20432 | 0.98987 | -0.19428 | 8.3703
13 | -0.0059329 | -0.0014854 | 0.0059333 | 0.0014855 | 4.0603e-07 | 8.7105e-08 | 0.0089472 | 0.0089471 | 0.0089472 | 0.98665 | -0.25682 | 0.98672 | -0.25538 | 2.458
14 | 0.0018105 | 0.00045343 | -0.0018105 | -0.00045374 | 7.9885e-08 | -3.1409e-07 | 0.0027298 | 0.00273 | 0.00273 | 0.98687 | -0.25253 | 0.98682 | -0.25345 | 0.74999
15 | 0.007433 | 0.0018615 | -0.007432 | -0.0018611 | 1.0105e-06 | 3.7264e-07 | 0.011207 | 0.011207 | 0.011207 | 0.98687 | -0.25253 | 0.98672 | -0.25538 | 3.0789
16 | -0.10343 | -0.025947 | 0.10346 | 0.025966 | 3.0378e-05 | 1.908e-05 | 0.15824 | 0.15824 | 0.15824 | 0.97265 | -0.52575 | 0.97296 | -0.51959 | 14.4908
17 | 0.072325 | 0.018151 | -0.072295 | -0.018133 | 2.9558e-05 | 1.8198e-05 | 0.11066 | 0.11066 | 0.11066 | 0.97265 | -0.52575 | 0.97222 | -0.53432 | 10.1333
18 | -0.11564 | -0.029019 | 0.11572 | 0.029068 | 7.7062e-05 | 4.8585e-05 | 0.17687 | 0.17687 | 0.17687 | 0.97296 | -0.51959 | 0.97367 | -0.50562 | 16.197
19 | 0.069732 | 0.017491 | -0.069719 | -0.017483 | 1.3442e-05 | 8.2517e-06 | 0.10673 | 0.10673 | 0.10673 | 0.97222 | -0.53432 | 0.97201 | -0.53837 | 9.7741
20 | -0.12479 | -0.03134 | 0.12489 | 0.031408 | 0.00010713 | 6.7682e-05 | 0.19073 | 0.19073 | 0.19073 | 0.97367 | -0.50562 | 0.97458 | -0.48765 | 17.4658
21 | 0.046406 | 0.01164 | -0.046393 | -0.011632 | 1.3011e-05 | 7.5604e-06 | 0.071044 | 0.071045 | 0.071045 | 0.97201 | -0.53837 | 0.97172 | -0.54425 | 6.5059
22 | 0.040694 | 0.010245 | -0.040658 | -0.010222 | 3.6547e-05 | 2.3076e-05 | 0.06215 | 0.06215 | 0.06215 | 0.97458 | -0.48765 | 0.97363 | -0.50645 | 17.0741
23 | 0.0094514 | 0.0023691 | -0.0094496 | -0.0023683 | 1.778e-06 | 8.5427e-07 | 0.014431 | 0.014431 | 0.014431 | 0.97458 | -0.48765 | 0.97438 | -0.4916 | 3.9645
24 | -0.17504 | -0.044022 | 0.17537 | 0.04423 | 0.00032766 | 0.00020833 | 0.26731 | 0.26731 | 0.26731 | 0.97458 | -0.48765 | 0.97658 | -0.44854 | 24.4787
25 | 0.04344 | 0.010892 | -0.043434 | -0.010889 | 6.3346e-06 | 3.6286e-06 | 0.066523 | 0.066524 | 0.066524 | 0.97172 | -0.54425 | 0.97156 | -0.54731 | 6.0919
26 | 0.037274 | 0.0093737 | -0.037228 | -0.0093449 | 4.5619e-05 | 2.8731e-05 | 0.056978 | 0.056978 | 0.056978 | 0.97363 | -0.50645 | 0.97233 | -0.53211 | 15.6533
27 | 0.0051041 | 0.0012792 | -0.0051039 | -0.0012792 | 1.7458e-07 | 1.6292e-08 | 0.0077946 | 0.0077946 | 0.0077946 | 0.97438 | -0.4916 | 0.97435 | -0.49232 | 2.1414
28 | -0.20567 | -0.051825 | 0.20612 | 0.05211 | 0.00044735 | 0.00028493 | 0.31348 | 0.31348 | 0.31348 | 0.97658 | -0.44854 | 0.9789 | -0.40318 | 28.7072
29 | 0.022368 | 0.005609 | -0.022366 | -0.0056081 | 2.3953e-06 | 9.2654e-07 | 0.034259 | 0.03426 | 0.03426 | 0.97156 | -0.54731 | 0.97145 | -0.54956 | 3.1373
30 | 0.019543 | 0.0049006 | -0.01954 | -0.0048994 | 2.287e-06 | 1.1267e-06 | 0.029936 | 0.029936 | 0.029936 | 0.97145 | -0.54956 | 0.97132 | -0.55201 | 4.1121
31 | 0.01954 | 0.0048994 | -0.019531 | -0.0048949 | 9.1609e-06 | 4.514e-06 | 0.029936 | 0.029936 | 0.029936 | 0.97132 | -0.55201 | 0.97083 | -0.56185 | 4.1121
32 | 0.0036869 | 0.00092326 | -0.0036865 | -0.00092343 | 4.3416e-07 | -1.704e-07 | 0.0056507 | 0.0056509 | 0.0056509 | 0.97083 | -0.56185 | 0.9707 | -0.56433 | 1.5524
33 | 0.01068 | 0.0026774 | -0.010678 | -0.0026761 | 2.5126e-06 | 1.299e-06 | 0.01637 | 0.01637 | 0.01637 | 0.97083 | -0.56185 | 0.97058 | -0.56679 | 4.4974
34 | 0.0036865 | 0.00092343 | -0.0036861 | -0.00092356 | 3.457e-07 | -1.3558e-07 | 0.0056509 | 0.005651 | 0.005651 | 0.9707 | -0.56433 | 0.9706 | -0.5663 | 1.5525
35 | 0.0063026 | 0.0015795 | -0.006302 | -0.0015793 | 6.4691e-07 | 1.8406e-07 | 0.0096453 | 0.0096453 | 0.0096453 | 0.97233 | -0.53211 | 0.97222 | -0.53427 | 2.6498
36 | 0.030925 | 0.0077654 | -0.03092 | -0.0077617 | 5.9248e-06 | 3.7044e-06 | 0.047333 | 0.047333 | 0.047333 | 0.97233 | -0.53211 | 0.97212 | -0.53613 | 13.0035
37 | 0.036108 | 0.0090808 | -0.03609 | -0.0090693 | 1.8263e-05 | 1.1485e-05 | 0.054899 | 0.054899 | 0.054899 | 0.9789 | -0.40318 | 0.97836 | -0.41377 | 15.0822
38 | -0.24223 | -0.061191 | 0.24279 | 0.06155 | 0.00056401 | 0.00035971 | 0.36838 | 0.36838 | 0.36838 | 0.9789 | -0.40318 | 0.98139 | -0.35472 | 33.7345
39 | 0.024964 | 0.0062656 | -0.024956 | -0.0062606 | 8.1286e-06 | 5.0186e-06 | 0.038228 | 0.038228 | 0.038228 | 0.97178 | -0.54295 | 0.97143 | -0.54978 | 10.5023
40 | -0.028337 | -0.0071109 | 0.028346 | 0.0071167 | 9.2197e-06 | 5.7388e-06 | 0.043393 | 0.043393 | 0.043393 | 0.97178 | -0.54295 | 0.97212 | -0.53613 | 11.9212
41 | 0.02083 | 0.0052265 | -0.020816 | -0.0052183 | 1.3474e-05 | 8.1865e-06 | 0.031908 | 0.031909 | 0.031909 | 0.97143 | -0.54978 | 0.97075 | -0.56335 | 8.7661
42 | 0.014995 | 0.0037594 | -0.014992 | -0.0037578 | 2.842e-06 | 1.6415e-06 | 0.022986 | 0.022986 | 0.022986 | 0.97075 | -0.56335 | 0.97055 | -0.56733 | 6.3147
43 | 0.0098369 | 0.0024658 | -0.0098348 | -0.0024647 | 2.0739e-06 | 1.0269e-06 | 0.015082 | 0.015082 | 0.015082 | 0.97055 | -0.56733 | 0.97032 | -0.57176 | 4.1434
44 | 0.0044197 | 0.0011076 | -0.0044195 | -0.0011076 | 1.8714e-07 | -1.5462e-08 | 0.0067645 | 0.0067646 | 0.0067646 | 0.97222 | -0.53427 | 0.97217 | -0.53516 | 1.8584
45 | 0.0048681 | 0.00122 | -0.0048676 | -0.0012199 | 5.5481e-07 | 2.7213e-08 | 0.0074653 | 0.0074655 | 0.0074655 | 0.97032 | -0.57176 | 0.9702 | -0.57415 | 2.051
46 | 0.0020428 | 0.00051196 | -0.0020428 | -0.00051198 | 5.9479e-09 | -1.631e-08 | 0.0031267 | 0.0031267 | 0.0031267 | 0.97217 | -0.53516 | 0.97217 | -0.53522 | 0.859
47 | 0.0036861 | 0.00092356 | -0.0036857 | -0.00092372 | 4.0788e-07 | -1.5985e-07 | 0.005651 | 0.0056512 | 0.0056512 | 0.9706 | -0.5663 | 0.97048 | -0.56862 | 1.5525
48 | 0.03609 | 0.0090693 | -0.036063 | -0.0090524 | 2.6867e-05 | 1.6896e-05 | 0.054899 | 0.054899 | 0.054899 | 0.97836 | -0.41377 | 0.97756 | -0.42938 | 15.0823
49 | -0.24569 | -0.062276 | 0.24635 | 0.062702 | 0.00066766 | 0.00042584 | 0.37277 | 0.37277 | 0.37277 | 0.98139 | -0.35472 | 0.9843 | -0.29834 | 34.1366
50 | 0.0028963 | 0.00072563 | -0.0028961 | -0.00072584 | 1.9082e-07 | -2.1124e-07 | 0.0043914 | 0.0043916 | 0.0043916 | 0.98139 | -0.35472 | 0.98131 | -0.3561 | 1.2065
51 | 0.0037386 | 0.00093657 | -0.0037385 | -0.0009366 | 8.417e-08 | -3.3024e-08 | 0.0056907 | 0.0056907 | 0.0056907 | 0.97756 | -0.42938 | 0.97754 | -0.42985 | 1.5634
52 | 0.032325 | 0.0081158 | -0.032295 | -0.0080974 | 2.9318e-05 | 1.8359e-05 | 0.049209 | 0.049209 | 0.049209 | 0.97756 | -0.42938 | 0.97659 | -0.44841 | 13.5189
53 | 0.018272 | 0.0045896 | -0.018253 | -0.004578 | 1.9441e-05 | 1.158e-05 | 0.027627 | 0.027627 | 0.027627 | 0.9843 | -0.29834 | 0.98315 | -0.32066 | 7.5899
54 | -0.26463 | -0.067291 | 0.26535 | 0.067752 | 0.00072123 | 0.00046021 | 0.4004 | 0.4004 | 0.4004 | 0.9843 | -0.29834 | 0.98723 | -0.24193 | 36.6665
55 | 0.00063636 | 0.00015894 | -0.00063635 | -0.00015922 | 8.0435e-09 | -2.8815e-07 | 0.00096294 | 0.00096305 | 0.00096305 | 0.98315 | -0.32066 | 0.98314 | -0.32092 | 0.26457
56 | 0.017616 | 0.0044191 | -0.01761 | -0.0044152 | 6.5895e-06 | 3.904e-06 | 0.026664 | 0.026664 | 0.026664 | 0.98315 | -0.32066 | 0.98275 | -0.32851 | 7.3254
57 | -0.26669 | -0.068088 | 0.26732 | 0.068487 | 0.00062458 | 0.00039854 | 0.40242 | 0.40242 | 0.40242 | 0.98723 | -0.24193 | 0.98975 | -0.19359 | 36.8518
58 | 0.0037385 | 0.0009366 | -0.003738 | -0.00093682 | 5.6719e-07 | -2.224e-07 | 0.0056907 | 0.0056909 | 0.0056909 | 0.97754 | -0.42985 | 0.97737 | -0.43304 | 1.5634
59 | 0.031505 | 0.0078994 | -0.031496 | -0.0078936 | 9.3212e-06 | 5.8307e-06 | 0.048005 | 0.048005 | 0.048005 | 0.97659 | -0.44841 | 0.97628 | -0.45462 | 13.1882
60 | 0.01761 | 0.0044152 | -0.017603 | -0.004411 | 6.9757e-06 | 4.1331e-06 | 0.026664 | 0.026664 | 0.026664 | 0.98275 | -0.32851 | 0.98233 | -0.33682 | 7.3254
61 | 0.014799 | 0.0037082 | -0.014798 | -0.0037076 | 1.0667e-06 | 6.1105e-07 | 0.022416 | 0.022416 | 0.022416 | 0.98233 | -0.33682 | 0.98225 | -0.33834 | 6.1584
62 | 0.00022334 | 5.5713e-05 | -0.00022334 | -5.5973e-05 | 8.8129e-10 | -2.6032e-07 | 0.00033794 | 0.00033803 | 0.00033803 | 0.98314 | -0.32092 | 0.98314 | -0.32101 | 0.092865
63 | -0.26991 | -0.069138 | 0.27067 | 0.069623 | 0.00076056 | 0.00048533 | 0.40633 | 0.40633 | 0.40633 | 0.98975 | -0.19359 | 0.9928 | -0.13562 | 37.2095
64 | 0.25777 | 0.0659 | -0.25708 | -0.065457 | 0.00069492 | 0.00044327 | 0.38403 | 0.38403 | 0.38403 | 1 | 0 | 0.99706 | -0.055889 | 35.1678
65 | 0.28626 | 0.074246 | -0.28539 | -0.073691 | 0.00086915 | 0.00055476 | 0.42685 | 0.42685 | 0.42685 | 1 | 0 | 0.99668 | -0.062248 | 39.0886
66 | 0.2535 | 0.064561 | -0.2532 | -0.064365 | 0.0003068 | 0.00019568 | 0.3787 | 0.3787 | 0.3787 | 0.99706 | -0.055889 | 0.99574 | -0.081014 | 34.6792
67 | 0.27774 | 0.071775 | -0.27743 | -0.071578 | 0.00030852 | 0.0001969 | 0.41543 | 0.41543 | 0.41543 | 0.99668 | -0.062248 | 0.99547 | -0.085041 | 38.0432
68 | 0.044023 | 0.011124 | -0.043936 | -0.011069 | 8.695e-05 | 5.4953e-05 | 0.065819 | 0.065819 | 0.065819 | 0.99574 | -0.081014 | 0.99359 | -0.1223 | 18.0822
69 | 0.029388 | 0.0073864 | -0.029367 | -0.0073733 | 2.104e-05 | 1.3088e-05 | 0.043925 | 0.043925 | 0.043925 | 0.99574 | -0.081014 | 0.99496 | -0.096021 | 12.0673
70 | 0.17979 | 0.045855 | -0.1792 | -0.045481 | 0.000588 | 0.00037379 | 0.26895 | 0.26895 | 0.26895 | 0.99574 | -0.081014 | 0.99218 | -0.14898 | 24.6295
71 | 0.27418 | 0.070764 | -0.27362 | -0.070406 | 0.00055976 | 0.00035721 | 0.41057 | 0.41057 | 0.41057 | 0.99547 | -0.085041 | 0.99325 | -0.12702 | 37.5983
72 | 0.00325 | 0.00081439 | -0.0032499 | -0.00081449 | 1.2665e-07 | -1.0499e-07 | 0.004858 | 0.004858 | 0.004858 | 0.99547 | -0.085041 | 0.99543 | -0.08586 | 1.3346
73 | 0.039659 | 0.0099975 | -0.039627 | -0.0099771 | 3.2464e-05 | 2.046e-05 | 0.059414 | 0.059415 | 0.059415 | 0.99359 | -0.1223 | 0.9927 | -0.13942 | 16.3227
74 | 0.024323 | 0.006109 | -0.024303 | -0.0060967 | 2e-05 | 1.2277e-05 | 0.036381 | 0.036381 | 0.036381 | 0.99496 | -0.096021 | 0.99407 | -0.11327 | 9.9948
75 | 0.16447 | 0.041789 | -0.16412 | -0.04157 | 0.00034261 | 0.00021849 | 0.24686 | 0.24686 | 0.24686 | 0.99218 | -0.14898 | 0.98993 | -0.19235 | 33.9094
76 | 0.27362 | 0.070406 | -0.27351 | -0.070333 | 0.00011433 | 7.2963e-05 | 0.41057 | 0.41057 | 0.41057 | 0.99325 | -0.12702 | 0.9928 | -0.13562 | 37.5983
77 | 0.039627 | 0.0099771 | -0.039594 | -0.0099564 | 3.2856e-05 | 2.0707e-05 | 0.059415 | 0.059415 | 0.059415 | 0.9927 | -0.13942 | 0.9918 | -0.15678 | 16.3227
78 | 0.020505 | 0.0051448 | -0.020494 | -0.0051383 | 1.0868e-05 | 6.5571e-06 | 0.030696 | 0.030696 | 0.030696 | 0.99407 | -0.11327 | 0.99349 | -0.12439 | 8.4329
79 | 0.086251 | 0.021904 | -0.085883 | -0.021672 | 0.00036808 | 0.00023259 | 0.12975 | 0.12975 | 0.12975 | 0.98993 | -0.19235 | 0.98531 | -0.28143 | 17.8231
80 | 0.077873 | 0.019666 | -0.077642 | -0.019519 | 0.00023118 | 0.00014738 | 0.11711 | 0.11711 | 0.11711 | 0.98993 | -0.19235 | 0.98672 | -0.2545 | 32.1729
81 | 0.037424 | 0.0094125 | -0.037423 | -0.0094119 | 1.0207e-06 | 6.4211e-07 | 0.056159 | 0.056159 | 0.056159 | 0.9918 | -0.15678 | 0.99177 | -0.15735 | 15.4283
82 | 0.017474 | 0.0043813 | -0.017466 | -0.0043771 | 7.1415e-06 | 4.2107e-06 | 0.026172 | 0.026172 | 0.026172 | 0.99349 | -0.12439 | 0.99305 | -0.13297 | 7.1902
83 | 0.038993 | 0.0098079 | -0.038953 | -0.0097829 | 3.9692e-05 | 2.5015e-05 | 0.0589 | 0.0589 | 0.0589 | 0.98531 | -0.28143 | 0.98422 | -0.30277 | 16.1813
84 | 0.046889 | 0.011864 | -0.046803 | -0.011809 | 8.6866e-05 | 5.5008e-05 | 0.070852 | 0.070853 | 0.070853 | 0.98531 | -0.28143 | 0.98332 | -0.32012 | 19.465
85 | 0.059708 | 0.015023 | -0.059595 | -0.014951 | 0.00011246 | 7.1504e-05 | 0.090063 | 0.090063 | 0.090063 | 0.98672 | -0.2545 | 0.98469 | -0.294 | 24.7426
86 | 0.017935 | 0.0044957 | -0.017932 | -0.0044942 | 2.4016e-06 | 1.4252e-06 | 0.027047 | 0.027047 | 0.027047 | 0.98672 | -0.2545 | 0.98657 | -0.25731 | 7.4304
87 | 0.034031 | 0.0085619 | -0.033997 | -0.0085404 | 3.4333e-05 | 2.1521e-05 | 0.051071 | 0.051071 | 0.051071 | 0.99177 | -0.15735 | 0.99068 | -0.17849 | 14.0304
88 | 0.031674 | 0.0079583 | -0.031669 | -0.0079551 | 5.0367e-06 | 3.1471e-06 | 0.047582 | 0.047582 | 0.047582 | 0.99068 | -0.17849 | 0.99051 | -0.18182 | 13.072
89 | 0.01293 | 0.0032406 | -0.012929 | -0.0032403 | 5.4229e-07 | 2.9936e-07 | 0.019587 | 0.019587 | 0.019587 | 0.98225 | -0.33834 | 0.98221 | -0.33922 | 5.3811
90 | 0.001868 | 0.00046696 | -0.0018678 | -0.00046779 | 2.3207e-07 | -8.2972e-07 | 0.0028294 | 0.0028297 | 0.0028297 | 0.98225 | -0.33834 | 0.98212 | -0.34095 | 0.7774
91 | 0.0068448 | 0.0017151 | -0.0068434 | -0.0017146 | 1.4028e-06 | 4.3784e-07 | 0.010256 | 0.010257 | 0.010257 | 0.99305 | -0.13297 | 0.99283 | -0.13727 | 2.8177
92 | 0.0068434 | 0.0017146 | -0.0068389 | -0.0017132 | 4.5846e-06 | 1.4324e-06 | 0.010257 | 0.010257 | 0.010257 | 0.99283 | -0.13727 | 0.9921 | -0.15134 | 2.8179
93 | 0.027579 | 0.00693 | -0.027563 | -0.0069198 | 1.6392e-05 | 1.0163e-05 | 0.041438 | 0.041438 | 0.041438 | 0.99051 | -0.18182 | 0.98987 | -0.19428 | 11.384
94 | 0.0068389 | 0.0017132 | -0.0068364 | -0.0017124 | 2.4493e-06 | 7.6625e-07 | 0.010257 | 0.010257 | 0.010257 | 0.9921 | -0.15134 | 0.99171 | -0.15887 | 2.818
95 | 0.0031984 | 0.00080066 | -0.003198 | -0.00080103 | 4.3746e-07 | -3.7353e-07 | 0.0047987 | 0.004799 | 0.004799 | 0.99171 | -0.15887 | 0.99156 | -0.16174 | 1.3184
96 | 0.003198 | 0.00080103 | -0.0031976 | -0.00080138 | 4.1166e-07 | -3.5127e-07 | 0.004799 | 0.0047992 | 0.0047992 | 0.99156 | -0.16174 | 0.99142 | -0.16444 | 1.3185
97 | -0.0036374 | -0.00091163 | 0.0036374 | 0.00091162 | 6.3972e-09 | -3e-09 | 0.0055137 | 0.0055137 | 0.0055137 | 0.98166 | -0.35279 | 0.98166 | -0.35275 | 1.5148
98 | -0.0068861 | -0.0017258 | 0.0068869 | 0.0017261 | 8.0435e-07 | 2.6586e-07 | 0.010438 | 0.010438 | 0.010438 | 0.98166 | -0.35275 | 0.98178 | -0.3503 | 2.8676
99 | 0.010967 | 0.0027487 | -0.010965 | -0.0027473 | 2.5843e-06 | 1.3386e-06 | 0.016622 | 0.016622 | 0.016622 | 0.98178 | -0.3503 | 0.98153 | -0.35525 | 4.5665
100 | 0.0056117 | 0.0014064 | -0.0056116 | -0.0014064 | 1.6342e-07 | 2.8412e-08 | 0.0085053 | 0.0085053 | 0.0085053 | 0.98178 | -0.3503 | 0.98175 | -0.35091 | 2.3366
101 | -0.023466 | -0.0058811 | 0.023502 | 0.0059034 | 3.6217e-05 | 2.2212e-05 | 0.035565 | 0.035565 | 0.035565 | 0.98178 | -0.3503 | 0.98344 | -0.31795 | 9.7707
102 | -0.026343 | -0.0066155 | 0.026363 | 0.0066273 | 1.9106e-05 | 1.1821e-05 | 0.039864 | 0.039864 | 0.039864 | 0.98344 | -0.31795 | 0.98422 | -0.30277 | 10.9517
103 | 0.0037891 | 0.00094897 | -0.0037889 | -0.00094904 | 1.8387e-07 | -7.0142e-08 | 0.005744 | 0.0057441 | 0.0057441 | 0.98153 | -0.35525 | 0.98148 | -0.35627 | 1.578
104 | 0.0037889 | 0.00094904 | -0.003788 | -0.00094937 | 8.524e-07 | -3.2485e-07 | 0.0057441 | 0.0057444 | 0.0057444 | 0.98148 | -0.35627 | 0.98124 | -0.36099 | 1.5781
105 | -0.0087536 | -0.0021939 | 0.0087548 | 0.0021944 | 1.1542e-06 | 5.1588e-07 | 0.013242 | 0.013242 | 0.013242 | 0.98362 | -0.31484 | 0.98376 | -0.31207 | 3.638
106 | 0.023519 | 0.0058991 | -0.023506 | -0.005891 | 1.3109e-05 | 8.0396e-06 | 0.035575 | 0.035576 | 0.035576 | 0.98376 | -0.31207 | 0.98316 | -0.32377 | 9.7735
107 | -0.032273 | -0.0080935 | 0.032301 | 0.0081109 | 2.7814e-05 | 1.7405e-05 | 0.048818 | 0.048818 | 0.048818 | 0.98376 | -0.31207 | 0.98469 | -0.294 | 13.4115
108 | 0.044634 | 0.011265 | -0.044585 | -0.011234 | 4.8759e-05 | 3.0845e-05 | 0.067571 | 0.067571 | 0.067571 | 0.98332 | -0.32012 | 0.98215 | -0.34295 | 18.5636
109 | 0.036809 | 0.0092855 | -0.036768 | -0.0092594 | 4.1576e-05 | 2.6158e-05 | 0.05579 | 0.05579 | 0.05579 | 0.98215 | -0.34295 | 0.98094 | -0.36657 | 15.327
110 | 0.0077761 | 0.0019489 | -0.0077744 | -0.0019482 | 1.7748e-06 | 7.0448e-07 | 0.011781 | 0.011782 | 0.011782 | 0.98215 | -0.34295 | 0.9819 | -0.34774 | 3.2367
111 | -0.0047517 | -0.0011907 | 0.0047521 | 0.0011907 | 4.2232e-07 | -4.3621e-09 | 0.0072015 | 0.0072014 | 0.0072015 | 0.98181 | -0.34961 | 0.9819 | -0.34774 | 1.9784
112 | 0.0023661 | 0.00059283 | -0.002366 | -0.00059299 | 7.9721e-08 | -1.5803e-07 | 0.003586 | 0.0035861 | 0.0035861 | 0.98181 | -0.34961 | 0.98177 | -0.35032 | 0.98519
113 | 0.036768 | 0.0092594 | -0.036741 | -0.0092425 | 2.6788e-05 | 1.6855e-05 | 0.05579 | 0.05579 | 0.05579 | 0.98094 | -0.36657 | 0.98016 | -0.38182 | 15.327
114 | 0.032271 | 0.0081223 | -0.032237 | -0.0081006 | 3.4517e-05 | 2.1609e-05 | 0.049005 | 0.049005 | 0.049005 | 0.98016 | -0.38182 | 0.97901 | -0.40423 | 13.4628
115 | 0.0088045 | 0.002207 | -0.0088026 | -0.0022061 | 1.9416e-06 | 8.8453e-07 | 0.013432 | 0.013432 | 0.013432 | 0.97538 | -0.47555 | 0.97515 | -0.48018 | 3.6902
116 | -0.0088045 | -0.002207 | 0.0088066 | 0.002208 | 2.0568e-06 | 9.3684e-07 | 0.013432 | 0.013432 | 0.013432 | 0.97538 | -0.47555 | 0.97563 | -0.47064 | 3.6901
117 | 0.001222 | 0.00030604 | -0.001222 | -0.00030626 | 2.4081e-08 | -2.1545e-07 | 0.0018637 | 0.0018638 | 0.0018638 | 0.97563 | -0.47064 | 0.97561 | -0.47106 | 0.51203
118 | -0.010029 | -0.002514 | 0.01003 | 0.0025146 | 1.254e-06 | 6.2403e-07 | 0.015296 | 0.015296 | 0.015296 | 0.97563 | -0.47064 | 0.97576 | -0.46802 | 4.2021
119 | 0.028625 | 0.0071956 | -0.028617 | -0.0071905 | 8.0901e-06 | 5.0344e-06 | 0.043516 | 0.043516 | 0.043516 | 0.97901 | -0.40423 | 0.97871 | -0.41015 | 11.9549
120 | -0.0018677 | -0.00046808 | 0.0018678 | 0.00046779 | 8.1731e-08 | -2.9209e-07 | 0.0028299 | 0.0028297 | 0.0028299 | 0.98207 | -0.34187 | 0.98212 | -0.34095 | 0.77744
121 | 0.019293 | 0.0048433 | -0.019287 | -0.0048392 | 6.8495e-06 | 4.1184e-06 | 0.029374 | 0.029374 | 0.029374 | 0.97746 | -0.43465 | 0.97708 | -0.4421 | 8.0698
122 | -0.020995 | -0.0052697 | 0.020997 | 0.0052708 | 1.833e-06 | 1.1131e-06 | 0.031964 | 0.031964 | 0.031964 | 0.97746 | -0.43465 | 0.97755 | -0.43282 | 8.7813
123 | 0.017509 | 0.0043937 | -0.017506 | -0.0043915 | 3.6731e-06 | 2.1783e-06 | 0.026667 | 0.026667 | 0.026667 | 0.97708 | -0.4421 | 0.97686 | -0.4465 | 7.3262
124 | -0.023198 | -0.0058225 | 0.02321 | 0.0058298 | 1.1795e-05 | 7.2324e-06 | 0.035315 | 0.035315 | 0.035315 | 0.97755 | -0.43282 | 0.9781 | -0.42217 | 9.7019
125 | 0.016784 | 0.0042107 | -0.016779 | -0.0042076 | 5.1964e-06 | 3.0604e-06 | 0.025568 | 0.025568 | 0.025568 | 0.97686 | -0.4465 | 0.97653 | -0.453 | 7.0242
126 | -0.025095 | -0.0063022 | 0.025098 | 0.0063042 | 3.1729e-06 | 1.9578e-06 | 0.038183 | 0.038182 | 0.038183 | 0.9781 | -0.42217 | 0.97823 | -0.41952 | 10.4897
127 | 0.015999 | 0.0040121 | -0.015998 | -0.0040117 | 7.1852e-07 | 4.1952e-07 | 0.02438 | 0.02438 | 0.02438 | 0.97653 | -0.453 | 0.97648 | -0.45394 | 6.6977
128 | -0.026675 | -0.0066992 | 0.026686 | 0.0067066 | 1.1934e-05 | 7.395e-06 | 0.04058 | 0.04058 | 0.04058 | 0.97823 | -0.41952 | 0.97871 | -0.41015 | 11.1485
129 | 0.015998 | 0.0040117 | -0.015996 | -0.0040102 | 2.5343e-06 | 1.4798e-06 | 0.02438 | 0.02438 | 0.02438 | 0.97648 | -0.45394 | 0.97631 | -0.45726 | 6.6977
130 | 0.014063 | 0.0035259 | -0.014062 | -0.0035254 | 1e-06 | 5.6744e-07 | 0.021434 | 0.021434 | 0.021434 | 0.97631 | -0.45726 | 0.97623 | -0.45876 | 5.8886
131 | 0.013019 | 0.0032639 | -0.013013 | -0.0032608 | 5.7451e-06 | 3.1907e-06 | 0.019845 | 0.019845 | 0.019845 | 0.97623 | -0.45876 | 0.97576 | -0.46802 | 5.4518
132 | 0.0029834 | 0.00074613 | -0.0029831 | -0.00074651 | 3.8412e-07 | -3.7232e-07 | 0.0045491 | 0.0045493 | 0.0045493 | 0.97576 | -0.46802 | 0.97563 | -0.47073 | 1.2498
133 | 0.0010471 | 0.00026131 | -0.001047 | -0.00026241 | 8.8396e-08 | -1.0977e-06 | 0.0015966 | 0.0015971 | 0.0015971 | 0.97563 | -0.47073 | 0.97554 | -0.4725 | 0.43875

## res_trafo
| p_hv_mw | q_hv_mvar | p_lv_mw | q_lv_mvar | pl_mw | ql_mvar | i_hv_ka | i_lv_ka | vm_hv_pu | va_hv_degree | vm_lv_pu | va_lv_degree | loading_percent
0 | -1.2729e-15 | -1.3162e-15 | 0.00165 | 1.2699e-07 | 0.00165 | 1.2699e-07 | 5.2857e-17 | 0.0023815 | 0.99998 | 149.9956 | 1 | 0 | 0.2619

## res_ext_grid
| p_mw | q_mvar
0 | 0.55297 | 0.14197

## res_load
| p_mw | q_mvar
0 | 0.0012322 | 0.00030882
1 | 0.0018236 | 0.00045704
2 | 0.0012998 | 0.00032577
3 | 0.0022798 | 0.00057136
4 | 0.0023398 | 0.0005864
5 | 0.0020427 | 0.00051194
6 | 0.0023948 | 0.0006002
7 | 0.00068907 | 0.0001727
8 | 0.0028085 | 0.00070387
9 | 0.0018105 | 0.00045374
10 | 0.0014987 | 0.0003756
11 | 0.031104 | 0.0077954
12 | 0.012183 | 0.0030533
13 | 0.0025625 | 0.00064223
14 | 0.0090663 | 0.0022722
15 | 0.023313 | 0.0058428
16 | 0.0029524 | 0.00073993
17 | 0.0033842 | 0.00084816
18 | 0.0043455 | 0.0010891
19 | 0.030305 | 0.0075951
20 | 0.021066 | 0.0052796
21 | 0.002823 | 0.0007075
22 | 0.0051641 | 0.0012942
23 | 0.010678 | 0.0026761
24 | 0.0051039 | 0.0012792
25 | 0.0033729 | 0.00084532
26 | 0.0041259 | 0.0010341
27 | 0.0025738 | 0.00064506
28 | 0.0058212 | 0.0014589
29 | 0.0051551 | 0.001292
30 | 0.0018822 | 0.00047173
31 | 0.0049667 | 0.0012448
32 | 0.0023767 | 0.00059566
33 | 0.0048676 | 0.0012199
34 | 0.0028961 | 0.00072584
35 | 0.0013428 | 0.00033653
36 | 0.00079007 | 0.00019801
37 | 0.0028043 | 0.00070283
38 | 0.00041302 | 0.00010351
39 | 0.0025987 | 0.00065129
40 | 0.0020428 | 0.00051198
41 | 0.0036857 | 0.00092372
42 | 0.003738 | 0.00093682
43 | 0.031496 | 0.0078936
44 | 0.0072928 | 0.0018277
45 | 0.0035753 | 0.00089604
46 | 0.0076473 | 0.0019166
47 | 0.0042766 | 0.0010718
48 | 0.0050445 | 0.0012643
49 | 0.014732 | 0.0036922
50 | 0.0032499 | 0.00081449
51 | 0.0037981 | 0.0009519
52 | 0.0028332 | 0.00071006
53 | 0.0021699 | 0.00054384
54 | 0.0030203 | 0.00075696
55 | 0.0033915 | 0.00084999
56 | 0.0023226 | 0.0005821
57 | 0.00022334 | 5.5973e-05
58 | 0.012929 | 0.0032403
59 | 0.010622 | 0.002662
60 | 0.0040903 | 0.0010251
61 | 0.0072975 | 0.0018289
62 | 0.003638 | 0.00091177
63 | 0.0036374 | 0.00091163
64 | 0.0032486 | 0.00081418
65 | 0.0028415 | 0.00071215
66 | 0.012591 | 0.0031556
67 | 0.0071755 | 0.0017983
68 | 0.0056116 | 0.0014064
69 | 0.003788 | 0.00094937
70 | 0.0087536 | 0.0021939
71 | 0.017932 | 0.0044942
72 | 0.023506 | 0.005891
73 | 0.027294 | 0.0068405
74 | 0.0021684 | 0.00054345
75 | 0.0023855 | 0.00059787
76 | 0.0030223 | 0.00075746
77 | 0.002366 | 0.00059299
78 | 0.0044698 | 0.0011202
79 | 0.0088026 | 0.0022061
80 | 0.0036114 | 0.0009051
81 | 0.0018677 | 0.00046808
82 | 0.0017013 | 0.0004264
83 | 0.0017773 | 0.00044544
84 | 0.0022015 | 0.00055174
85 | 0.00072164 | 0.00018086
86 | 0.001885 | 0.00047243
87 | 0.00077997 | 0.00019548
88 | 0.0015764 | 0.00039509
89 | 0.0019307 | 0.00048388
90 | 0.0019324 | 0.0004843
91 | 0.0010431 | 0.00026142
92 | 0.001936 | 0.0004852
93 | 0.001222 | 0.00030626
94 | 0.001047 | 0.00026241
95 | 0.0031976 | 0.00080138

## dtypes
| element | column | dtype
0 | bus | name | object
1 | bus | vn_kv | float64
2 | bus | type | object
3 | bus | zone | object
4 | bus | in_service | bool
5 | load | name | object
6 | load | bus | uint32
7 | load | p_mw | float64
8 | load | q_mvar | float64
9 | load | const_z_percent | float64
10 | load | const_i_percent | float64
11 | load | sn_mva | float64
12 | load | scaling | float64
13 | load | in_service | bool
14 | load | type | object
15 | ext_grid | name | object
16 | ext_grid | bus | uint32
17 | ext_grid | vm_pu | float64
18 | ext_grid | va_degree | float64
19 | ext_grid | slack_weight | float64
20 | ext_grid | in_service | bool
21 | line | name | object
22 | line | std_type | object
23 | line | from_bus | uint32
24 | line | to_bus | uint32
25 | line | length_km | float64
26 | line | r_ohm_per_km | float64
27 | line | x_ohm_per_km | float64
28 | line | c_nf_per_km | float64
29 | line | g_us_per_km | float64
30 | line | max_i_ka | float64
31 | line | df | float64
32 | line | parallel | uint32
33 | line | type | object
34 | line | in_service | bool
35 | trafo | name | object
36 | trafo | std_type | object
37 | trafo | hv_bus | uint32
38 | trafo | lv_bus | uint32
39 | trafo | sn_mva | float64
40 | trafo | vn_hv_kv | float64
41 | trafo | vn_lv_kv | float64
42 | trafo | vk_percent | float64
43 | trafo | vkr_percent | float64
44 | trafo | pfe_kw | float64
45 | trafo | i0_percent | float64
46 | trafo | shift_degree | float64
47 | trafo | tap_side | object
48 | trafo | tap_neutral | int32
49 | trafo | tap_min | int32
50 | trafo | tap_max | int32
51 | trafo | tap_step_percent | float64
52 | trafo | tap_step_degree | float64
53 | trafo | tap_pos | int32
54 | trafo | tap_phase_shifter | bool
55 | trafo | parallel | uint32
56 | trafo | df | float64
57 | trafo | in_service | bool
58 | line_geodata | coords | object
59 | bus_geodata | x | float64
60 | bus_geodata | y | float64
61 | bus_geodata | coords | object
62 | res_bus | vm_pu | float64
63 | res_bus | va_degree | float64
64 | res_bus | p_mw | float64
65 | res_bus | q_mvar | float64
66 | res_line | p_from_mw | float64
67 | res_line | q_from_mvar | float64
68 | res_line | p_to_mw | float64
69 | res_line | q_to_mvar | float64
70 | res_line | pl_mw | float64
71 | res_line | ql_mvar | float64
72 | res_line | i_from_ka | float64
73 | res_line | i_to_ka | float64
74 | res_line | i_ka | float64
75 | res_line | vm_from_pu | float64
76 | res_line | va_from_degree | float64
77 | res_line | vm_to_pu | float64
78 | res_line | va_to_degree | float64
79 | res_line | loading_percent | float64
80 | res_trafo | p_hv_mw | float64
81 | res_trafo | q_hv_mvar | float64
82 | res_trafo | p_lv_mw | float64
83 | res_trafo | q_lv_mvar | float64
84 | res_trafo | pl_mw | float64
85 | res_trafo | ql_mvar | float64
86 | res_trafo | i_hv_ka | float64
87 | res_trafo | i_lv_ka | float64
88 | res_trafo | vm_hv_pu | float64
89 | res_trafo | va_hv_degree | float64
90 | res_trafo | vm_lv_pu | float64
91 | res_trafo | va_lv_degree | float64
92 | res_trafo | loading_percent | float64
93 | res_ext_grid | p_mw | float64
94 | res_ext_grid | q_mvar | float64
95 | res_load | p_mw | float64
96 | res_load | q_mvar | float64

## parameters
| version | format_version | converged | OPF_converged | name | f_hz | sn_mva
0 | 2.14.6 | 2.14.0 | TRUE | FALSE |  | 50 | 1