## bus
| name | vn_kv | type | zone | in_service
0 | bus_LV_1701-42_0_5_node_0 | 0.4 | n |  | TRUE
1 | bus_LV_1701-42_0_5_node_2 | 0.4 | n |  | TRUE
2 | bus_LV_1701-42_0_5_node_4 | 0.4 | n |  | TRUE
3 | bus_LV_1701-42_0_5_node_5 | 0.4 | n |  | TRUE
4 | bus_LV_1701-42_0_5_node_3 | 0.4 | n |  | TRUE
5 | bus_LV_1701-42_0_5_node_16 | 0.4 | n |  | TRUE
6 | bus_LV_1701-42_0_5_node_6 | 0.4 | n |  | TRUE
7 | bus_LV_1701-42_0_5_node_18 | 0.4 | n |  | TRUE
8 | bus_LV_1701-42_0_5_node_7 | 0.4 | n |  | TRUE
9 | bus_LV_1701-42_0_5_node_8 | 0.4 | n |  | TRUE
10 | bus_LV_1701-42_0_5_node_82 | 0.4 | n |  | TRUE
11 | bus_LV_1701-42_0_5_node_83 | 0.4 | n |  | TRUE
12 | bus_LV_1701-42_0_5_node_86 | 0.4 | n |  | TRUE
13 | bus_LV_1701-42_0_5_node_84 | 0.4 | n |  | TRUE
14 | bus_LV_1701-42_0_5_node_9 | 0.4 | n |  | TRUE
15 | bus_LV_1701-42_0_5_node_10 | 0.4 | n |  | TRUE
16 | bus_LV_1701-42_0_5_node_11 | 0.4 | n |  | TRUE
17 | bus_LV_1701-42_0_5_node_12 | 0.4 | n |  | TRUE
18 | bus_LV_1701-42_0_5_node_14 | 0.4 | n |  | TRUE
19 | bus_LV_1701-42_0_5_node_15 | 0.4 | n |  | TRUE
20 | bus_LV_1701-42_0_5_node_91 | 0.4 | n |  | TRUE
21 | bus_LV_1701-42_0_5_node_72 | 0.4 | n |  | TRUE
22 | bus_LV_1701-42_0_5_node_24 | 0.4 | n |  | TRUE
23 | bus_LV_1701-42_0_5_node_22 | 0.4 | n |  | TRUE
24 | bus_LV_1701-42_0_5_node_90 | 0.4 | n |  | TRUE
25 | bus_LV_1701-42_0_5_node_19 | 0.4 | n |  | TRUE
26 | bus_LV_1701-42_0_5_node_76 | 0.4 | n |  | TRUE
27 | bus_LV_1701-42_0_5_node_89 | 0.4 | n |  | TRUE
28 | bus_LV_1701-42_0_5_node_124 | 0.4 | n |  | TRUE
29 | bus_LV_1701-42_0_5_node_112 | 0.4 | n |  | TRUE
30 | bus_LV_1701-42_0_5_node_114 | 0.4 | n |  | TRUE
31 | bus_LV_1701-42_0_5_node_125 | 0.4 | n |  | TRUE
32 | bus_LV_1701-42_0_5_node_21 | 0.4 | n |  | TRUE
33 | bus_LV_1701-42_0_5_node_23 | 0.4 | n |  | TRUE
34 | bus_LV_1701-42_0_5_node_26 | 0.4 | n |  | TRUE
35 | bus_LV_1701-42_0_5_node_27 | 0.4 | n |  | TRUE
36 | bus_LV_1701-42_0_5_node_29 | 0.4 | n |  | TRUE
37 | bus_LV_1701-42_0_5_node_30 | 0.4 | n |  | TRUE
38 | bus_LV_1701-42_0_5_node_106 | 0.4 | n |  | TRUE
39 | bus_LV_1701-42_0_5_node_105 | 0.4 | n |  | TRUE
40 | bus_LV_1701-42_0_5_node_31 | 0.4 | n |  | TRUE
41 | bus_LV_1701-42_0_5_node_107 | 0.4 | n |  | TRUE
42 | bus_LV_1701-42_0_5_node_32 | 0.4 | n |  | TRUE
43 | bus_LV_1701-42_0_5_node_95 | 0.4 | n |  | TRUE
44 | bus_LV_1701-42_0_5_node_126 | 0.4 | n |  | TRUE
45 | bus_LV_1701-42_0_5_node_33 | 0.4 | n |  | TRUE
46 | bus_LV_1701-42_0_5_node_34 | 0.4 | n |  | TRUE
47 | bus_LV_1701-42_0_5_node_35 | 0.4 | n |  | TRUE
48 | bus_LV_1701-42_0_5_node_36 | 0.4 | n |  | TRUE
49 | bus_LV_1701-42_0_5_node_37 | 0.4 | n |  | TRUE
50 | bus_LV_1701-42_0_5_node_38 | 0.4 | n |  | TRUE
51 | bus_LV_1701-42_0_5_node_39 | 0.4 | n |  | TRUE
52 | bus_LV_1701-42_0_5_node_40 | 0.4 | n |  | TRUE
53 | bus_LV_1701-42_0_5_node_128 | 0.4 | n |  | TRUE
54 | bus_LV_1701-42_0_5_node_97 | 0.4 | n |  | TRUE
55 | bus_LV_1701-42_0_5_node_80 | 0.4 | n |  | TRUE
56 | bus_LV_1701-42_0_5_node_41 | 0.4 | n |  | TRUE
57 | bus_LV_1701-42_0_5_node_42 | 0.4 | n |  | TRUE
58 | bus_LV_1701-42_0_5_node_132 | 0.4 | n |  | TRUE
59 | bus_LV_1701-42_0_5_node_98 | 0.4 | n |  | TRUE
60 | bus_LV_1701-42_0_5_node_99 | 0.4 | n |  | TRUE
61 | bus_LV_1701-42_0_5_node_43 | 0.4 | n |  | TRUE
62 | bus_LV_1701-42_0_5_node_44 | 0.4 | n |  | TRUE
63 | bus_LV_1701-42_0_5_node_45 | 0.4 | n |  | TRUE
64 | bus_LV_1701-42_0_5_node_96 | 0.4 | n |  | TRUE
65 | bus_LV_1701-42_0_5_node_92 | 0.4 | n |  | TRUE
66 | bus_LV_1701-42_0_5_node_129 | 0.4 | n |  | TRUE
67 | bus_LV_1701-42_0_5_node_59 | 0.4 | n |  | TRUE
68 | bus_LV_1701-42_0_5_node_46 | 0.4 | n |  | TRUE
69 | bus_LV_1701-42_0_5_node_47 | 0.4 | n |  | TRUE
70 | bus_LV_1701-42_0_5_node_48 | 0.4 | n |  | TRUE
71 | bus_LV_1701-42_0_5_node_49 | 0.4 | n |  | TRUE
72 | bus_LV_1701-42_0_5_node_50 | 0.4 | n |  | TRUE
73 | bus_LV_1701-42_0_5_node_51 | 0.4 | n |  | TRUE
74 | bus_LV_1701-42_0_5_node_52 | 0.4 | n |  | TRUE
75 | bus_LV_1701-42_0_5_node_53 | 0.4 | n |  | TRUE
76 | bus_LV_1701-42_0_5_node_54 | 0.4 | n |  | TRUE
77 | bus_LV_1701-42_0_5_node_55 | 0.4 | n |  | TRUE
78 | bus_LV_1701-42_0_5_node_60 | 0.4 | n |  | TRUE
79 | bus_LV_1701-42_0_5_node_61 | 0.4 | n |  | TRUE
80 | bus_LV_1701-42_0_5_node_74 | 0.4 | n |  | TRUE
81 | bus_LV_1701-42_0_5_node_108 | 0.4 | n |  | TRUE
82 | bus_LV_1701-42_0_5_node_56 | 0.4 | n |  | TRUE
83 | bus_LV_1701-42_0_5_node_75 | 0.4 | n |  | TRUE
84 | bus_LV_1701-42_0_5_node_73 | 0.4 | n |  | TRUE
85 | bus_LV_1701-42_0_5_node_93 | 0.4 | n |  | TRUE
86 | bus_LV_1701-42_0_5_node_64 | 0.4 | n |  | TRUE
87 | bus_LV_1701-42_0_5_node_77 | 0.4 | n |  | TRUE
88 | bus_LV_1701-42_0_5_node_113 | 0.4 | n |  | TRUE
89 | bus_LV_1701-42_0_5_node_111 | 0.4 | n |  | TRUE
90 | bus_LV_1701-42_0_5_node_110 | 0.4 | n |  | TRUE
91 | bus_LV_1701-42_0_5_node_94 | 0.4 | n |  | TRUE
92 | bus_LV_1701-42_0_5_node_66 | 0.4 | n |  | TRUE
93 | bus_LV_1701-42_0_5_node_62 | 0.4 | n |  | TRUE
94 | bus_LV_1701-42_0_5_node_63 | 0.4 | n |  | TRUE
95 | bus_LV_1701-42_0_5_node_65 | 0.4 | n |  | TRUE
96 | bus_LV_1701-42_0_5_node_67 | 0.4 | n |  | TRUE
97 | bus_LV_1701-42_0_5_node_68 | 0.4 | n |  | TRUE
98 | bus_LV_1701-42_0_5_node_69 | 0.4 | n |  | TRUE
99 | bus_LV_1701-42_0_5_node_70 | 0.4 | n |  | TRUE
100 | bus_LV_1701-42_0_5_node_71 | 0.4 | n |  | TRUE
101 | bus_LV_1701-42_0_5_node_78 | 0.4 | n |  | TRUE
102 | bus_LV_1701-42_0_5_node_115 | 0.4 | n |  | TRUE
103 | bus_LV_1701-42_0_5_node_116 | 0.4 | n |  | TRUE
104 | bus_LV_1701-42_0_5_node_117 | 0.4 | n |  | TRUE
105 | bus_LV_1701-42_0_5_node_102 | 0.4 | n |  | TRUE
106 | bus_LV_1701-42_0_5_node_101 | 0.4 | n |  | TRUE
107 | bus_LV_1701-42_0_5_node_87 | 0.4 | n |  | TRUE
108 | bus_LV_1701-42_0_5_node_85 | 0.4 | n |  | TRUE
109 | bus_LV_1701-42_0_5_node_88 | 0.4 | n |  | TRUE
110 | bus_LV_1701-42_0_5_node_127 | 0.4 | n |  | TRUE
111 | bus_LV_1701-42_0_5_node_130 | 0.4 | n |  | TRUE
112 | bus_LV_1701-42_0_5_node_104 | 0.4 | n |  | TRUE
113 | bus_LV_1701-42_0_5_node_100 | 0.4 | n |  | TRUE
114 | bus_LV_1701-42_0_5_node_118 | 0.4 | n |  | TRUE
115 | bus_LV_1701-42_0_5_node_119 | 0.4 | n |  | TRUE
116 | bus_LV_1701-42_0_5_node_120 | 0.4 | n |  | TRUE
117 | bus_LV_1701-42_0_5_node_121 | 0.4 | n |  | TRUE
118 | bus_LV_1701-42_0_5_node_122 | 0.4 | n |  | TRUE
119 | bus_LV_1701-42_0_5_node_123 | 0.4 | n |  | TRUE
120 | bus_LV_1701-42_0_5_node_131 | 0.4 | n |  | TRUE
121 | bus_MV_497_0_node_66 | 20 | n |  | TRUE

## load
| name | bus | p_mw | q_mvar | const_z_percent | const_i_percent | sn_mva | scaling | in_service | type
0 | LV_1701-42_0_5_load_0 | 0 | 0.021628 | 0.0054204 | 0 | 0 |  | 1 | TRUE | wye
1 | LV_1701-42_0_5_load_4 | 2 | 0.01784 | 0.0044711 | 0 | 0 |  | 1 | TRUE | wye
2 | LV_1701-42_0_5_load_5 | 3 | 0.0062537 | 0.0015673 | 0 | 0 |  | 1 | TRUE | wye
3 | LV_1701-42_0_5_load_16 | 5 | 0.0026195 | 0.00065651 | 0 | 0 |  | 1 | TRUE | wye
4 | LV_1701-42_0_5_load_6 | 6 | 0.002898 | 0.00072631 | 0 | 0 |  | 1 | TRUE | wye
5 | LV_1701-42_0_5_load_18 | 7 | 0.0012347 | 0.00030944 | 0 | 0 |  | 1 | TRUE | wye
6 | LV_1701-42_0_5_load_7 | 8 | 0.0037675 | 0.00094422 | 0 | 0 |  | 1 | TRUE | wye
7 | LV_1701-42_0_5_load_82 | 10 | 0.0057725 | 0.0014467 | 0 | 0 |  | 1 | TRUE | wye
8 | LV_1701-42_0_5_load_83 | 11 | 0.004417 | 0.001107 | 0 | 0 |  | 1 | TRUE | wye
9 | LV_1701-42_0_5_load_86 | 12 | 0.0072551 | 0.0018183 | 0 | 0 |  | 1 | TRUE | wye
10 | LV_1701-42_0_5_load_84 | 13 | 0.012148 | 0.0030447 | 0 | 0 |  | 1 | TRUE | wye
11 | LV_1701-42_0_5_load_9 | 14 | 0.011121 | 0.0027872 | 0 | 0 |  | 1 | TRUE | wye
12 | LV_1701-42_0_5_load_12 | 17 | 0.0021304 | 0.00053393 | 0 | 0 |  | 1 | TRUE | wye
13 | LV_1701-42_0_5_load_14 | 18 | 0.0019815 | 0.00049661 | 0 | 0 |  | 1 | TRUE | wye
14 | LV_1701-42_0_5_load_15 | 19 | 0.015274 | 0.003828 | 0 | 0 |  | 1 | TRUE | wye
15 | LV_1701-42_0_5_load_91 | 20 | 0.0069291 | 0.0017366 | 0 | 0 |  | 1 | TRUE | wye
16 | LV_1701-42_0_5_load_72 | 21 | 0.0052041 | 0.0013043 | 0 | 0 |  | 1 | TRUE | wye
17 | LV_1701-42_0_5_load_90 | 24 | 0.0050371 | 0.0012624 | 0 | 0 |  | 1 | TRUE | wye
18 | LV_1701-42_0_5_load_19 | 25 | 0.0059611 | 0.001494 | 0 | 0 |  | 1 | TRUE | wye
19 | LV_1701-42_0_5_load_89 | 27 | 0.0063805 | 0.0015991 | 0 | 0 |  | 1 | TRUE | wye
20 | LV_1701-42_0_5_load_114 | 30 | 0.022534 | 0.0056476 | 0 | 0 |  | 1 | TRUE | wye
21 | LV_1701-42_0_5_load_125 | 31 | 0.016954 | 0.0042492 | 0 | 0 |  | 1 | TRUE | wye
22 | LV_1701-42_0_5_load_21 | 32 | 0.0097744 | 0.0024497 | 0 | 0 |  | 1 | TRUE | wye
23 | LV_1701-42_0_5_load_26 | 34 | 0.011186 | 0.0028035 | 0 | 0 |  | 1 | TRUE | wye
24 | LV_1701-42_0_5_load_27 | 35 | 0.0035366 | 0.00088637 | 0 | 0 |  | 1 | TRUE | wye
25 | LV_1701-42_0_5_load_29 | 36 | 0.009332 | 0.0023388 | 0 | 0 |  | 1 | TRUE | wye
26 | LV_1701-42_0_5_load_106 | 38 | 0.0038538 | 0.00096586 | 0 | 0 |  | 1 | TRUE | wye
27 | LV_1701-42_0_5_load_105 | 39 | 0.012021 | 0.0030127 | 0 | 0 |  | 1 | TRUE | wye
28 | LV_1701-42_0_5_load_31 | 40 | 0.0027894 | 0.0006991 | 0 | 0 |  | 1 | TRUE | wye
29 | LV_1701-42_0_5_load_107 | 41 | 0.0087211 | 0.0021857 | 0 | 0 |  | 1 | TRUE | wye
30 | LV_1701-42_0_5_load_32 | 42 | 0.002804 | 0.00070274 | 0 | 0 |  | 1 | TRUE | wye
31 | LV_1701-42_0_5_load_95 | 43 | 0.0028221 | 0.00070728 | 0 | 0 |  | 1 | TRUE | wye
32 | LV_1701-42_0_5_load_126 | 44 | 0.0028383 | 0.00071135 | 0 | 0 |  | 1 | TRUE | wye
33 | LV_1701-42_0_5_load_33 | 45 | 0.0029094 | 0.00072916 | 0 | 0 |  | 1 | TRUE | wye
34 | LV_1701-42_0_5_load_34 | 46 | 0.0028911 | 0.00072459 | 0 | 0 |  | 1 | TRUE | wye
35 | LV_1701-42_0_5_load_35 | 47 | 0.0029525 | 0.00073996 | 0 | 0 |  | 1 | TRUE | wye
36 | LV_1701-42_0_5_load_38 | 50 | 0.0029516 | 0.00073973 | 0 | 0 |  | 1 | TRUE | wye
37 | LV_1701-42_0_5_load_40 | 52 | 0.021273 | 0.0053315 | 0 | 0 |  | 1 | TRUE | wye
38 | LV_1701-42_0_5_load_128 | 53 | 0.0029516 | 0.00073973 | 0 | 0 |  | 1 | TRUE | wye
39 | LV_1701-42_0_5_load_80 | 55 | 0.0098844 | 0.0024773 | 0 | 0 |  | 1 | TRUE | wye
40 | LV_1701-42_0_5_load_41 | 56 | 0.0056642 | 0.0014196 | 0 | 0 |  | 1 | TRUE | wye
41 | LV_1701-42_0_5_load_42 | 57 | 0.0031467 | 0.00078864 | 0 | 0 |  | 1 | TRUE | wye
42 | LV_1701-42_0_5_load_132 | 58 | 0.0023725 | 0.00059461 | 0 | 0 |  | 1 | TRUE | wye
43 | LV_1701-42_0_5_load_99 | 60 | 0.0030337 | 0.00076032 | 0 | 0 |  | 1 | TRUE | wye
44 | LV_1701-42_0_5_load_44 | 62 | 0.003816 | 0.00095639 | 0 | 0 |  | 1 | TRUE | wye
45 | LV_1701-42_0_5_load_45 | 63 | 0.0059481 | 0.0014907 | 0 | 0 |  | 1 | TRUE | wye
46 | LV_1701-42_0_5_load_96 | 64 | 0.0025285 | 0.00063371 | 0 | 0 |  | 1 | TRUE | wye
47 | LV_1701-42_0_5_load_92 | 65 | 0.0052086 | 0.0013054 | 0 | 0 |  | 1 | TRUE | wye
48 | LV_1701-42_0_5_load_129 | 66 | 0.0023685 | 0.00059361 | 0 | 0 |  | 1 | TRUE | wye
49 | LV_1701-42_0_5_load_46 | 68 | 0.0072748 | 0.0018232 | 0 | 0 |  | 1 | TRUE | wye
50 | LV_1701-42_0_5_load_47 | 69 | 0.0053158 | 0.0013323 | 0 | 0 |  | 1 | TRUE | wye
51 | LV_1701-42_0_5_load_50 | 72 | 0.011067 | 0.0027736 | 0 | 0 |  | 1 | TRUE | wye
52 | LV_1701-42_0_5_load_53 | 75 | 0.0072722 | 0.0018226 | 0 | 0 |  | 1 | TRUE | wye
53 | LV_1701-42_0_5_load_54 | 76 | 0.011064 | 0.0027728 | 0 | 0 |  | 1 | TRUE | wye
54 | LV_1701-42_0_5_load_55 | 77 | 0.011999 | 0.0030073 | 0 | 0 |  | 1 | TRUE | wye
55 | LV_1701-42_0_5_load_60 | 78 | 0.0032284 | 0.00080912 | 0 | 0 |  | 1 | TRUE | wye
56 | LV_1701-42_0_5_load_61 | 79 | 0.0034401 | 0.00086216 | 0 | 0 |  | 1 | TRUE | wye
57 | LV_1701-42_0_5_load_108 | 81 | 0.011378 | 0.0028517 | 0 | 0 |  | 1 | TRUE | wye
58 | LV_1701-42_0_5_load_73 | 84 | 0.0048576 | 0.0012174 | 0 | 0 |  | 1 | TRUE | wye
59 | LV_1701-42_0_5_load_93 | 85 | 0.0025786 | 0.00064626 | 0 | 0 |  | 1 | TRUE | wye
60 | LV_1701-42_0_5_load_77 | 87 | 0.0032609 | 0.00081727 | 0 | 0 |  | 1 | TRUE | wye
61 | LV_1701-42_0_5_load_111 | 89 | 0.0033726 | 0.00084525 | 0 | 0 |  | 1 | TRUE | wye
62 | LV_1701-42_0_5_load_110 | 90 | 0.0039045 | 0.00097856 | 0 | 0 |  | 1 | TRUE | wye
63 | LV_1701-42_0_5_load_94 | 91 | 0.0064035 | 0.0016049 | 0 | 0 |  | 1 | TRUE | wye
64 | LV_1701-42_0_5_load_66 | 92 | 0.0026113 | 0.00065446 | 0 | 0 |  | 1 | TRUE | wye
65 | LV_1701-42_0_5_load_62 | 93 | 0.0041226 | 0.0010332 | 0 | 0 |  | 1 | TRUE | wye
66 | LV_1701-42_0_5_load_63 | 94 | 0.0053019 | 0.0013288 | 0 | 0 |  | 1 | TRUE | wye
67 | LV_1701-42_0_5_load_65 | 95 | 0.0049634 | 0.0012439 | 0 | 0 |  | 1 | TRUE | wye
68 | LV_1701-42_0_5_load_67 | 96 | 0.0065214 | 0.0016344 | 0 | 0 |  | 1 | TRUE | wye
69 | LV_1701-42_0_5_load_68 | 97 | 0.0040306 | 0.0010102 | 0 | 0 |  | 1 | TRUE | wye
70 | LV_1701-42_0_5_load_69 | 98 | 0.0067125 | 0.0016823 | 0 | 0 |  | 1 | TRUE | wye
71 | LV_1701-42_0_5_load_70 | 99 | 0.015277 | 0.0038289 | 0 | 0 |  | 1 | TRUE | wye
72 | LV_1701-42_0_5_load_71 | 100 | 0.0059803 | 0.0014988 | 0 | 0 |  | 1 | TRUE | wye
73 | LV_1701-42_0_5_load_78 | 101 | 0.0044274 | 0.0011096 | 0 | 0 |  | 1 | TRUE | wye
74 | LV_1701-42_0_5_load_115 | 102 | 0.012824 | 0.003214 | 0 | 0 |  | 1 | TRUE | wye
75 | LV_1701-42_0_5_load_116 | 103 | 0.004856 | 0.001217 | 0 | 0 |  | 1 | TRUE | wye
76 | LV_1701-42_0_5_load_117 | 104 | 0.0041783 | 0.0010472 | 0 | 0 |  | 1 | TRUE | wye
77 | LV_1701-42_0_5_load_102 | 105 | 0.0033388 | 0.00083677 | 0 | 0 |  | 1 | TRUE | wye
78 | LV_1701-42_0_5_load_101 | 106 | 0.0030265 | 0.0007585 | 0 | 0 |  | 1 | TRUE | wye
79 | LV_1701-42_0_5_load_87 | 107 | 0.0076344 | 0.0019134 | 0 | 0 |  | 1 | TRUE | wye
80 | LV_1701-42_0_5_load_85 | 108 | 0.026283 | 0.0065872 | 0 | 0 |  | 1 | TRUE | wye
81 | LV_1701-42_0_5_load_88 | 109 | 0.011329 | 0.0028394 | 0 | 0 |  | 1 | TRUE | wye
82 | LV_1701-42_0_5_load_127 | 110 | 0.0028586 | 0.00071643 | 0 | 0 |  | 1 | TRUE | wye
83 | LV_1701-42_0_5_load_130 | 111 | 0.0023725 | 0.00059461 | 0 | 0 |  | 1 | TRUE | wye
84 | LV_1701-42_0_5_load_104 | 112 | 0.0028729 | 0.00072002 | 0 | 0 |  | 1 | TRUE | wye
85 | LV_1701-42_0_5_load_100 | 113 | 0.0028805 | 0.00072192 | 0 | 0 |  | 1 | TRUE | wye
86 | LV_1701-42_0_5_load_118 | 114 | 0.004856 | 0.001217 | 0 | 0 |  | 1 | TRUE | wye
87 | LV_1701-42_0_5_load_119 | 115 | 0.0040179 | 0.001007 | 0 | 0 |  | 1 | TRUE | wye
88 | LV_1701-42_0_5_load_120 | 116 | 0.0048586 | 0.0012177 | 0 | 0 |  | 1 | TRUE | wye
89 | LV_1701-42_0_5_load_121 | 117 | 0.0038391 | 0.00096218 | 0 | 0 |  | 1 | TRUE | wye
90 | LV_1701-42_0_5_load_122 | 118 | 0.0048586 | 0.0012177 | 0 | 0 |  | 1 | TRUE | wye
91 | LV_1701-42_0_5_load_123 | 119 | 0.0047022 | 0.0011785 | 0 | 0 |  | 1 | TRUE | wye
92 | LV_1701-42_0_5_load_131 | 120 | 0.0023764 | 0.00059558 | 0 | 0 |  | 1 | TRUE | wye

## ext_grid
| name | bus | vm_pu | va_degree | slack_weight | in_service
0 |  | 92 | 1 | 0 | 1 | TRUE

## line
| name | std_type | from_bus | to_bus | length_km | r_ohm_per_km | x_ohm_per_km | c_nf_per_km | g_us_per_km | max_i_ka | df | parallel | type | in_service
0 | LV_1701-42_0_5_line_0 |  | 0 | 1 | 0.058393 | 0.125 | 0.08 | 261 | 0 | 0.364 | 1 | 2 | cs | TRUE
1 | LV_1701-42_0_5_line_1 |  | 1 | 2 | 0.026227 | 0.125 | 0.08 | 261 | 0 | 0.364 | 1 | 4 | cs | TRUE
2 | LV_1701-42_0_5_line_2 |  | 1 | 3 | 0.012135 | 0.125 | 0.08 | 261 | 0 | 0.364 | 1 | 4 | cs | TRUE
3 | LV_1701-42_0_5_line_3 |  | 2 | 6 | 0.0088592 | 0.125 | 0.08 | 261 | 0 | 0.364 | 1 | 4 | cs | TRUE
4 | LV_1701-42_0_5_line_4 |  | 3 | 4 | 0.047257 | 0.125 | 0.08 | 261 | 0 | 0.364 | 1 | 4 | cs | TRUE
5 | LV_1701-42_0_5_line_5 |  | 4 | 5 | 0.075335 | 0.125 | 0.08 | 261 | 0 | 0.364 | 1 | 4 | cs | TRUE
6 | LV_1701-42_0_5_line_6 |  | 5 | 7 | 0.011268 | 0.125 | 0.08 | 261 | 0 | 0.364 | 1 | 4 | cs | TRUE
7 | LV_1701-42_0_5_line_7 |  | 6 | 8 | 0.029417 | 0.125 | 0.08 | 261 | 0 | 0.364 | 1 | 4 | cs | TRUE
8 | LV_1701-42_0_5_line_8 |  | 7 | 24 | 0.021798 | 0.125 | 0.08 | 261 | 0 | 0.364 | 1 | 4 | cs | TRUE
9 | LV_1701-42_0_5_line_9 |  | 8 | 9 | 0.0092958 | 0.125 | 0.08 | 261 | 0 | 0.364 | 1 | 4 | cs | TRUE
10 | LV_1701-42_0_5_line_10 |  | 9 | 10 | 0.019738 | 0.125 | 0.08 | 261 | 0 | 0.364 | 1 | 4 | cs | TRUE
11 | LV_1701-42_0_5_line_11 |  | 9 | 11 | 0.022522 | 0.125 | 0.08 | 261 | 0 | 0.364 | 1 | 4 | cs | TRUE
12 | LV_1701-42_0_5_line_12 |  | 10 | 12 | 0.027835 | 0.125 | 0.08 | 261 | 0 | 0.364 | 1 | 4 | cs | TRUE
13 | LV_1701-42_0_5_line_13 |  | 11 | 13 | 0.002817 | 0.125 | 0.08 | 261 | 0 | 0.364 | 1 | 4 | cs | TRUE
14 | LV_1701-42_0_5_line_14 |  | 12 | 107 | 0.029608 | 0.125 | 0.08 | 261 | 0 | 0.364 | 1 | 4 | cs | TRUE
15 | LV_1701-42_0_5_line_15 |  | 13 | 108 | 0.023392 | 0.125 | 0.08 | 261 | 0 | 0.364 | 1 | 4 | cs | TRUE
16 | LV_1701-42_0_5_line_16 |  | 14 | 15 | 0.0093902 | 0.125 | 0.08 | 261 | 0 | 0.364 | 1 | 1 | cs | TRUE
17 | LV_1701-42_0_5_line_17 |  | 14 | 16 | 0.032572 | 0.125 | 0.08 | 261 | 0 | 0.364 | 1 | 1 | cs | TRUE
18 | LV_1701-42_0_5_line_18 |  | 15 | 17 | 0.007326 | 0.125 | 0.08 | 261 | 0 | 0.364 | 1 | 1 | cs | TRUE
19 | LV_1701-42_0_5_line_19 |  | 16 | 18 | 0.026122 | 0.125 | 0.08 | 261 | 0 | 0.364 | 1 | 2 | cs | TRUE
20 | LV_1701-42_0_5_line_20 |  | 18 | 19 | 0.027221 | 0.125 | 0.08 | 261 | 0 | 0.364 | 1 | 4 | cs | TRUE
21 | LV_1701-42_0_5_line_21 |  | 19 | 22 | 0.11005 | 0.125 | 0.08 | 261 | 0 | 0.364 | 1 | 4 | cs | TRUE
22 | LV_1701-42_0_5_line_22 |  | 20 | 21 | 0.028107 | 0.125 | 0.08 | 261 | 0 | 0.364 | 1 | 1 | cs | TRUE
23 | LV_1701-42_0_5_line_23 |  | 21 | 100 | 0.012057 | 0.125 | 0.08 | 261 | 0 | 0.364 | 1 | 1 | cs | TRUE
24 | LV_1701-42_0_5_line_24 |  | 22 | 23 | 0.028448 | 0.125 | 0.08 | 261 | 0 | 0.364 | 1 | 4 | cs | TRUE
25 | LV_1701-42_0_5_line_25 |  | 23 | 32 | 0.017955 | 0.125 | 0.08 | 261 | 0 | 0.364 | 1 | 4 | cs | TRUE
26 | LV_1701-42_0_5_line_26 |  | 24 | 27 | 0.022908 | 0.125 | 0.08 | 261 | 0 | 0.364 | 1 | 4 | cs | TRUE
27 | LV_1701-42_0_5_line_27 |  | 25 | 26 | 0.020875 | 0.125 | 0.08 | 261 | 0 | 0.364 | 1 | 1 | cs | TRUE
28 | LV_1701-42_0_5_line_28 |  | 26 | 28 | 0.013573 | 0.125 | 0.08 | 261 | 0 | 0.364 | 1 | 3 | cs | TRUE
29 | LV_1701-42_0_5_line_29 |  | 27 | 96 | 0.022477 | 0.125 | 0.08 | 261 | 0 | 0.364 | 1 | 4 | cs | TRUE
30 | LV_1701-42_0_5_line_30 |  | 28 | 29 | 0.021441 | 0.125 | 0.08 | 261 | 0 | 0.364 | 1 | 4 | cs | TRUE
31 | LV_1701-42_0_5_line_31 |  | 28 | 31 | 0.0037079 | 0.125 | 0.08 | 261 | 0 | 0.364 | 1 | 4 | cs | TRUE
32 | LV_1701-42_0_5_line_32 |  | 29 | 30 | 0.022323 | 0.125 | 0.08 | 261 | 0 | 0.364 | 1 | 4 | cs | TRUE
33 | LV_1701-42_0_5_line_33 |  | 30 | 88 | 0.029497 | 0.125 | 0.08 | 261 | 0 | 0.364 | 1 | 4 | cs | TRUE
34 | LV_1701-42_0_5_line_34 |  | 32 | 33 | 0.023344 | 0.125 | 0.08 | 261 | 0 | 0.364 | 1 | 4 | cs | TRUE
35 | LV_1701-42_0_5_line_35 |  | 33 | 34 | 0.00084413 | 0.125 | 0.08 | 261 | 0 | 0.364 | 1 | 4 | cs | TRUE
36 | LV_1701-42_0_5_line_36 |  | 33 | 35 | 0.022633 | 0.125 | 0.08 | 261 | 0 | 0.364 | 1 | 4 | cs | TRUE
37 | LV_1701-42_0_5_line_37 |  | 34 | 36 | 0.00675 | 0.125 | 0.08 | 261 | 0 | 0.364 | 1 | 4 | cs | TRUE
38 | LV_1701-42_0_5_line_38 |  | 35 | 37 | 0.012765 | 0.125 | 0.08 | 261 | 0 | 0.364 | 1 | 4 | cs | TRUE
39 | LV_1701-42_0_5_line_39 |  | 36 | 40 | 0.01752 | 0.125 | 0.08 | 261 | 0 | 0.364 | 1 | 4 | cs | TRUE
40 | LV_1701-42_0_5_line_40 |  | 37 | 41 | 0.025471 | 0.125 | 0.08 | 261 | 0 | 0.364 | 1 | 4 | cs | TRUE
41 | LV_1701-42_0_5_line_41 |  | 37 | 39 | 0.024781 | 0.125 | 0.08 | 261 | 0 | 0.364 | 1 | 4 | cs | TRUE
42 | LV_1701-42_0_5_line_42 |  | 38 | 39 | 0.019365 | 0.125 | 0.08 | 261 | 0 | 0.364 | 1 | 3 | cs | TRUE
43 | LV_1701-42_0_5_line_43 |  | 40 | 42 | 0.0054364 | 0.125 | 0.08 | 261 | 0 | 0.364 | 1 | 4 | cs | TRUE
44 | LV_1701-42_0_5_line_44 |  | 42 | 43 | 0.0054345 | 0.125 | 0.08 | 261 | 0 | 0.364 | 1 | 4 | cs | TRUE
45 | LV_1701-42_0_5_line_45 |  | 43 | 44 | 0.0054346 | 0.125 | 0.08 | 261 | 0 | 0.364 | 1 | 4 | cs | TRUE
46 | LV_1701-42_0_5_line_46 |  | 44 | 110 | 0.0054364 | 0.125 | 0.08 | 261 | 0 | 0.364 | 1 | 4 | cs | TRUE
47 | LV_1701-42_0_5_line_47 |  | 45 | 46 | 5.2769e-06 | 0.125 | 0.08 | 261 | 0 | 0.364 | 1 | 4 | cs | TRUE
48 | LV_1701-42_0_5_line_48 |  | 45 | 47 | 0.00052671 | 0.125 | 0.08 | 261 | 0 | 0.364 | 1 | 4 | cs | TRUE
49 | LV_1701-42_0_5_line_49 |  | 46 | 48 | 0.011138 | 0.125 | 0.08 | 261 | 0 | 0.364 | 1 | 4 | cs | TRUE
50 | LV_1701-42_0_5_line_50 |  | 47 | 49 | 0.017104 | 0.125 | 0.08 | 261 | 0 | 0.364 | 1 | 4 | cs | TRUE
51 | LV_1701-42_0_5_line_51 |  | 48 | 50 | 0.015283 | 0.125 | 0.08 | 261 | 0 | 0.364 | 1 | 4 | cs | TRUE
52 | LV_1701-42_0_5_line_52 |  | 48 | 51 | 0.004145 | 0.125 | 0.08 | 261 | 0 | 0.364 | 1 | 4 | cs | TRUE
53 | LV_1701-42_0_5_line_53 |  | 49 | 52 | 0.006627 | 0.125 | 0.08 | 261 | 0 | 0.364 | 1 | 4 | cs | TRUE
54 | LV_1701-42_0_5_line_54 |  | 50 | 53 | 0.0054954 | 0.125 | 0.08 | 261 | 0 | 0.364 | 1 | 4 | cs | TRUE
55 | LV_1701-42_0_5_line_55 |  | 51 | 54 | 0.005386 | 0.125 | 0.08 | 261 | 0 | 0.364 | 1 | 4 | cs | TRUE
56 | LV_1701-42_0_5_line_56 |  | 51 | 55 | 0.046978 | 0.125 | 0.08 | 261 | 0 | 0.364 | 1 | 4 | cs | TRUE
57 | LV_1701-42_0_5_line_57 |  | 53 | 58 | 0.005492 | 0.125 | 0.08 | 261 | 0 | 0.364 | 1 | 4 | cs | TRUE
58 | LV_1701-42_0_5_line_58 |  | 54 | 59 | 0.006831 | 0.125 | 0.08 | 261 | 0 | 0.364 | 1 | 4 | cs | TRUE
59 | LV_1701-42_0_5_line_59 |  | 54 | 60 | 0.019196 | 0.125 | 0.08 | 261 | 0 | 0.364 | 1 | 4 | cs | TRUE
60 | LV_1701-42_0_5_line_60 |  | 56 | 57 | 0.013602 | 0.125 | 0.08 | 261 | 0 | 0.364 | 1 | 4 | cs | TRUE
61 | LV_1701-42_0_5_line_61 |  | 57 | 61 | 0.012934 | 0.125 | 0.08 | 261 | 0 | 0.364 | 1 | 4 | cs | TRUE
62 | LV_1701-42_0_5_line_62 |  | 58 | 120 | 0.0054946 | 0.125 | 0.08 | 261 | 0 | 0.364 | 1 | 4 | cs | TRUE
63 | LV_1701-42_0_5_line_63 |  | 59 | 112 | 0.0032447 | 0.125 | 0.08 | 261 | 0 | 0.364 | 1 | 4 | cs | TRUE
64 | LV_1701-42_0_5_line_64 |  | 60 | 113 | 0.0052951 | 0.125 | 0.08 | 261 | 0 | 0.364 | 1 | 4 | cs | TRUE
65 | LV_1701-42_0_5_line_65 |  | 61 | 62 | 0.046909 | 0.125 | 0.08 | 261 | 0 | 0.364 | 1 | 4 | cs | TRUE
66 | LV_1701-42_0_5_line_66 |  | 61 | 63 | 0.040479 | 0.125 | 0.08 | 261 | 0 | 0.364 | 1 | 4 | cs | TRUE
67 | LV_1701-42_0_5_line_67 |  | 62 | 64 | 0.015635 | 0.125 | 0.08 | 261 | 0 | 0.364 | 1 | 4 | cs | TRUE
68 | LV_1701-42_0_5_line_68 |  | 63 | 65 | 0.023681 | 0.125 | 0.08 | 261 | 0 | 0.364 | 1 | 4 | cs | TRUE
69 | LV_1701-42_0_5_line_69 |  | 64 | 66 | 0.019057 | 0.125 | 0.08 | 261 | 0 | 0.364 | 1 | 4 | cs | TRUE
70 | LV_1701-42_0_5_line_70 |  | 65 | 67 | 0.017058 | 0.125 | 0.08 | 261 | 0 | 0.364 | 1 | 4 | cs | TRUE
71 | LV_1701-42_0_5_line_71 |  | 66 | 111 | 0.0054901 | 0.125 | 0.08 | 261 | 0 | 0.364 | 1 | 4 | cs | TRUE
72 | LV_1701-42_0_5_line_72 |  | 67 | 85 | 0.038501 | 0.125 | 0.08 | 261 | 0 | 0.364 | 1 | 4 | cs | TRUE
73 | LV_1701-42_0_5_line_73 |  | 67 | 74 | 0.004587 | 0.125 | 0.08 | 261 | 0 | 0.364 | 1 | 4 | cs | TRUE
74 | LV_1701-42_0_5_line_74 |  | 68 | 69 | 0.0034892 | 0.125 | 0.08 | 261 | 0 | 0.364 | 1 | 4 | cs | TRUE
75 | LV_1701-42_0_5_line_75 |  | 68 | 70 | 0.034112 | 0.125 | 0.08 | 261 | 0 | 0.364 | 1 | 4 | cs | TRUE
76 | LV_1701-42_0_5_line_76 |  | 69 | 71 | 0.016236 | 0.125 | 0.08 | 261 | 0 | 0.364 | 1 | 4 | cs | TRUE
77 | LV_1701-42_0_5_line_77 |  | 70 | 72 | 0.015603 | 0.125 | 0.08 | 261 | 0 | 0.364 | 1 | 4 | cs | TRUE
78 | LV_1701-42_0_5_line_78 |  | 70 | 73 | 0.0071 | 0.125 | 0.08 | 261 | 0 | 0.364 | 1 | 4 | cs | TRUE
79 | LV_1701-42_0_5_line_79 |  | 71 | 74 | 0.018105 | 0.125 | 0.08 | 261 | 0 | 0.364 | 1 | 4 | cs | TRUE
80 | LV_1701-42_0_5_line_80 |  | 71 | 75 | 0.03444 | 0.125 | 0.08 | 261 | 0 | 0.364 | 1 | 4 | cs | TRUE
81 | LV_1701-42_0_5_line_81 |  | 72 | 76 | 0.026131 | 0.125 | 0.08 | 261 | 0 | 0.364 | 1 | 4 | cs | TRUE
82 | LV_1701-42_0_5_line_82 |  | 73 | 77 | 0.016643 | 0.125 | 0.08 | 261 | 0 | 0.364 | 1 | 4 | cs | TRUE
83 | LV_1701-42_0_5_line_83 |  | 74 | 78 | 0.024557 | 0.125 | 0.08 | 261 | 0 | 0.364 | 1 | 4 | cs | TRUE
84 | LV_1701-42_0_5_line_84 |  | 75 | 79 | 0.048496 | 0.125 | 0.08 | 261 | 0 | 0.364 | 1 | 4 | cs | TRUE
85 | LV_1701-42_0_5_line_85 |  | 76 | 80 | 0.03524 | 0.125 | 0.08 | 261 | 0 | 0.364 | 1 | 4 | cs | TRUE
86 | LV_1701-42_0_5_line_86 |  | 77 | 81 | 0.024304 | 0.125 | 0.08 | 261 | 0 | 0.364 | 1 | 4 | cs | TRUE
87 | LV_1701-42_0_5_line_87 |  | 78 | 86 | 0.0015059 | 0.125 | 0.08 | 261 | 0 | 0.364 | 1 | 4 | cs | TRUE
88 | LV_1701-42_0_5_line_88 |  | 80 | 87 | 0.01149 | 0.125 | 0.08 | 261 | 0 | 0.364 | 1 | 4 | cs | TRUE
89 | LV_1701-42_0_5_line_89 |  | 80 | 84 | 0.01728 | 0.125 | 0.08 | 261 | 0 | 0.364 | 1 | 4 | cs | TRUE
90 | LV_1701-42_0_5_line_90 |  | 82 | 83 | 0.017787 | 0.125 | 0.08 | 261 | 0 | 0.364 | 1 | 4 | cs | TRUE
91 | LV_1701-42_0_5_line_91 |  | 82 | 84 | 0.014357 | 0.125 | 0.08 | 261 | 0 | 0.364 | 1 | 4 | cs | TRUE
92 | LV_1701-42_0_5_line_92 |  | 83 | 88 | 0.015972 | 0.125 | 0.08 | 261 | 0 | 0.364 | 1 | 4 | cs | TRUE
93 | LV_1701-42_0_5_line_93 |  | 83 | 89 | 0.016752 | 0.125 | 0.08 | 261 | 0 | 0.364 | 1 | 4 | cs | TRUE
94 | LV_1701-42_0_5_line_94 |  | 85 | 91 | 0.018514 | 0.125 | 0.08 | 261 | 0 | 0.364 | 1 | 4 | cs | TRUE
95 | LV_1701-42_0_5_line_95 |  | 86 | 92 | 0.017702 | 0.125 | 0.08 | 261 | 0 | 0.364 | 1 | 4 | cs | TRUE
96 | LV_1701-42_0_5_line_96 |  | 86 | 93 | 0.02561 | 0.125 | 0.08 | 261 | 0 | 0.364 | 1 | 4 | cs | TRUE
97 | LV_1701-42_0_5_line_97 |  | 87 | 101 | 0.016564 | 0.125 | 0.08 | 261 | 0 | 0.364 | 1 | 4 | cs | TRUE
98 | LV_1701-42_0_5_line_98 |  | 88 | 102 | 0.013852 | 0.125 | 0.08 | 261 | 0 | 0.364 | 1 | 4 | cs | TRUE
99 | LV_1701-42_0_5_line_99 |  | 89 | 90 | 0.0070858 | 0.125 | 0.08 | 261 | 0 | 0.364 | 1 | 4 | cs | TRUE
100 | LV_1701-42_0_5_line_100 |  | 92 | 97 | 0.071505 | 0.125 | 0.08 | 261 | 0 | 0.364 | 1 | 1 | cs | TRUE
101 | LV_1701-42_0_5_line_101 |  | 93 | 94 | 0.017527 | 0.125 | 0.08 | 261 | 0 | 0.364 | 1 | 4 | cs | TRUE
102 | LV_1701-42_0_5_line_102 |  | 94 | 95 | 0.023657 | 0.125 | 0.08 | 261 | 0 | 0.364 | 1 | 4 | cs | TRUE
103 | LV_1701-42_0_5_line_103 |  | 95 | 96 | 0.023481 | 0.125 | 0.08 | 261 | 0 | 0.364 | 1 | 4 | cs | TRUE
104 | LV_1701-42_0_5_line_104 |  | 97 | 98 | 0.0067462 | 0.125 | 0.08 | 261 | 0 | 0.364 | 1 | 1 | cs | TRUE
105 | LV_1701-42_0_5_line_105 |  | 98 | 99 | 0.036062 | 0.125 | 0.08 | 261 | 0 | 0.364 | 1 | 1 | cs | TRUE
106 | LV_1701-42_0_5_line_106 |  | 99 | 100 | 0.018827 | 0.125 | 0.08 | 261 | 0 | 0.364 | 1 | 1 | cs | TRUE
107 | LV_1701-42_0_5_line_107 |  | 101 | 103 | 0.0030222 | 0.125 | 0.08 | 261 | 0 | 0.364 | 1 | 4 | cs | TRUE
108 | LV_1701-42_0_5_line_108 |  | 103 | 104 | 0.014192 | 0.125 | 0.08 | 261 | 0 | 0.364 | 1 | 4 | cs | TRUE
109 | LV_1701-42_0_5_line_109 |  | 104 | 114 | 0.0035218 | 0.125 | 0.08 | 261 | 0 | 0.364 | 1 | 4 | cs | TRUE
110 | LV_1701-42_0_5_line_110 |  | 105 | 106 | 0.0057012 | 0.125 | 0.08 | 261 | 0 | 0.364 | 1 | 2 | cs | TRUE
111 | LV_1701-42_0_5_line_111 |  | 106 | 113 | 0.0052886 | 0.125 | 0.08 | 261 | 0 | 0.364 | 1 | 4 | cs | TRUE
112 | LV_1701-42_0_5_line_112 |  | 107 | 109 | 0.011378 | 0.125 | 0.08 | 261 | 0 | 0.364 | 1 | 4 | cs | TRUE
113 | LV_1701-42_0_5_line_113 |  | 110 | 112 | 0.0054364 | 0.125 | 0.08 | 261 | 0 | 0.364 | 1 | 4 | cs | TRUE
114 | LV_1701-42_0_5_line_114 |  | 111 | 120 | 0.0054946 | 0.125 | 0.08 | 261 | 0 | 0.364 | 1 | 4 | cs | TRUE
115 | LV_1701-42_0_5_line_115 |  | 114 | 115 | 0.013425 | 0.125 | 0.08 | 261 | 0 | 0.364 | 1 | 4 | cs | TRUE
116 | LV_1701-42_0_5_line_116 |  | 115 | 116 | 0.0027032 | 0.125 | 0.08 | 261 | 0 | 0.364 | 1 | 4 | cs | TRUE
117 | LV_1701-42_0_5_line_117 |  | 116 | 117 | 0.014216 | 0.125 | 0.08 | 261 | 0 | 0.364 | 1 | 4 | cs | TRUE
118 | LV_1701-42_0_5_line_118 |  | 117 | 118 | 0.0034975 | 0.125 | 0.08 | 261 | 0 | 0.364 | 1 | 4 | cs | TRUE
119 | LV_1701-42_0_5_line_119 |  | 118 | 119 | 0.013258 | 0.125 | 0.08 | 261 | 0 | 0.364 | 1 | 4 | cs | TRUE

## trafo
| name | std_type | hv_bus | lv_bus | sn_mva | vn_hv_kv | vn_lv_kv | vk_percent | vkr_percent | pfe_kw | i0_percent | shift_degree | tap_side | tap_neutral | tap_min | tap_max | tap_step_percent | tap_step_degree | tap_pos | tap_phase_shifter | parallel | df | in_service
0 | LV_1701-42_0_5_trafo_66 | 0.63 MVA 20/0.4 kV | 121 | 92 | 0.63 | 20 | 0.4 | 6 | 1.206 | 1.65 | 0.2619 | 150 | hv | 0 | -2 | 2 | 2.5 | 0 | 0 | FALSE | 1 | 1 | TRUE

## line_geodata
| x0 | y0 | x1 | y1 | x2 | y2 | x3 | y3 | x4 | y4 | x5 | y5 | x6 | y6 | x7 | y7 | x8 | y8
0 | 2683107.6312 | 1227328.9764 | 2683160.5858 | 1227304.3676
1 | 2683107.6312 | 1227328.9764 | 2683101.8791 | 1227332.732 | 2683097.5738 | 1227336.5522 | 2683093.6482 | 1227344.1137 | 2683092.8553 | 1227349.1338
2 | 2683107.6312 | 1227328.9764 | 2683109.7267 | 1227318.9543 | 2683109.802 | 1227317.0597
3 | 2683092.8553 | 1227349.1338 | 2683091.4731 | 1227357.8845
4 | 2683084.3528 | 1227296.618 | 2683087.0028 | 1227300.0685 | 2683093.7318 | 1227295.2814 | 2683099.5172 | 1227291.8599 | 2683108.1096 | 1227306.6789 | 2683110.0424 | 1227311.0089 | 2683109.802 | 1227317.0597
5 | 2683084.3528 | 1227296.618 | 2683071.6487 | 1227306.4696 | 2683061.3003 | 1227316.432 | 2683049.0336 | 1227331.8825 | 2683036.9461 | 1227353.956
6 | 2683036.9461 | 1227353.956 | 2683036.0062 | 1227355.6725 | 2683032.5956 | 1227364.3361
7 | 2683091.4731 | 1227357.8845 | 2683086.8836 | 1227386.9415
8 | 2683026.6862 | 1227385.2688 | 2683030.1599 | 1227370.5234 | 2683032.5956 | 1227364.3361
9 | 2683085.4333 | 1227396.1235 | 2683086.8836 | 1227386.9415
10 | 2683085.4333 | 1227396.1235 | 2683082.3408 | 1227415.6172
11 | 2683085.4333 | 1227396.1235 | 2683107.4767 | 1227400.74
12 | 2683082.3408 | 1227415.6172 | 2683077.9796 | 1227443.1086
13 | 2683107.4767 | 1227400.74 | 2683110.1221 | 1227401.2941 | 2683110.2319 | 1227401.3253
14 | 2683077.9796 | 1227443.1086 | 2683076.3659 | 1227453.2805 | 2683078.4286 | 1227457.5345 | 2683082.645 | 1227460.0729 | 2683092.3042 | 1227460.1517
15 | 2683132.7316 | 1227407.7254 | 2683110.2319 | 1227401.3253
16 | 2683200.8821 | 1227544.8386 | 2683201.7035 | 1227553.3003 | 2683202.3023 | 1227553.9569
17 | 2683210.2663 | 1227584.2747 | 2683209.9134 | 1227580.7895 | 2683209.1926 | 1227573.2632 | 2683207.7945 | 1227559.979 | 2683202.3023 | 1227553.9569
18 | 2683200.8821 | 1227544.8386 | 2683195.9484 | 1227539.4103
19 | 2683210.2663 | 1227584.2747 | 2683184.2113 | 1227586.1492
20 | 2683157.0594 | 1227588.0802 | 2683158.382 | 1227588.0074 | 2683184.2113 | 1227586.1492
21 | 2683149.3085 | 1227674.2954 | 2683151.0749 | 1227665.5808 | 2683149.6967 | 1227658.4566 | 2683140.8725 | 1227630.9922 | 2683131.6551 | 1227605.079 | 2683131.3712 | 1227597.1919 | 2683134.0723 | 1227591.5591 | 2683142.9167 | 1227588.8586 | 2683157.0594 | 1227588.0802
22 | 2683171.3764 | 1227497.7237 | 2683173.0899 | 1227497.1729 | 2683194.4264 | 1227481.7848
23 | 2683159.8977 | 1227501.4134 | 2683171.3764 | 1227497.7237
24 | 2683149.3085 | 1227674.2954 | 2683123.4116 | 1227686.2306
25 | 2683123.4116 | 1227686.2306 | 2683120.3141 | 1227679.5717 | 2683112.0399 | 1227672.9293
26 | 2683023.5433 | 1227407.9587 | 2683026.5988 | 1227385.6396 | 2683026.6862 | 1227385.2688
27 | 2682925.5801 | 1227385.3752 | 2682926.052 | 1227378.7105 | 2682933.7263 | 1227374.0588 | 2682938.6899 | 1227372.4456
28 | 2682912.0196 | 1227386.5648 | 2682925.5801 | 1227385.3752
29 | 2683023.5433 | 1227407.9587 | 2683022.9359 | 1227412.3957 | 2683022.0278 | 1227430.3709
30 | 2682912.0196 | 1227386.5648 | 2682913.2506 | 1227391.2296 | 2682913.7314 | 1227407.8366
31 | 2682912.0196 | 1227386.5648 | 2682911.0713 | 1227382.9802
32 | 2682913.7314 | 1227407.8366 | 2682920.9692 | 1227428.9537
33 | 2682924.7261 | 1227458.0242 | 2682923.2355 | 1227435.5658 | 2682920.9692 | 1227428.9537
34 | 2683089.1223 | 1227668.5507 | 2683100.1253 | 1227670.2722 | 2683112.0399 | 1227672.9293
35 | 2683088.2882 | 1227668.4204 | 2683089.1223 | 1227668.5507
36 | 2683089.1223 | 1227668.5507 | 2683087.5254 | 1227676.5228 | 2683081.3162 | 1227689.6293
37 | 2683081.6191 | 1227667.3786 | 2683088.2882 | 1227668.4204
38 | 2683075.8509 | 1227701.1655 | 2683081.3162 | 1227689.6293
39 | 2683081.6191 | 1227667.3786 | 2683064.3088 | 1227664.6744
40 | 2683075.8509 | 1227701.1655 | 2683052.5711 | 1227690.83
41 | 2683075.8509 | 1227701.1655 | 2683068.9052 | 1227723.117 | 2683070.5026 | 1227723.8485
42 | 2683070.5026 | 1227723.8485 | 2683088.1098 | 1227731.9112
43 | 2683064.3088 | 1227664.6744 | 2683058.9376 | 1227663.8354
44 | 2683058.9376 | 1227663.8354 | 2683053.5682 | 1227662.9966
45 | 2683053.5682 | 1227662.9966 | 2683048.1987 | 1227662.1578
46 | 2683048.1987 | 1227662.1578 | 2683042.8274 | 1227661.3187
47 | 2683024.5147 | 1227643.0571 | 2683024.5155 | 1227643.0519
48 | 2683024.5155 | 1227643.0519 | 2683024.5974 | 1227642.5316
49 | 2683022.7828 | 1227654.0592 | 2683024.5147 | 1227643.0571
50 | 2683027.2571 | 1227625.6355 | 2683024.5974 | 1227642.5316
51 | 2683022.7828 | 1227654.0592 | 2683007.651 | 1227651.9164
52 | 2683022.7828 | 1227654.0592 | 2683022.1345 | 1227658.153
53 | 2683027.2571 | 1227625.6355 | 2683028.2883 | 1227619.0898
54 | 2683007.651 | 1227651.9164 | 2683002.21 | 1227651.1459
55 | 2683027.4821 | 1227658.917 | 2683022.1345 | 1227658.153
56 | 2683022.1345 | 1227658.153 | 2682975.6295 | 1227651.5027
57 | 2683002.21 | 1227651.1459 | 2682996.7722 | 1227650.3759
58 | 2683027.4821 | 1227658.917 | 2683034.2503 | 1227659.9788
59 | 2683027.4821 | 1227658.917 | 2683026.7553 | 1227663.7435 | 2683023.1852 | 1227667.0404 | 2683019.5183 | 1227675.7556
60 | 2682973.842 | 1227625.0567 | 2682963.0053 | 1227616.8352
61 | 2682952.701 | 1227609.0176 | 2682963.0053 | 1227616.8352
62 | 2682996.7722 | 1227650.3759 | 2682991.3318 | 1227649.6055
63 | 2683034.2503 | 1227659.9788 | 2683037.4561 | 1227660.4796
64 | 2683019.5183 | 1227675.7556 | 2683017.4649 | 1227680.6363
65 | 2682952.701 | 1227609.0176 | 2682937.6825 | 1227628.9219 | 2682935.9227 | 1227632.8333 | 2682935.2038 | 1227636.0144 | 2682936.0545 | 1227639.1395 | 2682938.1861 | 1227641.1706 | 2682941.5167 | 1227642.5513 | 2682946.1061 | 1227643.2012
66 | 2682952.701 | 1227609.0176 | 2682970.3453 | 1227586.1479 | 2682977.4366 | 1227576.9749
67 | 2682946.1061 | 1227643.2012 | 2682961.5868 | 1227645.3934
68 | 2682991.9201 | 1227558.2393 | 2682977.4366 | 1227576.9749
69 | 2682961.5868 | 1227645.3934 | 2682980.4556 | 1227648.0654
70 | 2683002.3529 | 1227544.7437 | 2682991.9201 | 1227558.2393
71 | 2682985.8915 | 1227648.8351 | 2682980.4556 | 1227648.0654
72 | 2683002.3529 | 1227544.7437 | 2683032.7819 | 1227568.3313
73 | 2683002.3529 | 1227544.7437 | 2682998.7241 | 1227541.9245
74 | 2682972.3144 | 1227544.2234 | 2682975.0412 | 1227546.4003
75 | 2682942.1634 | 1227544.0261 | 2682962.7755 | 1227536.6084 | 2682972.3144 | 1227544.2234
76 | 2682987.8281 | 1227556.4046 | 2682980.3673 | 1227550.6522 | 2682975.0412 | 1227546.4003
77 | 2682942.1634 | 1227544.0261 | 2682951.9572 | 1227531.8791
78 | 2682942.1634 | 1227544.0261 | 2682939.6796 | 1227547.1381 | 2682937.7281 | 1227549.5792
79 | 2682987.8281 | 1227556.4046 | 2682998.7241 | 1227541.9245
80 | 2682987.8281 | 1227556.4046 | 2682984.6114 | 1227560.4403 | 2682968.6454 | 1227580.8761 | 2682966.5936 | 1227583.5196
81 | 2682951.9572 | 1227531.8791 | 2682968.3589 | 1227511.5365
82 | 2682937.7281 | 1227549.5792 | 2682927.3484 | 1227562.5883
83 | 2682998.7241 | 1227541.9245 | 2683008.8544 | 1227526.9222 | 2683011.5846 | 1227521.0732
84 | 2682966.5936 | 1227583.5196 | 2682936.8575 | 1227621.8296
85 | 2682965.8121 | 1227483.014 | 2682971.4855 | 1227488.6859 | 2682976.9522 | 1227498.302 | 2682976.5685 | 1227501.3543 | 2682968.3589 | 1227511.5365
86 | 2682927.3484 | 1227562.5883 | 2682912.1904 | 1227581.5862
87 | 2683012.2216 | 1227519.7086 | 2683011.5846 | 1227521.0732
88 | 2682965.8121 | 1227483.014 | 2682967.3594 | 1227478.5881 | 2682966.7231 | 1227471.8168
89 | 2682965.8121 | 1227483.014 | 2682958.9312 | 1227485.6754 | 2682949.2189 | 1227483.7468
90 | 2682934.9299 | 1227482.8501 | 2682934.1763 | 1227472.2212 | 2682927.1982 | 1227473.6916
91 | 2682934.9299 | 1227482.8501 | 2682945.8632 | 1227483.0804 | 2682949.2189 | 1227483.7468
92 | 2682924.7261 | 1227458.0242 | 2682927.2635 | 1227468.4667 | 2682927.1982 | 1227473.6916
93 | 2682927.1982 | 1227473.6916 | 2682925.5565 | 1227485.9771 | 2682924.0389 | 1227490.0618
94 | 2683047.4146 | 1227579.6742 | 2683032.7819 | 1227568.3313
95 | 2683012.2216 | 1227519.7086 | 2683029.45 | 1227515.6417
96 | 2683012.2216 | 1227519.7086 | 2683016.6042 | 1227505.9937 | 2683018.2303 | 1227494.9001
97 | 2682966.7231 | 1227471.8168 | 2682965.1733 | 1227455.3254
98 | 2682924.7261 | 1227458.0242 | 2682913.0508 | 1227457.7391 | 2682910.8806 | 1227457.8599
99 | 2682921.3194 | 1227496.6037 | 2682923.5879 | 1227491.2755 | 2682924.0389 | 1227490.0618
100 | 2683100.5822 | 1227515.5363 | 2683040.9497 | 1227512.9271 | 2683029.45 | 1227515.6417
101 | 2683018.2303 | 1227494.9001 | 2683019.0503 | 1227489.3053 | 2683019.6493 | 1227477.4483
102 | 2683019.6493 | 1227477.4483 | 2683020.843 | 1227453.8219
103 | 2683022.0278 | 1227430.3709 | 2683020.843 | 1227453.8219
104 | 2683107.3219 | 1227515.8312 | 2683100.5822 | 1227515.5363
105 | 2683107.3219 | 1227515.8312 | 2683114.1179 | 1227516.1286 | 2683141.9735 | 1227507.1748
106 | 2683159.8977 | 1227501.4134 | 2683141.9735 | 1227507.1748
107 | 2682964.8905 | 1227452.3165 | 2682965.1733 | 1227455.3254
108 | 2682964.8905 | 1227452.3165 | 2682963.5627 | 1227438.1871
109 | 2682963.2332 | 1227434.6807 | 2682963.5627 | 1227438.1871
110 | 2683015.4139 | 1227685.511 | 2683013.2029 | 1227690.766
111 | 2683017.4649 | 1227680.6363 | 2683015.4139 | 1227685.511
112 | 2683103.6821 | 1227460.2445 | 2683092.3042 | 1227460.1517
113 | 2683042.8274 | 1227661.3187 | 2683037.4561 | 1227660.4796
114 | 2682991.3318 | 1227649.6055 | 2682985.8915 | 1227648.8351
115 | 2682963.2332 | 1227434.6807 | 2682961.9771 | 1227421.3145
116 | 2682961.7242 | 1227418.6231 | 2682961.9771 | 1227421.3145
117 | 2682961.7242 | 1227418.6231 | 2682960.3941 | 1227404.4695
118 | 2682960.0669 | 1227400.9874 | 2682960.3941 | 1227404.4695
119 | 2682960.0669 | 1227400.9874 | 2682958.8264 | 1227387.7877

## bus_geodata
| x | y | coords
0 | 2683160.5858 | 1227304.3676
1 | 2683107.6312 | 1227328.9764
2 | 2683092.8553 | 1227349.1338
3 | 2683109.802 | 1227317.0597
4 | 2683084.3528 | 1227296.618
5 | 2683036.9461 | 1227353.956
6 | 2683091.4731 | 1227357.8845
7 | 2683032.5956 | 1227364.3361
8 | 2683086.8836 | 1227386.9415
9 | 2683085.4333 | 1227396.1235
10 | 2683082.3408 | 1227415.6172
11 | 2683107.4767 | 1227400.74
12 | 2683077.9796 | 1227443.1086
13 | 2683110.2319 | 1227401.3253
14 | 2683202.3023 | 1227553.9569
15 | 2683200.8821 | 1227544.8386
16 | 2683210.2663 | 1227584.2747
17 | 2683195.9484 | 1227539.4103
18 | 2683184.2113 | 1227586.1492
19 | 2683157.0594 | 1227588.0802
20 | 2683194.4264 | 1227481.7848
21 | 2683171.3764 | 1227497.7237
22 | 2683149.3085 | 1227674.2954
23 | 2683123.4116 | 1227686.2306
24 | 2683026.6862 | 1227385.2688
25 | 2682938.6899 | 1227372.4456
26 | 2682925.5801 | 1227385.3752
27 | 2683023.5433 | 1227407.9587
28 | 2682912.0196 | 1227386.5648
29 | 2682913.7314 | 1227407.8366
30 | 2682920.9692 | 1227428.9537
31 | 2682911.0713 | 1227382.9802
32 | 2683112.0399 | 1227672.9293
33 | 2683089.1223 | 1227668.5507
34 | 2683088.2882 | 1227668.4204
35 | 2683081.3162 | 1227689.6293
36 | 2683081.6191 | 1227667.3786
37 | 2683075.8509 | 1227701.1655
38 | 2683088.1098 | 1227731.9112
39 | 2683070.5026 | 1227723.8485
40 | 2683064.3088 | 1227664.6744
41 | 2683052.5711 | 1227690.83
42 | 2683058.9376 | 1227663.8354
43 | 2683053.5682 | 1227662.9966
44 | 2683048.1987 | 1227662.1578
45 | 2683024.5155 | 1227643.0519
46 | 2683024.5147 | 1227643.0571
47 | 2683024.5974 | 1227642.5316
48 | 2683022.7828 | 1227654.0592
49 | 2683027.2571 | 1227625.6355
50 | 2683007.651 | 1227651.9164
51 | 2683022.1345 | 1227658.153
52 | 2683028.2883 | 1227619.0898
53 | 2683002.21 | 1227651.1459
54 | 2683027.4821 | 1227658.917
55 | 2682975.6295 | 1227651.5027
56 | 2682973.842 | 1227625.0567
57 | 2682963.0053 | 1227616.8352
58 | 2682996.7722 | 1227650.3759
59 | 2683034.2503 | 1227659.9788
60 | 2683019.5183 | 1227675.7556
61 | 2682952.701 | 1227609.0176
62 | 2682946.1061 | 1227643.2012
63 | 2682977.4366 | 1227576.9749
64 | 2682961.5868 | 1227645.3934
65 | 2682991.9201 | 1227558.2393
66 | 2682980.4556 | 1227648.0654
67 | 2683002.3529 | 1227544.7437
68 | 2682972.3144 | 1227544.2234
69 | 2682975.0412 | 1227546.4003
70 | 2682942.1634 | 1227544.0261
71 | 2682987.8281 | 1227556.4046
72 | 2682951.9572 | 1227531.8791
73 | 2682937.7281 | 1227549.5792
74 | 2682998.7241 | 1227541.9245
75 | 2682966.5936 | 1227583.5196
76 | 2682968.3589 | 1227511.5365
77 | 2682927.3484 | 1227562.5883
78 | 2683011.5846 | 1227521.0732
79 | 2682936.8575 | 1227621.8296
80 | 2682965.8121 | 1227483.014
81 | 2682912.1904 | 1227581.5862
82 | 2682934.9299 | 1227482.8501
83 | 2682927.1982 | 1227473.6916
84 | 2682949.2189 | 1227483.7468
85 | 2683032.7819 | 1227568.3313
86 | 2683012.2216 | 1227519.7086
87 | 2682966.7231 | 1227471.8168
88 | 2682924.7261 | 1227458.0242
89 | 2682924.0389 | 1227490.0618
90 | 2682921.3194 | 1227496.6037
91 | 2683047.4146 | 1227579.6742
92 | 2683029.45 | 1227515.6417
93 | 2683018.2303 | 1227494.9001
94 | 2683019.6493 | 1227477.4483
95 | 2683020.843 | 1227453.8219
96 | 2683022.0278 | 1227430.3709
97 | 2683100.5822 | 1227515.5363
98 | 2683107.3219 | 1227515.8312
99 | 2683141.9735 | 1227507.1748
100 | 2683159.8977 | 1227501.4134
101 | 2682965.1733 | 1227455.3254
102 | 2682910.8806 | 1227457.8599
103 | 2682964.8905 | 1227452.3165
104 | 2682963.5627 | 1227438.1871
105 | 2683013.2029 | 1227690.766
106 | 2683015.4139 | 1227685.511
107 | 2683092.3042 | 1227460.1517
108 | 2683132.7316 | 1227407.7254
109 | 2683103.6821 | 1227460.2445
110 | 2683042.8274 | 1227661.3187
111 | 2682985.8915 | 1227648.8351
112 | 2683037.4561 | 1227660.4796
113 | 2683017.4649 | 1227680.6363
114 | 2682963.2332 | 1227434.6807
115 | 2682961.9771 | 1227421.3145
116 | 2682961.7242 | 1227418.6231
117 | 2682960.3941 | 1227404.4695
118 | 2682960.0669 | 1227400.9874
119 | 2682958.8264 | 1227387.7877
120 | 2682991.3318 | 1227649.6055
121 | 2683012.2216 | 1227519.7086

## line_std_types
| c_nf_per_km | r_ohm_per_km | x_ohm_per_km | max_i_ka | type | q_mm2 | alpha | voltage_rating
NAYY 4x50 SE | 210 | 0.642 | 0.083 | 0.142 | cs | 50 | 0.00403 | LV
NAYY 4x120 SE | 264 | 0.225 | 0.08 | 0.242 | cs | 120 | 0.00403 | LV
NAYY 4x150 SE | 261 | 0.208 | 0.08 | 0.27 | cs | 150 | 0.00403 | LV
NA2XS2Y 1x95 RM/25 12/20 kV | 216 | 0.313 | 0.132 | 0.252 | cs | 95 | 0.00403 | MV
NA2XS2Y 1x185 RM/25 12/20 kV | 273 | 0.161 | 0.117 | 0.362 | cs | 185 | 0.00403 | MV
NA2XS2Y 1x240 RM/25 12/20 kV | 304 | 0.122 | 0.112 | 0.421 | cs | 240 | 0.00403 | MV
NA2XS2Y 1x95 RM/25 6/10 kV | 315 | 0.313 | 0.123 | 0.249 | cs | 95 | 0.00403 | MV
NA2XS2Y 1x185 RM/25 6/10 kV | 406 | 0.161 | 0.11 | 0.358 | cs | 185 | 0.00403 | MV
NA2XS2Y 1x240 RM/25 6/10 kV | 456 | 0.122 | 0.105 | 0.416 | cs | 240 | 0.00403 | MV
NA2XS2Y 1x150 RM/25 12/20 kV | 250 | 0.206 | 0.116 | 0.319 | cs | 150 | 0.00403 | MV
NA2XS2Y 1x120 RM/25 12/20 kV | 230 | 0.253 | 0.119 | 0.283 | cs | 120 | 0.00403 | MV
NA2XS2Y 1x70 RM/25 12/20 kV | 190 | 0.443 | 0.132 | 0.22 | cs | 70 | 0.00403 | MV
NA2XS2Y 1x150 RM/25 6/10 kV | 360 | 0.206 | 0.11 | 0.315 | cs | 150 | 0.00403 | MV
NA2XS2Y 1x120 RM/25 6/10 kV | 340 | 0.253 | 0.113 | 0.28 | cs | 120 | 0.00403 | MV
NA2XS2Y 1x70 RM/25 6/10 kV | 280 | 0.443 | 0.123 | 0.217 | cs | 70 | 0.00403 | MV
N2XS(FL)2Y 1x120 RM/35 64/110 kV | 112 | 0.153 | 0.166 | 0.366 | cs | 120 | 0.00393 | HV
N2XS(FL)2Y 1x185 RM/35 64/110 kV | 125 | 0.099 | 0.156 | 0.457 | cs | 185 | 0.00393 | HV
N2XS(FL)2Y 1x240 RM/35 64/110 kV | 135 | 0.075 | 0.149 | 0.526 | cs | 240 | 0.00393 | HV
N2XS(FL)2Y 1x300 RM/35 64/110 kV | 144 | 0.06 | 0.144 | 0.588 | cs | 300 | 0.00393 | HV
15-AL1/3-ST1A 0.4 | 11 | 1.8769 | 0.35 | 0.105 | ol | 16 | 0.00403 | LV
24-AL1/4-ST1A 0.4 | 11.25 | 1.2012 | 0.335 | 0.14 | ol | 24 | 0.00403 | LV
48-AL1/8-ST1A 0.4 | 12.2 | 0.5939 | 0.3 | 0.21 | ol | 48 | 0.00403 | LV
94-AL1/15-ST1A 0.4 | 13.2 | 0.306 | 0.29 | 0.35 | ol | 94 | 0.00403 | LV
34-AL1/6-ST1A 10.0 | 9.7 | 0.8342 | 0.36 | 0.17 | ol | 34 | 0.00403 | MV
48-AL1/8-ST1A 10.0 | 10.1 | 0.5939 | 0.35 | 0.21 | ol | 48 | 0.00403 | MV
70-AL1/11-ST1A 10.0 | 10.4 | 0.4132 | 0.339 | 0.29 | ol | 70 | 0.00403 | MV
94-AL1/15-ST1A 10.0 | 10.75 | 0.306 | 0.33 | 0.35 | ol | 94 | 0.00403 | MV
122-AL1/20-ST1A 10.0 | 11.1 | 0.2376 | 0.323 | 0.41 | ol | 122 | 0.00403 | MV
149-AL1/24-ST1A 10.0 | 11.25 | 0.194 | 0.315 | 0.47 | ol | 149 | 0.00403 | MV
34-AL1/6-ST1A 20.0 | 9.15 | 0.8342 | 0.382 | 0.17 | ol | 34 | 0.00403 | MV
48-AL1/8-ST1A 20.0 | 9.5 | 0.5939 | 0.372 | 0.21 | ol | 48 | 0.00403 | MV
70-AL1/11-ST1A 20.0 | 9.7 | 0.4132 | 0.36 | 0.29 | ol | 70 | 0.00403 | MV
94-AL1/15-ST1A 20.0 | 10 | 0.306 | 0.35 | 0.35 | ol | 94 | 0.00403 | MV
122-AL1/20-ST1A 20.0 | 10.3 | 0.2376 | 0.344 | 0.41 | ol | 122 | 0.00403 | MV
149-AL1/24-ST1A 20.0 | 10.5 | 0.194 | 0.337 | 0.47 | ol | 149 | 0.00403 | MV
184-AL1/30-ST1A 20.0 | 10.75 | 0.1571 | 0.33 | 0.535 | ol | 184 | 0.00403 | MV
243-AL1/39-ST1A 20.0 | 11 | 0.1188 | 0.32 | 0.645 | ol | 243 | 0.00403 | MV
48-AL1/8-ST1A 110.0 | 8 | 0.5939 | 0.46 | 0.21 | ol | 48 | 0.00403 | HV
70-AL1/11-ST1A 110.0 | 8.4 | 0.4132 | 0.45 | 0.29 | ol | 70 | 0.00403 | HV
94-AL1/15-ST1A 110.0 | 8.65 | 0.306 | 0.44 | 0.35 | ol | 94 | 0.00403 | HV
122-AL1/20-ST1A 110.0 | 8.5 | 0.2376 | 0.43 | 0.41 | ol | 122 | 0.00403 | HV
149-AL1/24-ST1A 110.0 | 8.75 | 0.194 | 0.41 | 0.47 | ol | 149 | 0.00403 | HV
184-AL1/30-ST1A 110.0 | 8.8 | 0.1571 | 0.4 | 0.535 | ol | 184 | 0.00403 | HV
243-AL1/39-ST1A 110.0 | 9 | 0.1188 | 0.39 | 0.645 | ol | 243 | 0.00403 | HV
305-AL1/39-ST1A 110.0 | 9.2 | 0.0949 | 0.38 | 0.74 | ol | 305 | 0.00403 | HV
490-AL1/64-ST1A 110.0 | 9.75 | 0.059 | 0.37 | 0.96 | ol | 490 | 0.00403 | HV
679-AL1/86-ST1A 110.0 | 9.95 | 0.042 | 0.36 | 1.15 | ol | 679 | 0.00403 | HV
490-AL1/64-ST1A 220.0 | 10 | 0.059 | 0.285 | 0.96 | ol | 490 | 0.00403 | HV
679-AL1/86-ST1A 220.0 | 11.7 | 0.042 | 0.275 | 1.15 | ol | 679 | 0.00403 | HV
490-AL1/64-ST1A 380.0 | 11 | 0.059 | 0.253 | 0.96 | ol | 490 | 0.00403 | HV
679-AL1/86-ST1A 380.0 | 14.6 | 0.042 | 0.25 | 1.15 | ol | 679 | 0.00403 | HV

## trafo_std_types
| i0_percent | pfe_kw | vkr_percent | sn_mva | vn_lv_kv | vn_hv_kv | vk_percent | shift_degree | vector_group | tap_side | tap_neutral | tap_min | tap_max | tap_step_degree | tap_step_percent | tap_phase_shifter
160 MVA 380/110 kV | 0.06 | 60 | 0.25 | 160 | 110 | 380 | 12.2 | 0 | Yy0 | hv | 0 | -9 | 9 | 0 | 1.5 | FALSE
100 MVA 220/110 kV | 0.06 | 55 | 0.26 | 100 | 110 | 220 | 12 | 0 | Yy0 | hv | 0 | -9 | 9 | 0 | 1.5 | FALSE
63 MVA 110/20 kV | 0.04 | 22 | 0.32 | 63 | 20 | 110 | 18 | 150 | YNd5 | hv | 0 | -9 | 9 | 0 | 1.5 | FALSE
40 MVA 110/20 kV | 0.05 | 18 | 0.34 | 40 | 20 | 110 | 16.2 | 150 | YNd5 | hv | 0 | -9 | 9 | 0 | 1.5 | FALSE
25 MVA 110/20 kV | 0.07 | 14 | 0.41 | 25 | 20 | 110 | 12 | 150 | YNd5 | hv | 0 | -9 | 9 | 0 | 1.5 | FALSE
63 MVA 110/10 kV | 0.04 | 22 | 0.32 | 63 | 10 | 110 | 18 | 150 | YNd5 | hv | 0 | -9 | 9 | 0 | 1.5 | FALSE
40 MVA 110/10 kV | 0.05 | 18 | 0.34 | 40 | 10 | 110 | 16.2 | 150 | YNd5 | hv | 0 | -9 | 9 | 0 | 1.5 | FALSE
25 MVA 110/10 kV | 0.07 | 14 | 0.41 | 25 | 10 | 110 | 12 | 150 | YNd5 | hv | 0 | -9 | 9 | 0 | 1.5 | FALSE
0.25 MVA 20/0.4 kV | 0.32 | 0.8 | 1.44 | 0.25 | 0.4 | 20 | 6 | 150 | Yzn5 | hv | 0 | -2 | 2 | 0 | 2.5 | FALSE
0.4 MVA 20/0.4 kV | 0.3375 | 1.35 | 1.425 | 0.4 | 0.4 | 20 | 6 | 150 | Dyn5 | hv | 0 | -2 | 2 | 0 | 2.5 | FALSE
0.63 MVA 20/0.4 kV | 0.2619 | 1.65 | 1.206 | 0.63 | 0.4 | 20 | 6 | 150 | Dyn5 | hv | 0 | -2 | 2 | 0 | 2.5 | FALSE
0.25 MVA 10/0.4 kV | 0.24 | 0.6 | 1.2 | 0.25 | 0.4 | 10 | 4 | 150 | Dyn5 | hv | 0 | -2 | 2 | 0 | 2.5 | FALSE
0.4 MVA 10/0.4 kV | 0.2375 | 0.95 | 1.325 | 0.4 | 0.4 | 10 | 4 | 150 | Dyn5 | hv | 0 | -2 | 2 | 0 | 2.5 | FALSE
0.63 MVA 10/0.4 kV | 0.1873 | 1.18 | 1.0794 | 0.63 | 0.4 | 10 | 4 | 150 | Dyn5 | hv | 0 | -2 | 2 | 0 | 2.5 | FALSE

## trafo3w_std_types
| sn_hv_mva | sn_mv_mva | sn_lv_mva | vn_hv_kv | vn_mv_kv | vn_lv_kv | vk_hv_percent | vk_mv_percent | vk_lv_percent | vkr_hv_percent | vkr_mv_percent | vkr_lv_percent | pfe_kw | i0_percent | shift_mv_degree | shift_lv_degree | vector_group | tap_side | tap_neutral | tap_min | tap_max | tap_step_percent
63/25/38 MVA 110/20/10 kV | 63 | 25 | 38 | 110 | 20 | 10 | 10.4 | 10.4 | 10.4 | 0.28 | 0.32 | 0.35 | 35 | 0.89 | 0 | 0 | YN0yn0yn0 | hv | 0 | -10 | 10 | 1.2
63/25/38 MVA 110/10/10 kV | 63 | 25 | 38 | 110 | 10 | 10 | 10.4 | 10.4 | 10.4 | 0.28 | 0.32 | 0.35 | 35 | 0.89 | 0 | 0 | YN0yn0yn0 | hv | 0 | -10 | 10 | 1.2

## fuse_std_types
| fuse_type | i_rated_a | t_avg | t_min | t_total | x_avg | x_min | x_total
HV 100A | HV 100A | 100 | 0 | [10.0, 3.64, 0.854, 0.281, 0.1, 0.0531, 0.022, 0.01] | [10.0, 4.267, 1.21, 0.403, 0.1, 0.058, 0.022, 0.01] | 0 | [300.0, 350.0, 450.0, 550.0, 700.0, 850.0, 1200.0, 1752.0] | [600.0, 700.0, 900.0, 1150.0, 1665.0, 2000.0, 3000.0, 4313.0]
HV 10A | HV 10A | 10 | 0 | [10.0, 1675.0, 0.344, 0.156, 0.1, 0.0417, 0.0171, 0.01] | [10.0, 1.3, 0.3, 0.155, 0.1, 0.0555, 0.023, 0.01] | 0 | [30.0, 32.0, 35.0, 37.0, 39.0, 50.0, 70.0, 88.0] | [60.0, 70.0, 80.0, 87.0, 94.0, 110.0, 150.0, 216.0]
HV 125A | HV 125A | 125 | 0 | [10.0, 1.82, 0.344, 0.1, 0.0467, 0.0269, 0.01] | [10.0, 2.478, 0.426, 0.1, 0.0427, 0.0211, 0.01] | 0 | [375.0, 500.0, 700.0, 925.0, 1200.0, 1500.0, 2341.0] | [750.0, 1000.0, 1500.0, 2200.0, 3000.0, 4000.0, 5765.0]
HV 160A | HV 160A | 160 | 0 | [10.0, 4.15, 1.03, 0.198, 0.1, 0.051, 0.0172, 0.01] | [10.0, 2.3, 0.734, 0.274, 0.1, 0.046, 0.0177, 0.01] | 0 | [480.0, 550.0, 700.0, 1000.0, 1260.0, 1600.0, 2500.0, 3227.0] | [960.0, 1300.0, 1700.0, 2200.0, 2996.0, 4000.0, 6000.0, 7946.0]
HV 16A | HV 16A | 16 | 0 | [10.0, 0.352, 0.164, 0.1, 0.0649, 0.0342, 0.01] | [10.0, 2.34, 0.722, 0.181, 0.1, 0.055, 0.0296, 0.01] | 0 | [48.0, 60.0, 65.0, 71.0, 80.0, 100.0, 162.0] | [96.0, 110.0, 125.0, 150.0, 168.0, 200.0, 250.0, 398.0]
HV 200A | HV 200A | 200 | 0 | [10.0, 4.267, 1.21, 0.403, 0.1, 0.058, 0.022, 0.01] | [10.0, 3.73, 1.654, 0.328, 0.1, 0.0531, 0.019, 0.01] | 0 | [600.0, 700.0, 900.0, 1150.0, 1665.0, 2000.0, 3000.0, 4313.0] | [1200.0, 1500.0, 1800.0, 2700.0, 3960.0, 5000.0, 7500.0, 10620.0]
HV 20A | HV 20A | 20 | 0 | [10.0, 1.3, 0.3, 0.155, 0.1, 0.0555, 0.023, 0.01] | [10.0, 1.3, 0.161, 0.1, 0.0611, 0.0399, 0.0141, 0.01] | 0 | [60.0, 70.0, 80.0, 87.0, 94.0, 110.0, 150.0, 216.0] | [120.0, 150.0, 200.0, 223.0, 260.0, 300.0, 450.0, 532.0]
HV 25A | HV 25A | 25 | 0 | [10.0, 2.512, 0.833, 0.299, 0.1, 0.0372, 0.0223, 0.01] | [10.0, 3.125, 0.597, 0.198, 0.1, 0.0378, 0.022, 0.01] | 0 | [75.0, 82.0, 90.0, 100.0, 124.0, 170.0, 200.0, 289.0] | [150.0, 170.0, 210.0, 250.0, 294.0, 400.0, 500.0, 711.0]
HV 31.5A | HV 31.5A | 31.5 | 0 | [10.0, 2.34, 0.722, 0.181, 0.1, 0.055, 0.0296, 0.01] | [10.0, 2.84, 0.368, 0.164, 0.1, 0.0621, 0.0378, 0.0195, 0.01] | 0 | [95.0, 110.0, 125.0, 150.0, 165.0, 200.0, 250.0, 390.0] | [189.0, 220.0, 300.0, 350.0, 393.0, 450.0, 530.0, 700.0, 960.0]
HV 40A | HV 40A | 40 | 0 | [10.0, 1.3, 0.161, 0.1, 0.0611, 0.0399, 0.0141, 0.01] | [10.0, 2.05, 0.369, 0.198, 0.1, 0.051, 0.0298, 0.01] | 0 | [120.0, 150.0, 200.0, 223.0, 260.0, 300.0, 450.0, 532.0] | [240.0, 300.0, 400.0, 450.0, 530.0, 650.0, 800.0, 1311.0]
HV 50A | HV 50A | 50 | 0 | [10.0, 3.215, 0.597, 0.198, 0.1, 0.0378, 0.022, 0.01] | [10.0, 3.64, 0.854, 0.281, 0.1, 0.0531, 0.022, 0.01] | 0 | [150.0, 170.0, 210.0, 250.0, 294.0, 400.0, 500.0, 711.0] | [300.0, 350.0, 450.0, 550.0, 700.0, 850.0, 1200.0, 1752.0]
HV 6.3A | HV 6.3A | 6.3 | 0 | [10.0, 1.39, 0.344, 0.168, 0.1, 0.056, 0.0263, 0.01] | [10.0, 1.711, 0.516, 0.198, 0.1, 0.0634, 0.0303, 0.01] | 0 | [19.0, 19.5, 20.4, 20.8, 22.0, 25.0, 32.0, 48.0] | [38.0, 40.0, 43.0, 48.0, 53.0, 60.0, 75.0, 118.0]
HV 63A | HV 63A | 63 | 0 | [10.0, 2.84, 0.368, 0.164, 0.1, 0.0621, 0.0378, 0.0195, 0.01] | [10.0, 1.82, 0.344, 0.1, 0.0467, 0.0269, 0.01] | 0 | [189.0, 220.0, 300.0, 350.0, 393.0, 450.0, 530.0, 700.0, 961.0] | [378.0, 500.0, 700.0, 934.0, 1200.0, 1500.0, 2366.0]
HV 80A | HV 80A | 80 | 0 | [10.0, 2.05, 0.369, 0.198, 0.1, 0.051, 0.0298, 0.01] | [10.0, 4.15, 1.03, 0.198, 0.1, 0.051, 0.0172, 0.01] | 0 | [240.0, 300.0, 400.0, 450.0, 530.0, 650.0, 800.0, 1311.0] | [480.0, 550.0, 700.0, 1000.0, 1260.0, 1600.0, 2500.0, 3227.0]
Siemens NH-1-100 | Siemens NH-1-100 | 100 | [5400.0, 2000.0, 400.0, 20.0, 1.0, 0.2, 0.012, 0.004] | 0 | 0 | [150.0, 190.0, 250.0, 430.0, 900.0, 1250.0, 2700.0, 3600.0] | 0 | 0
Siemens NH-1-125 | Siemens NH-1-125 | 125 | [4800.0, 120.0, 7.0, 0.1, 0.004] | 0 | 0 | [180.0, 400.0, 740.0, 2000.0, 4250.0] | 0 | 0
Siemens NH-1-16 | Siemens NH-1-16 | 16 | [4000.0, 400.0, 2.0, 0.1, 0.04, 0.01] | 0 | 0 | [26.0, 35.0, 75.0, 150.0, 200.0, 300.0] | 0 | 0
Siemens NH-1-160 | Siemens NH-1-160 | 160 | [4800.0, 120.0, 7.0, 0.1, 0.004] | 0 | 0 | [210.0, 500.0, 900.0, 2300.0, 5000.0] | 0 | 0
Siemens NH-1-25 | Siemens NH-1-25 | 25 | [4000.0, 1000.0, 10.0, 0.2, 0.02, 0.01] | 0 | 0 | [40.0, 50.0, 100.0, 210.0, 400.0, 500.0] | 0 | 0
Siemens NH-1-50 | Siemens NH-1-50 | 50 | [4000.0, 40.0, 4.0, 1.0, 0.02, 0.01] | 0 | 0 | [86.0, 200.0, 300.0, 400.0, 1000.0, 1280.0] | 0 | 0
Siemens NH-1-63 | Siemens NH-1-63 | 63 | [4000.0, 100.0, 10.0, 2.0, 0.04, 0.01] | 0 | 0 | [100.0, 200.0, 300.0, 400.0, 1000.0, 1500.0] | 0 | 0
Siemens NH-1-80 | Siemens NH-1-80 | 80 | [4800.0, 120.0, 7.0, 0.1, 0.01] | 0 | 0 | [150.58, 250.0, 450.0, 1150.0, 2470.0] | 0 | 0
Siemens NH-2-1000 | Siemens NH-2-1000 | 1000 | [4800.0, 120.0, 7.0, 0.1, 0.004] | 0 | 0 | [1900.0, 3500.0, 8400.0, 24000.0, 52000.0] | 0 | 0
Siemens NH-2-200 | Siemens NH-2-200 | 200 | [4800.0, 120.0, 7.0, 0.1, 0.004] | 0 | 0 | [280.0, 650.0, 1200.0, 3000.0, 7000.0] | 0 | 0
Siemens NH-2-224 | Siemens NH-2-224 | 224 | [4800.0, 120.0, 7.0, 0.2, 0.04, 0.004] | 0 | 0 | [400.0, 750.0, 1453.0, 3025.0, 4315.0, 7600.0] | 0 | 0
Siemens NH-2-250 | Siemens NH-2-250 | 250 | [4800.0, 120.0, 7.0, 0.1, 0.004] | 0 | 0 | [450.0, 800.0, 1650.0, 4000.0, 8500.0] | 0 | 0
Siemens NH-2-315 | Siemens NH-2-315 | 315 | [4800.0, 120.0, 7.0, 0.1, 0.004] | 0 | 0 | [550.0, 920.0, 1900.0, 5000.0, 11000.0] | 0 | 0
Siemens NH-2-355 | Siemens NH-2-355 | 355 | [4800.0, 120.0, 6.0, 0.1, 0.004] | 0 | 0 | [650.0, 1116.27, 2350.0, 5840.0, 12790.0] | 0 | 0
Siemens NH-2-400 | Siemens NH-2-400 | 400 | [4800.0, 120.0, 7.0, 0.1, 0.004] | 0 | 0 | [720.0, 1350.0, 2800.0, 6500.0, 15000.0] | 0 | 0
Siemens NH-2-425 | Siemens NH-2-425 | 425 | [4800.0, 120.0, 7.0, 0.1, 0.004] | 0 | 0 | [850.0, 1500.0, 3050.0, 7500.0, 16500.0] | 0 | 0
Siemens NH-2-630 | Siemens NH-2-630 | 630 | [4800.0, 120.0, 7.0, 0.1, 0.004] | 0 | 0 | [1200.0, 2000.0, 4800.0, 12000.0, 26000.0] | 0 | 0

## res_bus
| vm_pu | va_degree | p_mw | q_mvar
0 | 0.98755 | -0.2394 | 0.021628 | 0.0054204
1 | 0.98813 | -0.22812 | 0 | 0
2 | 0.98753 | -0.23976 | 0.01784 | 0.0044711
3 | 0.98846 | -0.22157 | 0.0062537 | 0.0015673
4 | 0.98984 | -0.19479 | 0 | 0
5 | 0.99205 | -0.15224 | 0.0026195 | 0.00065651
6 | 0.98736 | -0.24299 | 0.002898 | 0.00072631
7 | 0.99238 | -0.14576 | 0.0012347 | 0.00030944
8 | 0.98683 | -0.25333 | 0.0037675 | 0.00094422
9 | 0.98667 | -0.25645 | 0 | 0
10 | 0.98652 | -0.25927 | 0.0057725 | 0.0014467
11 | 0.98645 | -0.26077 | 0.004417 | 0.001107
12 | 0.98636 | -0.26254 | 0.0072551 | 0.0018183
13 | 0.98642 | -0.26125 | 0.012148 | 0.0030447
14 | 0.98304 | -0.32716 | 0.011121 | 0.0027872
15 | 0.98302 | -0.32752 | 0 | 0
16 | 0.98343 | -0.31937 | 0 | 0
17 | 0.983 | -0.3278 | 0.0021304 | 0.00053393
18 | 0.98359 | -0.31626 | 0.0019815 | 0.00049661
19 | 0.98369 | -0.31439 | 0.015274 | 0.003828
20 | 0.99516 | -0.093054 | 0.0069291 | 0.0017366
21 | 0.99534 | -0.089627 | 0.0052041 | 0.0013043
22 | 0.98446 | -0.29927 | 0 | 0
23 | 0.98466 | -0.29537 | 0 | 0
24 | 0.99304 | -0.13313 | 0.0050371 | 0.0012624
25 | 0.9888 | -0.2155 | 0.0059611 | 0.001494
26 | 0.98891 | -0.21329 | 0 | 0
27 | 0.99375 | -0.11935 | 0.0063805 | 0.0015991
28 | 0.98893 | -0.21281 | 0 | 0
29 | 0.98905 | -0.21062 | 0 | 0
30 | 0.98916 | -0.20834 | 0.022534 | 0.0056476
31 | 0.98892 | -0.21309 | 0.016954 | 0.0042492
32 | 0.98479 | -0.29291 | 0.0097744 | 0.0024497
33 | 0.985 | -0.28868 | 0 | 0
34 | 0.98502 | -0.28842 | 0.011186 | 0.0028035
35 | 0.98486 | -0.29154 | 0.0035366 | 0.00088637
36 | 0.98514 | -0.28601 | 0.009332 | 0.0023388
37 | 0.98479 | -0.29295 | 0 | 0
38 | 0.98467 | -0.29517 | 0.0038538 | 0.00096586
39 | 0.9847 | -0.29472 | 0.012021 | 0.0030127
40 | 0.9855 | -0.27901 | 0.0027894 | 0.0006991
41 | 0.98473 | -0.29395 | 0.0087211 | 0.0021857
42 | 0.98562 | -0.27677 | 0.002804 | 0.00070274
43 | 0.98573 | -0.27447 | 0.0028221 | 0.00070728
44 | 0.98586 | -0.27209 | 0.0028383 | 0.00071135
45 | 0.98655 | -0.25862 | 0.0029094 | 0.00072916
46 | 0.98655 | -0.25862 | 0.0028911 | 0.00072459
47 | 0.98654 | -0.25868 | 0.0029525 | 0.00073996
48 | 0.98662 | -0.25713 | 0 | 0
49 | 0.98646 | -0.26031 | 0 | 0
50 | 0.98718 | -0.24631 | 0.0029516 | 0.00073973
51 | 0.9865 | -0.2595 | 0 | 0
52 | 0.98643 | -0.26094 | 0.021273 | 0.0053315
53 | 0.98738 | -0.24235 | 0.0029516 | 0.00073973
54 | 0.98636 | -0.26236 | 0 | 0
55 | 0.9864 | -0.26158 | 0.0098844 | 0.0024773
56 | 0.99152 | -0.16227 | 0.0056642 | 0.0014196
57 | 0.99154 | -0.16193 | 0.0031467 | 0.00078864
58 | 0.98759 | -0.23833 | 0.0023725 | 0.00059461
59 | 0.98619 | -0.2656 | 0 | 0
60 | 0.9863 | -0.26341 | 0.0030337 | 0.00076032
61 | 0.99157 | -0.16142 | 0 | 0
62 | 0.98962 | -0.1989 | 0.003816 | 0.00095639
63 | 0.99332 | -0.12762 | 0.0059481 | 0.0014907
64 | 0.98899 | -0.21116 | 0.0025285 | 0.00063371
65 | 0.99438 | -0.10728 | 0.0052086 | 0.0013054
66 | 0.98823 | -0.2259 | 0.0023685 | 0.00059361
67 | 0.99517 | -0.092265 | 0 | 0
68 | 0.99385 | -0.11755 | 0.0072748 | 0.0018232
69 | 0.99399 | -0.11498 | 0.0053158 | 0.0013323
70 | 0.99261 | -0.14164 | 0 | 0
71 | 0.99463 | -0.10264 | 0 | 0
72 | 0.99212 | -0.15106 | 0.011067 | 0.0027736
73 | 0.99257 | -0.14237 | 0 | 0
74 | 0.99539 | -0.08805 | 0 | 0
75 | 0.99454 | -0.10427 | 0.0072722 | 0.0018226
76 | 0.99137 | -0.16557 | 0.011064 | 0.0027728
77 | 0.99248 | -0.14409 | 0.011999 | 0.0030073
78 | 0.99759 | -0.045803 | 0.0032284 | 0.00080912
79 | 0.99451 | -0.10501 | 0.0034401 | 0.00086216
80 | 0.99045 | -0.18344 | 0 | 0
81 | 0.99242 | -0.14532 | 0.011378 | 0.0028517
82 | 0.98995 | -0.19304 | 0 | 0
83 | 0.98969 | -0.19822 | 0 | 0
84 | 0.99017 | -0.18885 | 0.0048576 | 0.0012174
85 | 0.99509 | -0.093788 | 0.0025786 | 0.00064626
86 | 0.99773 | -0.043197 | 0 | 0
87 | 0.99033 | -0.18568 | 0.0032609 | 0.00081727
88 | 0.98947 | -0.20237 | 0 | 0
89 | 0.98966 | -0.19877 | 0.0033726 | 0.00084525
90 | 0.98965 | -0.19889 | 0.0039045 | 0.00097856
91 | 0.99506 | -0.09431 | 0.0064035 | 0.0016049
92 | 1 | 0 | -0.61035 | -0.15481
93 | 0.99677 | -0.061541 | 0.0041226 | 0.0010332
94 | 0.99613 | -0.073798 | 0.0053019 | 0.0013288
95 | 0.99529 | -0.089814 | 0.0049634 | 0.0012439
96 | 0.99449 | -0.10522 | 0.0065214 | 0.0016344
97 | 0.99713 | -0.055168 | 0.0040306 | 0.0010102
98 | 0.99688 | -0.059913 | 0.0067125 | 0.0016823
99 | 0.99578 | -0.081057 | 0.015277 | 0.0038289
100 | 0.99547 | -0.087053 | 0.0059803 | 0.0014988
101 | 0.99018 | -0.18867 | 0.0044274 | 0.0011096
102 | 0.98943 | -0.20316 | 0.012824 | 0.003214
103 | 0.99015 | -0.18916 | 0.004856 | 0.001217
104 | 0.99005 | -0.19113 | 0.0041783 | 0.0010472
105 | 0.98627 | -0.26395 | 0.0033388 | 0.00083677
106 | 0.98628 | -0.26378 | 0.0030265 | 0.0007585
107 | 0.98623 | -0.26506 | 0.0076344 | 0.0019134
108 | 0.98628 | -0.26401 | 0.026283 | 0.0065872
109 | 0.9862 | -0.26564 | 0.011329 | 0.0028394
110 | 0.98598 | -0.26965 | 0.0028586 | 0.00071643
111 | 0.98801 | -0.2301 | 0.0023725 | 0.00059461
112 | 0.98611 | -0.26714 | 0.0028729 | 0.00072002
113 | 0.98629 | -0.26363 | 0.0028805 | 0.00072192
114 | 0.99003 | -0.19156 | 0.004856 | 0.001217
115 | 0.98996 | -0.19289 | 0.0040179 | 0.001007
116 | 0.98995 | -0.19311 | 0.0048586 | 0.0012177
117 | 0.98991 | -0.19396 | 0.0038391 | 0.00096218
118 | 0.9899 | -0.1941 | 0.0048586 | 0.0012177
119 | 0.98988 | -0.19438 | 0.0047022 | 0.0011785
120 | 0.9878 | -0.23424 | 0.0023764 | 0.00059558
121 | 0.99998 | 149.9956 | 0 | 0

## res_line
| p_from_mw | q_from_mvar | p_to_mw | q_to_mvar | pl_mw | ql_mvar | i_from_ka | i_to_ka | i_ka | vm_from_pu | va_from_degree | vm_to_pu | va_to_degree | loading_percent
0 | -0.021628 | -0.0054204 | 0.021639 | 0.0054264 | 1.1627e-05 | 5.9464e-06 | 0.032588 | 0.032588 | 0.032588 | 0.98755 | -0.2394 | 0.98813 | -0.22812 | 4.4764
1 | 0.099487 | 0.024978 | -0.099432 | -0.024944 | 5.5201e-05 | 3.3985e-05 | 0.14983 | 0.14983 | 0.14983 | 0.98813 | -0.22812 | 0.98753 | -0.23976 | 10.2908
2 | -0.12113 | -0.030405 | 0.12116 | 0.030428 | 3.7858e-05 | 2.3607e-05 | 0.18242 | 0.18242 | 0.18242 | 0.98813 | -0.22812 | 0.98846 | -0.22157 | 12.5289
3 | 0.081592 | 0.020473 | -0.081579 | -0.020466 | 1.2556e-05 | 7.5824e-06 | 0.12295 | 0.12295 | 0.12295 | 0.98753 | -0.23976 | 0.98736 | -0.24299 | 8.4445
4 | -0.12742 | -0.031996 | 0.12758 | 0.032097 | 0.00016304 | 0.00010192 | 0.19183 | 0.19183 | 0.19183 | 0.98846 | -0.22157 | 0.98984 | -0.19479 | 13.1755
5 | -0.12758 | -0.032097 | 0.12784 | 0.03226 | 0.00025991 | 0.00016246 | 0.19183 | 0.19183 | 0.19183 | 0.98984 | -0.19479 | 0.99205 | -0.15224 | 13.1754
6 | -0.13046 | -0.032916 | 0.1305 | 0.032942 | 4.0482e-05 | 2.5326e-05 | 0.19576 | 0.19576 | 0.19576 | 0.99205 | -0.15224 | 0.99238 | -0.14576 | 13.4452
7 | 0.078681 | 0.019739 | -0.078643 | -0.019716 | 3.8782e-05 | 2.3317e-05 | 0.11859 | 0.11859 | 0.11859 | 0.98736 | -0.24299 | 0.98683 | -0.25333 | 8.1446
8 | -0.13174 | -0.033251 | 0.13182 | 0.033301 | 7.9805e-05 | 4.9948e-05 | 0.19761 | 0.19761 | 0.19761 | 0.99238 | -0.14576 | 0.99304 | -0.13313 | 13.5723
9 | 0.074875 | 0.018772 | -0.074864 | -0.018765 | 1.1109e-05 | 6.6349e-06 | 0.1129 | 0.1129 | 0.1129 | 0.98683 | -0.25333 | 0.98667 | -0.25645 | 7.7545
10 | 0.032002 | 0.0080203 | -0.031998 | -0.0080185 | 4.3102e-06 | 1.7503e-06 | 0.048263 | 0.048263 | 0.048263 | 0.98667 | -0.25645 | 0.98652 | -0.25927 | 3.3148
11 | 0.042862 | 0.010745 | -0.042853 | -0.01074 | 8.8227e-06 | 4.4962e-06 | 0.064642 | 0.064642 | 0.064642 | 0.98667 | -0.25645 | 0.98645 | -0.26077 | 4.4397
12 | 0.026225 | 0.0065718 | -0.026221 | -0.0065706 | 4.0833e-06 | 1.1919e-06 | 0.039557 | 0.039557 | 0.039557 | 0.98652 | -0.25927 | 0.98636 | -0.26254 | 2.7168
13 | 0.038436 | 0.0096333 | -0.038435 | -0.0096329 | 8.8777e-07 | 4.2433e-07 | 0.057979 | 0.057979 | 0.057979 | 0.98645 | -0.26077 | 0.98642 | -0.26125 | 3.9821
14 | 0.018966 | 0.0047523 | -0.018964 | -0.0047523 | 2.2724e-06 | -5.7108e-08 | 0.028612 | 0.028612 | 0.028612 | 0.98636 | -0.26254 | 0.98623 | -0.26506 | 1.9651
15 | 0.026287 | 0.0065882 | -0.026283 | -0.0065872 | 3.4484e-06 | 1.0127e-06 | 0.039654 | 0.039654 | 0.039654 | 0.98642 | -0.26125 | 0.98628 | -0.26401 | 2.7235
16 | 0.0021305 | 0.00053376 | -0.0021304 | -0.00053386 | 3.6621e-08 | -9.5608e-08 | 0.0032248 | 0.0032249 | 0.0032249 | 0.98304 | -0.32716 | 0.98302 | -0.32752 | 0.88596
17 | -0.013251 | -0.0033209 | 0.013256 | 0.0033236 | 4.9143e-06 | 2.7321e-06 | 0.020058 | 0.020058 | 0.020058 | 0.98304 | -0.32716 | 0.98343 | -0.31937 | 5.5106
18 | 0.0021304 | 0.00053386 | -0.0021304 | -0.00053393 | 2.8571e-08 | -7.4588e-08 | 0.0032249 | 0.0032249 | 0.0032249 | 0.98302 | -0.32752 | 0.983 | -0.3278 | 0.88596
19 | -0.013256 | -0.0033236 | 0.013258 | 0.0033242 | 1.9706e-06 | 5.9818e-07 | 0.020058 | 0.020058 | 0.020058 | 0.98343 | -0.31937 | 0.98359 | -0.31626 | 2.7553
20 | -0.01524 | -0.0038208 | 0.015241 | 0.0038203 | 1.3565e-06 | -5.1395e-07 | 0.023056 | 0.023055 | 0.023056 | 0.98359 | -0.31626 | 0.98369 | -0.31439 | 1.5835
21 | -0.030515 | -0.0076484 | 0.030537 | 0.0076569 | 2.1982e-05 | 8.4762e-06 | 0.04616 | 0.046158 | 0.04616 | 0.98369 | -0.31439 | 0.98446 | -0.29927 | 3.1703
22 | -0.0069291 | -0.0017366 | 0.0069302 | 0.001737 | 1.1314e-06 | 3.5885e-07 | 0.010361 | 0.010361 | 0.010361 | 0.99516 | -0.093054 | 0.99534 | -0.089627 | 2.8464
23 | -0.012134 | -0.0030412 | 0.012136 | 0.003042 | 1.4879e-06 | 7.9554e-07 | 0.018141 | 0.018141 | 0.018141 | 0.99534 | -0.089627 | 0.99547 | -0.087053 | 4.9837
24 | -0.030537 | -0.0076569 | 0.030543 | 0.007659 | 5.6822e-06 | 2.1895e-06 | 0.046158 | 0.046158 | 0.046158 | 0.98446 | -0.29927 | 0.98466 | -0.29537 | 3.1702
25 | -0.030543 | -0.007659 | 0.030546 | 0.0076604 | 3.5862e-06 | 1.3815e-06 | 0.046158 | 0.046157 | 0.046158 | 0.98466 | -0.29537 | 0.98479 | -0.29291 | 3.1702
26 | -0.13685 | -0.034564 | 0.13694 | 0.03462 | 9.0396e-05 | 5.6667e-05 | 0.20516 | 0.20516 | 0.20516 | 0.99304 | -0.13313 | 0.99375 | -0.11935 | 14.0907
27 | -0.0059611 | -0.001494 | 0.0059617 | 0.0014941 | 6.2994e-07 | 1.3537e-07 | 0.0089707 | 0.0089706 | 0.0089707 | 0.9888 | -0.2155 | 0.98891 | -0.21329 | 2.4645
28 | -0.0059617 | -0.0014941 | 0.0059619 | 0.0014937 | 1.3653e-07 | -4.3506e-07 | 0.0089706 | 0.0089704 | 0.0089706 | 0.98891 | -0.21329 | 0.98893 | -0.21281 | 0.82148
29 | -0.14332 | -0.036219 | 0.14342 | 0.03628 | 9.7145e-05 | 6.1007e-05 | 0.21471 | 0.21471 | 0.21471 | 0.99375 | -0.11935 | 0.99449 | -0.10522 | 14.7468
30 | -0.022916 | -0.0057428 | 0.022919 | 0.0057432 | 2.3899e-06 | 4.2901e-07 | 0.034481 | 0.034481 | 0.034481 | 0.98893 | -0.21281 | 0.98905 | -0.21062 | 2.3682
31 | 0.016955 | 0.0042491 | -0.016954 | -0.0042492 | 2.2623e-07 | -4.5508e-08 | 0.025511 | 0.025511 | 0.025511 | 0.98893 | -0.21281 | 0.98892 | -0.21309 | 1.7521
32 | -0.022919 | -0.0057432 | 0.022921 | 0.0057437 | 2.4882e-06 | 4.4635e-07 | 0.034481 | 0.034481 | 0.034481 | 0.98905 | -0.21062 | 0.98916 | -0.20834 | 2.3682
33 | -0.045456 | -0.011391 | 0.045469 | 0.011398 | 1.293e-05 | 6.7602e-06 | 0.068379 | 0.068379 | 0.068379 | 0.98916 | -0.20834 | 0.98947 | -0.20237 | 4.6964
34 | -0.040321 | -0.01011 | 0.040329 | 0.010114 | 8.1238e-06 | 4.0109e-06 | 0.060926 | 0.060926 | 0.060926 | 0.98479 | -0.29291 | 0.985 | -0.28868 | 4.1845
35 | -0.068469 | -0.017164 | 0.06847 | 0.017165 | 8.4668e-07 | 4.9889e-07 | 0.10344 | 0.10344 | 0.10344 | 0.985 | -0.28868 | 0.98502 | -0.28842 | 7.1041
36 | 0.02814 | 0.0070502 | -0.028136 | -0.0070489 | 3.8343e-06 | 1.3018e-06 | 0.042509 | 0.04251 | 0.04251 | 0.985 | -0.28868 | 0.98486 | -0.29154 | 2.9196
37 | -0.079656 | -0.019968 | 0.079665 | 0.019974 | 9.1632e-06 | 5.5207e-06 | 0.12033 | 0.12033 | 0.12033 | 0.98502 | -0.28842 | 0.98514 | -0.28601 | 8.2647
38 | 0.024599 | 0.0061626 | -0.024598 | -0.0061622 | 1.6531e-06 | 4.0827e-07 | 0.037166 | 0.037166 | 0.037166 | 0.98486 | -0.29154 | 0.98479 | -0.29295 | 2.5526
39 | -0.088997 | -0.022313 | 0.089026 | 0.022331 | 2.9682e-05 | 1.8104e-05 | 0.13443 | 0.13443 | 0.13443 | 0.98514 | -0.28601 | 0.9855 | -0.27901 | 9.2327
40 | 0.0087216 | 0.0021847 | -0.0087211 | -0.0021857 | 4.1469e-07 | -1.0308e-06 | 0.013178 | 0.013178 | 0.013178 | 0.98479 | -0.29295 | 0.98473 | -0.29395 | 0.90511
41 | 0.015876 | 0.0039775 | -0.015875 | -0.0039779 | 1.3369e-06 | -4.0544e-07 | 0.023988 | 0.023989 | 0.023989 | 0.98479 | -0.29295 | 0.9847 | -0.29472 | 1.6476
42 | -0.0038538 | -0.00096586 | 0.0038539 | 0.00096517 | 8.2098e-08 | -6.8647e-07 | 0.0058238 | 0.0058236 | 0.0058238 | 0.98467 | -0.29517 | 0.9847 | -0.29472 | 0.53332
43 | -0.091816 | -0.02303 | 0.091826 | 0.023036 | 9.7963e-06 | 5.9925e-06 | 0.13864 | 0.13864 | 0.13864 | 0.9855 | -0.27901 | 0.98562 | -0.27677 | 9.522
44 | -0.09463 | -0.023739 | 0.09464 | 0.023745 | 1.04e-05 | 6.3789e-06 | 0.14287 | 0.14287 | 0.14287 | 0.98562 | -0.27677 | 0.98573 | -0.27447 | 9.8127
45 | -0.097462 | -0.024452 | 0.097473 | 0.024459 | 1.103e-05 | 6.7819e-06 | 0.14713 | 0.14713 | 0.14713 | 0.98573 | -0.27447 | 0.98586 | -0.27209 | 10.1053
46 | -0.10031 | -0.02517 | 0.10032 | 0.025178 | 1.1685e-05 | 7.2012e-06 | 0.15142 | 0.15142 | 0.15142 | 0.98586 | -0.27209 | 0.98598 | -0.26965 | 10.3995
47 | -0.027137 | -0.0068009 | 0.027137 | 0.0068009 | 8.2778e-10 | 3.0074e-10 | 0.040931 | 0.040931 | 0.040931 | 0.98655 | -0.25862 | 0.98655 | -0.25862 | 2.8112
48 | 0.024228 | 0.0060718 | -0.024228 | -0.0060717 | 6.594e-08 | 1.5301e-08 | 0.036543 | 0.036543 | 0.036543 | 0.98655 | -0.25862 | 0.98654 | -0.25868 | 2.5098
49 | -0.030028 | -0.0075255 | 0.030031 | 0.0075263 | 2.1419e-06 | 8.0193e-07 | 0.045292 | 0.045292 | 0.045292 | 0.98655 | -0.25862 | 0.98662 | -0.25713 | 3.1107
50 | 0.021275 | 0.0053318 | -0.021274 | -0.0053316 | 1.6512e-06 | 1.8328e-07 | 0.03209 | 0.03209 | 0.03209 | 0.98654 | -0.25868 | 0.98646 | -0.26031 | 2.204
51 | -0.15832 | -0.039734 | 0.1584 | 0.039785 | 8.1699e-05 | 5.1506e-05 | 0.23879 | 0.23879 | 0.23879 | 0.98662 | -0.25713 | 0.98718 | -0.24631 | 16.4006
52 | 0.12829 | 0.032208 | -0.12827 | -0.032199 | 1.455e-05 | 9.1003e-06 | 0.1935 | 0.1935 | 0.1935 | 0.98662 | -0.25713 | 0.9865 | -0.2595 | 13.29
53 | 0.021274 | 0.0053316 | -0.021273 | -0.0053315 | 6.3978e-07 | 7.1056e-08 | 0.03209 | 0.03209 | 0.03209 | 0.98646 | -0.26031 | 0.98643 | -0.26094 | 2.204
54 | -0.16135 | -0.040525 | 0.16138 | 0.040544 | 3.0482e-05 | 1.9227e-05 | 0.24324 | 0.24324 | 0.24324 | 0.98718 | -0.24631 | 0.98738 | -0.24235 | 16.7062
55 | 0.11839 | 0.029723 | -0.11837 | -0.029713 | 1.6105e-05 | 1.0032e-05 | 0.17859 | 0.17859 | 0.17859 | 0.9865 | -0.2595 | 0.98636 | -0.26236 | 12.2659
56 | 0.0098854 | 0.0024755 | -0.0098844 | -0.0024773 | 9.7917e-07 | -1.7722e-06 | 0.01491 | 0.014911 | 0.014911 | 0.9865 | -0.2595 | 0.9864 | -0.26158 | 1.0241
57 | -0.16433 | -0.041284 | 0.16436 | 0.041304 | 3.1588e-05 | 1.9935e-05 | 0.24769 | 0.24769 | 0.24769 | 0.98738 | -0.24235 | 0.98759 | -0.23833 | 17.0117
58 | 0.10609 | 0.026637 | -0.10607 | -0.026627 | 1.6408e-05 | 1.0152e-05 | 0.16007 | 0.16007 | 0.16007 | 0.98636 | -0.26236 | 0.98619 | -0.2656 | 10.9936
59 | 0.01228 | 0.0030763 | -0.01228 | -0.0030769 | 6.1762e-07 | -5.847e-07 | 0.018525 | 0.018526 | 0.018526 | 0.98636 | -0.26236 | 0.9863 | -0.26341 | 1.2724
60 | -0.0056642 | -0.0014196 | 0.0056643 | 0.0014189 | 9.2143e-08 | -6.428e-07 | 0.0085005 | 0.0085002 | 0.0085005 | 0.99152 | -0.16227 | 0.99154 | -0.16193 | 0.58382
61 | -0.008811 | -0.0022076 | 0.0088112 | 0.0022071 | 2.12e-07 | -5.3165e-07 | 0.013223 | 0.013222 | 0.013223 | 0.99154 | -0.16193 | 0.99157 | -0.16142 | 0.90814
62 | -0.16674 | -0.041899 | 0.16677 | 0.041919 | 3.2522e-05 | 2.0533e-05 | 0.25126 | 0.25126 | 0.25126 | 0.98759 | -0.23833 | 0.9878 | -0.23424 | 17.2572
63 | 0.10607 | 0.026627 | -0.10607 | -0.026622 | 7.7938e-06 | 4.8224e-06 | 0.16007 | 0.16007 | 0.16007 | 0.98619 | -0.2656 | 0.98611 | -0.26714 | 10.9936
64 | 0.0092459 | 0.0023166 | -0.0092458 | -0.0023168 | 9.6589e-08 | -2.0849e-07 | 0.013949 | 0.013949 | 0.013949 | 0.9863 | -0.26341 | 0.98629 | -0.26363 | 0.95803
65 | 0.18085 | 0.045684 | -0.18053 | -0.045479 | 0.00032422 | 0.00020509 | 0.27152 | 0.27153 | 0.27153 | 0.99157 | -0.16142 | 0.98962 | -0.1989 | 18.6487
66 | -0.18966 | -0.047891 | 0.18997 | 0.048086 | 0.0003077 | 0.00019483 | 0.28475 | 0.28475 | 0.28475 | 0.99157 | -0.16142 | 0.99332 | -0.12762 | 19.5568
67 | 0.17671 | 0.044523 | -0.17661 | -0.044457 | 0.00010355 | 6.5468e-05 | 0.26579 | 0.26579 | 0.26579 | 0.98962 | -0.1989 | 0.98899 | -0.21116 | 18.2547
68 | -0.19592 | -0.049577 | 0.19611 | 0.049698 | 0.00019145 | 0.0001213 | 0.29366 | 0.29366 | 0.29366 | 0.99332 | -0.12762 | 0.99438 | -0.10728 | 20.1687
69 | 0.17408 | 0.043823 | -0.17396 | -0.043746 | 0.00012262 | 7.7502e-05 | 0.26198 | 0.26198 | 0.26198 | 0.98899 | -0.21116 | 0.98823 | -0.2259 | 17.9934
70 | -0.20132 | -0.051003 | 0.20146 | 0.051095 | 0.00014532 | 9.212e-05 | 0.30145 | 0.30145 | 0.30145 | 0.99438 | -0.10728 | 0.99517 | -0.092265 | 20.704
71 | 0.17159 | 0.043152 | -0.17155 | -0.043131 | 3.4371e-05 | 2.1716e-05 | 0.25842 | 0.25842 | 0.25842 | 0.98823 | -0.2259 | 0.98801 | -0.2301 | 17.7484
72 | 0.0089829 | 0.0022487 | -0.0089823 | -0.0022503 | 6.5112e-07 | -1.584e-06 | 0.013431 | 0.013431 | 0.013431 | 0.99517 | -0.092265 | 0.99509 | -0.093788 | 0.92249
73 | -0.21045 | -0.053344 | 0.21049 | 0.053371 | 4.2637e-05 | 2.705e-05 | 0.31488 | 0.31488 | 0.31488 | 0.99517 | -0.092265 | 0.99539 | -0.08805 | 21.6264
74 | -0.16758 | -0.042181 | 0.1676 | 0.042194 | 2.0602e-05 | 1.3004e-05 | 0.25096 | 0.25096 | 0.25096 | 0.99385 | -0.11755 | 0.99399 | -0.11498 | 17.2364
75 | 0.1603 | 0.040358 | -0.16012 | -0.040242 | 0.00018431 | 0.00011619 | 0.24007 | 0.24007 | 0.24007 | 0.99385 | -0.11755 | 0.99261 | -0.14164 | 16.4884
76 | -0.17291 | -0.043527 | 0.17301 | 0.043591 | 0.00010204 | 6.4465e-05 | 0.25892 | 0.25892 | 0.25892 | 0.99399 | -0.11498 | 0.99463 | -0.10264 | 17.7829
77 | 0.13674 | 0.034383 | -0.13667 | -0.034345 | 6.1488e-05 | 3.8546e-05 | 0.20502 | 0.20502 | 0.20502 | 0.99261 | -0.14164 | 0.99212 | -0.15106 | 14.0811
78 | 0.023381 | 0.0058587 | -0.02338 | -0.0058585 | 8.1772e-07 | 1.5626e-07 | 0.03505 | 0.03505 | 0.03505 | 0.99261 | -0.14164 | 0.99257 | -0.14237 | 2.4073
79 | -0.18373 | -0.046272 | 0.18386 | 0.046353 | 0.00012831 | 8.1178e-05 | 0.27495 | 0.27495 | 0.27495 | 0.99463 | -0.10264 | 0.99539 | -0.08805 | 18.8836
80 | 0.010713 | 0.0026811 | -0.010712 | -0.0026823 | 8.2931e-07 | -1.2571e-06 | 0.016026 | 0.016027 | 0.016027 | 0.99463 | -0.10264 | 0.99454 | -0.10427 | 1.1007
81 | 0.12561 | 0.031571 | -0.12552 | -0.031517 | 8.6975e-05 | 5.4316e-05 | 0.18842 | 0.18842 | 0.18842 | 0.99212 | -0.15106 | 0.99137 | -0.16557 | 12.9411
82 | 0.02338 | 0.0058585 | -0.023378 | -0.0058581 | 1.9168e-06 | 3.6639e-07 | 0.03505 | 0.03505 | 0.03505 | 0.99257 | -0.14237 | 0.99248 | -0.14409 | 2.4073
83 | -0.39434 | -0.099724 | 0.39514 | 0.10024 | 0.00080093 | 0.00051132 | 0.58983 | 0.58982 | 0.58983 | 0.99539 | -0.08805 | 0.99759 | -0.045803 | 40.51
84 | 0.0034402 | 0.00085972 | -0.0034401 | -0.00086216 | 1.2043e-07 | -2.4401e-06 | 0.0051463 | 0.0051472 | 0.0051472 | 0.99454 | -0.10427 | 0.99451 | -0.10501 | 0.35351
85 | 0.11446 | 0.028744 | -0.11436 | -0.028683 | 9.7529e-05 | 6.0603e-05 | 0.17182 | 0.17182 | 0.17182 | 0.99137 | -0.16557 | 0.99045 | -0.18344 | 11.8006
86 | 0.011379 | 0.0028509 | -0.011378 | -0.0028517 | 6.6317e-07 | -8.3178e-07 | 0.01706 | 0.017061 | 0.017061 | 0.99248 | -0.14409 | 0.99242 | -0.14532 | 1.1717
87 | -0.39837 | -0.10104 | 0.39842 | 0.10108 | 4.992e-05 | 3.187e-05 | 0.59464 | 0.59464 | 0.59464 | 0.99759 | -0.045803 | 0.99773 | -0.043197 | 40.8407
88 | 0.043872 | 0.010997 | -0.043868 | -0.010995 | 4.6797e-06 | 2.4036e-06 | 0.065913 | 0.065913 | 0.065913 | 0.99045 | -0.18344 | 0.99033 | -0.18568 | 4.527
89 | 0.070487 | 0.017686 | -0.070469 | -0.017675 | 1.8169e-05 | 1.0739e-05 | 0.1059 | 0.1059 | 0.1059 | 0.99045 | -0.18344 | 0.99017 | -0.18885 | 7.2737
90 | 0.065598 | 0.01645 | -0.065582 | -0.016441 | 1.6213e-05 | 9.462e-06 | 0.098605 | 0.098605 | 0.098605 | 0.98995 | -0.19304 | 0.98969 | -0.19822 | 6.7724
91 | -0.065598 | -0.01645 | 0.065611 | 0.016458 | 1.3087e-05 | 7.637e-06 | 0.098605 | 0.098605 | 0.098605 | 0.98995 | -0.19304 | 0.99017 | -0.18885 | 6.7723
92 | 0.058305 | 0.014618 | -0.058293 | -0.014612 | 1.1507e-05 | 6.544e-06 | 0.087664 | 0.087665 | 0.087665 | 0.98969 | -0.19822 | 0.98947 | -0.20237 | 6.0209
93 | 0.0072773 | 0.0018227 | -0.0072771 | -0.0018235 | 1.8801e-07 | -7.4072e-07 | 0.010941 | 0.010941 | 0.010941 | 0.98969 | -0.19822 | 0.98966 | -0.19877 | 0.75147
94 | 0.0064037 | 0.001604 | -0.0064035 | -0.0016049 | 1.5915e-07 | -8.6017e-07 | 0.0095755 | 0.0095758 | 0.0095758 | 0.99509 | -0.093788 | 0.99506 | -0.09431 | 0.65768
95 | -0.56322 | -0.14289 | 0.5644 | 0.14364 | 0.0011727 | 0.00074958 | 0.8406 | 0.8406 | 0.8406 | 0.99773 | -0.043197 | 1 | 0 | 57.7338
96 | 0.1648 | 0.041817 | -0.16465 | -0.041725 | 0.00014525 | 9.1626e-05 | 0.24596 | 0.24596 | 0.24596 | 0.99773 | -0.043197 | 0.99677 | -0.061541 | 16.8932
97 | 0.040607 | 0.010177 | -0.040601 | -0.010175 | 5.7808e-06 | 2.8473e-06 | 0.061013 | 0.061014 | 0.061014 | 0.99033 | -0.18568 | 0.99018 | -0.18867 | 4.1905
98 | 0.012824 | 0.0032136 | -0.012824 | -0.003214 | 4.8304e-07 | -4.0253e-07 | 0.019286 | 0.019286 | 0.019286 | 0.98947 | -0.20237 | 0.98943 | -0.20316 | 1.3246
99 | 0.0039045 | 0.00097821 | -0.0039045 | -0.00097856 | 2.2894e-08 | -3.4953e-07 | 0.0058706 | 0.0058707 | 0.0058707 | 0.98966 | -0.19877 | 0.98965 | -0.19889 | 0.40321
100 | 0.044301 | 0.011166 | -0.044185 | -0.011092 | 0.0001166 | 7.3691e-05 | 0.065943 | 0.065944 | 0.065944 | 1 | 0 | 0.99713 | -0.055168 | 18.1164
101 | 0.16053 | 0.040692 | -0.16044 | -0.040632 | 9.4495e-05 | 5.9564e-05 | 0.23981 | 0.23981 | 0.23981 | 0.99677 | -0.061541 | 0.99613 | -0.073798 | 16.4705
102 | 0.15514 | 0.039304 | -0.15502 | -0.039228 | 0.00011926 | 7.5095e-05 | 0.23189 | 0.23189 | 0.23189 | 0.99613 | -0.073798 | 0.99529 | -0.089814 | 15.9266
103 | 0.15005 | 0.037985 | -0.14994 | -0.037915 | 0.00011092 | 6.9769e-05 | 0.22447 | 0.22447 | 0.22447 | 0.99529 | -0.089814 | 0.99449 | -0.10522 | 15.417
104 | 0.040154 | 0.010082 | -0.040145 | -0.010076 | 9.0857e-06 | 5.7269e-06 | 0.059929 | 0.059929 | 0.059929 | 0.99713 | -0.055168 | 0.99688 | -0.059913 | 16.4639
105 | 0.033432 | 0.0083939 | -0.033399 | -0.0083728 | 3.3685e-05 | 2.1089e-05 | 0.049909 | 0.049909 | 0.049909 | 0.99688 | -0.059913 | 0.99578 | -0.081057 | 13.7113
106 | 0.018121 | 0.0045439 | -0.018116 | -0.0045408 | 5.1774e-06 | 3.0687e-06 | 0.02708 | 0.02708 | 0.02708 | 0.99578 | -0.081057 | 0.99547 | -0.087053 | 7.4395
107 | 0.036173 | 0.009065 | -0.036173 | -0.0090646 | 8.3725e-07 | 3.8035e-07 | 0.05436 | 0.05436 | 0.05436 | 0.99018 | -0.18867 | 0.99015 | -0.18916 | 3.7335
108 | 0.031317 | 0.0078476 | -0.031314 | -0.0078464 | 2.9469e-06 | 1.1559e-06 | 0.047063 | 0.047063 | 0.047063 | 0.99015 | -0.18916 | 0.99005 | -0.19113 | 3.2323
109 | 0.027135 | 0.0067993 | -0.027135 | -0.0067991 | 5.4915e-07 | 1.7031e-07 | 0.040783 | 0.040783 | 0.040783 | 0.99005 | -0.19113 | 0.99003 | -0.19156 | 2.801
110 | -0.0033388 | -0.00083677 | 0.0033388 | 0.00083664 | 2.7124e-08 | -1.2815e-07 | 0.0050373 | 0.0050372 | 0.0050373 | 0.98627 | -0.26395 | 0.98628 | -0.26378 | 0.69193
111 | -0.0063653 | -0.0015951 | 0.0063653 | 0.0015949 | 4.5724e-08 | -2.4071e-07 | 0.0096033 | 0.0096032 | 0.0096033 | 0.98628 | -0.26378 | 0.98629 | -0.26363 | 0.65957
112 | 0.011329 | 0.002839 | -0.011329 | -0.0028394 | 3.1169e-07 | -3.8126e-07 | 0.017094 | 0.017094 | 0.017094 | 0.98623 | -0.26506 | 0.9862 | -0.26564 | 1.174
113 | -0.10318 | -0.025894 | 0.10319 | 0.025902 | 1.236e-05 | 7.6333e-06 | 0.15573 | 0.15573 | 0.15573 | 0.98598 | -0.26965 | 0.98611 | -0.26714 | 10.6958
114 | 0.16918 | 0.042536 | -0.16915 | -0.042515 | 3.3455e-05 | 2.113e-05 | 0.25484 | 0.25484 | 0.25484 | 0.98801 | -0.2301 | 0.9878 | -0.23424 | 17.503
115 | 0.022279 | 0.005582 | -0.022277 | -0.0055818 | 1.4112e-06 | 2.1267e-07 | 0.033485 | 0.033485 | 0.033485 | 0.99003 | -0.19156 | 0.98996 | -0.19289 | 2.2998
116 | 0.018259 | 0.0045748 | -0.018259 | -0.0045749 | 1.9089e-07 | -1.685e-08 | 0.027445 | 0.027445 | 0.027445 | 0.98996 | -0.19289 | 0.98995 | -0.19311 | 1.885
117 | 0.013401 | 0.0033572 | -0.0134 | -0.0033576 | 5.4072e-07 | -3.85e-07 | 0.020142 | 0.020143 | 0.020143 | 0.98995 | -0.19311 | 0.98991 | -0.19396 | 1.3834
118 | 0.009561 | 0.0023954 | -0.0095609 | -0.0023955 | 6.7724e-08 | -1.3651e-07 | 0.014372 | 0.014372 | 0.014372 | 0.98991 | -0.19396 | 0.9899 | -0.1941 | 0.98707
119 | 0.0047023 | 0.0011778 | -0.0047022 | -0.0011785 | 6.2098e-08 | -6.4199e-07 | 0.0070682 | 0.0070685 | 0.0070685 | 0.9899 | -0.1941 | 0.98988 | -0.19438 | 0.48547

## res_trafo
| p_hv_mw | q_hv_mvar | p_lv_mw | q_lv_mvar | pl_mw | ql_mvar | i_hv_ka | i_lv_ka | vm_hv_pu | va_hv_degree | vm_lv_pu | va_lv_degree | loading_percent
0 | -1.2729e-15 | -1.3162e-15 | 0.00165 | 1.2699e-07 | 0.00165 | 1.2699e-07 | 5.2857e-17 | 0.0023815 | 0.99998 | 149.9956 | 1 | 0 | 0.2619

## res_ext_grid
| p_mw | q_mvar
0 | 0.61296 | 0.15546

## res_load
| p_mw | q_mvar
0 | 0.021628 | 0.0054204
1 | 0.01784 | 0.0044711
2 | 0.0062537 | 0.0015673
3 | 0.0026195 | 0.00065651
4 | 0.002898 | 0.00072631
5 | 0.0012347 | 0.00030944
6 | 0.0037675 | 0.00094422
7 | 0.0057725 | 0.0014467
8 | 0.004417 | 0.001107
9 | 0.0072551 | 0.0018183
10 | 0.012148 | 0.0030447
11 | 0.011121 | 0.0027872
12 | 0.0021304 | 0.00053393
13 | 0.0019815 | 0.00049661
14 | 0.015274 | 0.003828
15 | 0.0069291 | 0.0017366
16 | 0.0052041 | 0.0013043
17 | 0.0050371 | 0.0012624
18 | 0.0059611 | 0.001494
19 | 0.0063805 | 0.0015991
20 | 0.022534 | 0.0056476
21 | 0.016954 | 0.0042492
22 | 0.0097744 | 0.0024497
23 | 0.011186 | 0.0028035
24 | 0.0035366 | 0.00088637
25 | 0.009332 | 0.0023388
26 | 0.0038538 | 0.00096586
27 | 0.012021 | 0.0030127
28 | 0.0027894 | 0.0006991
29 | 0.0087211 | 0.0021857
30 | 0.002804 | 0.00070274
31 | 0.0028221 | 0.00070728
32 | 0.0028383 | 0.00071135
33 | 0.0029094 | 0.00072916
34 | 0.0028911 | 0.00072459
35 | 0.0029525 | 0.00073996
36 | 0.0029516 | 0.00073973
37 | 0.021273 | 0.0053315
38 | 0.0029516 | 0.00073973
39 | 0.0098844 | 0.0024773
40 | 0.0056642 | 0.0014196
41 | 0.0031467 | 0.00078864
42 | 0.0023725 | 0.00059461
43 | 0.0030337 | 0.00076032
44 | 0.003816 | 0.00095639
45 | 0.0059481 | 0.0014907
46 | 0.0025285 | 0.00063371
47 | 0.0052086 | 0.0013054
48 | 0.0023685 | 0.00059361
49 | 0.0072748 | 0.0018232
50 | 0.0053158 | 0.0013323
51 | 0.011067 | 0.0027736
52 | 0.0072722 | 0.0018226
53 | 0.011064 | 0.0027728
54 | 0.011999 | 0.0030073
55 | 0.0032284 | 0.00080912
56 | 0.0034401 | 0.00086216
57 | 0.011378 | 0.0028517
58 | 0.0048576 | 0.0012174
59 | 0.0025786 | 0.00064626
60 | 0.0032609 | 0.00081727
61 | 0.0033726 | 0.00084525
62 | 0.0039045 | 0.00097856
63 | 0.0064035 | 0.0016049
64 | 0.0026113 | 0.00065446
65 | 0.0041226 | 0.0010332
66 | 0.0053019 | 0.0013288
67 | 0.0049634 | 0.0012439
68 | 0.0065214 | 0.0016344
69 | 0.0040306 | 0.0010102
70 | 0.0067125 | 0.0016823
71 | 0.015277 | 0.0038289
72 | 0.0059803 | 0.0014988
73 | 0.0044274 | 0.0011096
74 | 0.012824 | 0.003214
75 | 0.004856 | 0.001217
76 | 0.0041783 | 0.0010472
77 | 0.0033388 | 0.00083677
78 | 0.0030265 | 0.0007585
79 | 0.0076344 | 0.0019134
80 | 0.026283 | 0.0065872
81 | 0.011329 | 0.0028394
82 | 0.0028586 | 0.00071643
83 | 0.0023725 | 0.00059461
84 | 0.0028729 | 0.00072002
85 | 0.0028805 | 0.00072192
86 | 0.004856 | 0.001217
87 | 0.0040179 | 0.001007
88 | 0.0048586 | 0.0012177
89 | 0.0038391 | 0.00096218
90 | 0.0048586 | 0.0012177
91 | 0.0047022 | 0.0011785
92 | 0.0023764 | 0.00059558

## dtypes
| element | column | dtype
0 | bus | name | object
1 | bus | vn_kv | float64
2 | bus | type | object
3 | bus | zone | object
4 | bus | in_service | bool
5 | load | name | object
6 | load | bus | uint32
7 | load | p_mw | float64
8 | load | q_mvar | float64
9 | load | const_z_percent | float64
10 | load | const_i_percent | float64
11 | load | sn_mva | float64
12 | load | scaling | float64
13 | load | in_service | bool
14 | load | type | object
15 | ext_grid | name | object
16 | ext_grid | bus | uint32
17 | ext_grid | vm_pu | float64
18 | ext_grid | va_degree | float64
19 | ext_grid | slack_weight | float64
20 | ext_grid | in_service | bool
21 | line | name | object
22 | line | std_type | object
23 | line | from_bus | uint32
24 | line | to_bus | uint32
25 | line | length_km | float64
26 | line | r_ohm_per_km | float64
27 | line | x_ohm_per_km | float64
28 | line | c_nf_per_km | float64
29 | line | g_us_per_km | float64
30 | line | max_i_ka | float64
31 | line | df | float64
32 | line | parallel | uint32
33 | line | type | object
34 | line | in_service | bool
35 | trafo | name | object
36 | trafo | std_type | object
37 | trafo | hv_bus | uint32
38 | trafo | lv_bus | uint32
39 | trafo | sn_mva | float64
40 | trafo | vn_hv_kv | float64
41 | trafo | vn_lv_kv | float64
42 | trafo | vk_percent | float64
43 | trafo | vkr_percent | float64
44 | trafo | pfe_kw | float64
45 | trafo | i0_percent | float64
46 | trafo | shift_degree | float64
47 | trafo | tap_side | object
48 | trafo | tap_neutral | int32
49 | trafo | tap_min | int32
50 | trafo | tap_max | int32
51 | trafo | tap_step_percent | float64
52 | trafo | tap_step_degree | float64
53 | trafo | tap_pos | int32
54 | trafo | tap_phase_shifter | bool
55 | trafo | parallel | uint32
56 | trafo | df | float64
57 | trafo | in_service | bool
58 | line_geodata | coords | object
59 | bus_geodata | x | float64
60 | bus_geodata | y | float64
61 | bus_geodata | coords | object
62 | res_bus | vm_pu | float64
63 | res_bus | va_degree | float64
64 | res_bus | p_mw | float64
65 | res_bus | q_mvar | float64
66 | res_line | p_from_mw | float64
67 | res_line | q_from_mvar | float64
68 | res_line | p_to_mw | float64
69 | res_line | q_to_mvar | float64
70 | res_line | pl_mw | float64
71 | res_line | ql_mvar | float64
72 | res_line | i_from_ka | float64
73 | res_line | i_to_ka | float64
74 | res_line | i_ka | float64
75 | res_line | vm_from_pu | float64
76 | res_line | va_from_degree | float64
77 | res_line | vm_to_pu | float64
78 | res_line | va_to_degree | float64
79 | res_line | loading_percent | float64
80 | res_trafo | p_hv_mw | float64
81 | res_trafo | q_hv_mvar | float64
82 | res_trafo | p_lv_mw | float64
83 | res_trafo | q_lv_mvar | float64
84 | res_trafo | pl_mw | float64
85 | res_trafo | ql_mvar | float64
86 | res_trafo | i_hv_ka | float64
87 | res_trafo | i_lv_ka | float64
88 | res_trafo | vm_hv_pu | float64
89 | res_trafo | va_hv_degree | float64
90 | res_trafo | vm_lv_pu | float64
91 | res_trafo | va_lv_degree | float64
92 | res_trafo | loading_percent | float64
93 | res_ext_grid | p_mw | float64
94 | res_ext_grid | q_mvar | float64
95 | res_load | p_mw | float64
96 | res_load | q_mvar | float64

## parameters
| version | format_version | converged | OPF_converged | name | f_hz | sn_mva
0 | 2.14.6 | 2.14.0 | TRUE | FALSE |  | 50 | 1