## bus
| name | vn_kv | type | zone | in_service
0 | bus_LV_1702-23_0_2_node_0 | 0.4 | n |  | TRUE
1 | bus_LV_1702-23_0_2_node_1 | 0.4 | n |  | TRUE
2 | bus_LV_1702-23_0_2_node_2 | 0.4 | n |  | TRUE
3 | bus_LV_1702-23_0_2_node_105 | 0.4 | n |  | TRUE
4 | bus_LV_1702-23_0_2_node_5 | 0.4 | n |  | TRUE
5 | bus_LV_1702-23_0_2_node_63 | 0.4 | n |  | TRUE
6 | bus_LV_1702-23_0_2_node_64 | 0.4 | n |  | TRUE
7 | bus_LV_1702-23_0_2_node_65 | 0.4 | n |  | TRUE
8 | bus_LV_1702-23_0_2_node_66 | 0.4 | n |  | TRUE
9 | bus_LV_1702-23_0_2_node_67 | 0.4 | n |  | TRUE
10 | bus_LV_1702-23_0_2_node_89 | 0.4 | n |  | TRUE
11 | bus_LV_1702-23_0_2_node_87 | 0.4 | n |  | TRUE
12 | bus_LV_1702-23_0_2_node_82 | 0.4 | n |  | TRUE
13 | bus_LV_1702-23_0_2_node_69 | 0.4 | n |  | TRUE
14 | bus_LV_1702-23_0_2_node_70 | 0.4 | n |  | TRUE
15 | bus_LV_1702-23_0_2_node_71 | 0.4 | n |  | TRUE
16 | bus_LV_1702-23_0_2_node_72 | 0.4 | n |  | TRUE
17 | bus_LV_1702-23_0_2_node_73 | 0.4 | n |  | TRUE
18 | bus_LV_1702-23_0_2_node_74 | 0.4 | n |  | TRUE
19 | bus_LV_1702-23_0_2_node_75 | 0.4 | n |  | TRUE
20 | bus_LV_1702-23_0_2_node_84 | 0.4 | n |  | TRUE
21 | bus_LV_1702-23_0_2_node_90 | 0.4 | n |  | TRUE
22 | bus_LV_1702-23_0_2_node_80 | 0.4 | n |  | TRUE
23 | bus_LV_1702-23_0_2_node_91 | 0.4 | n |  | TRUE
24 | bus_LV_1702-23_0_2_node_76 | 0.4 | n |  | TRUE
25 | bus_LV_1702-23_0_2_node_77 | 0.4 | n |  | TRUE
26 | bus_LV_1702-23_0_2_node_78 | 0.4 | n |  | TRUE
27 | bus_LV_1702-23_0_2_node_79 | 0.4 | n |  | TRUE
28 | bus_LV_1702-23_0_2_node_92 | 0.4 | n |  | TRUE
29 | bus_LV_1702-23_0_2_node_81 | 0.4 | n |  | TRUE
30 | bus_LV_1702-23_0_2_node_83 | 0.4 | n |  | TRUE
31 | bus_LV_1702-23_0_2_node_86 | 0.4 | n |  | TRUE
32 | bus_LV_1702-23_0_2_node_95 | 0.4 | n |  | TRUE
33 | bus_LV_1702-23_0_2_node_88 | 0.4 | n |  | TRUE
34 | bus_LV_1702-23_0_2_node_115 | 0.4 | n |  | TRUE
35 | bus_LV_1702-23_0_2_node_119 | 0.4 | n |  | TRUE
36 | bus_LV_1702-23_0_2_node_93 | 0.4 | n |  | TRUE
37 | bus_LV_1702-23_0_2_node_94 | 0.4 | n |  | TRUE
38 | bus_LV_1702-23_0_2_node_107 | 0.4 | n |  | TRUE
39 | bus_LV_1702-23_0_2_node_97 | 0.4 | n |  | TRUE
40 | bus_LV_1702-23_0_2_node_96 | 0.4 | n |  | TRUE
41 | bus_LV_1702-23_0_2_node_101 | 0.4 | n |  | TRUE
42 | bus_LV_1702-23_0_2_node_98 | 0.4 | n |  | TRUE
43 | bus_LV_1702-23_0_2_node_100 | 0.4 | n |  | TRUE
44 | bus_LV_1702-23_0_2_node_99 | 0.4 | n |  | TRUE
45 | bus_LV_1702-23_0_2_node_102 | 0.4 | n |  | TRUE
46 | bus_LV_1702-23_0_2_node_103 | 0.4 | n |  | TRUE
47 | bus_LV_1702-23_0_2_node_104 | 0.4 | n |  | TRUE
48 | bus_LV_1702-23_0_2_node_106 | 0.4 | n |  | TRUE
49 | bus_LV_1702-23_0_2_node_108 | 0.4 | n |  | TRUE
50 | bus_LV_1702-23_0_2_node_109 | 0.4 | n |  | TRUE
51 | bus_LV_1702-23_0_2_node_116 | 0.4 | n |  | TRUE
52 | bus_LV_1702-23_0_2_node_117 | 0.4 | n |  | TRUE
53 | bus_LV_1702-23_0_2_node_118 | 0.4 | n |  | TRUE
54 | bus_LV_1702-23_0_2_node_3 | 0.4 | n |  | TRUE
55 | bus_LV_1702-23_0_2_node_10 | 0.4 | n |  | TRUE
56 | bus_LV_1702-23_0_2_node_9 | 0.4 | n |  | TRUE
57 | bus_LV_1702-23_0_2_node_6 | 0.4 | n |  | TRUE
58 | bus_LV_1702-23_0_2_node_19 | 0.4 | n |  | TRUE
59 | bus_LV_1702-23_0_2_node_7 | 0.4 | n |  | TRUE
60 | bus_LV_1702-23_0_2_node_21 | 0.4 | n |  | TRUE
61 | bus_LV_1702-23_0_2_node_110 | 0.4 | n |  | TRUE
62 | bus_LV_1702-23_0_2_node_8 | 0.4 | n |  | TRUE
63 | bus_LV_1702-23_0_2_node_11 | 0.4 | n |  | TRUE
64 | bus_LV_1702-23_0_2_node_50 | 0.4 | n |  | TRUE
65 | bus_LV_1702-23_0_2_node_46 | 0.4 | n |  | TRUE
66 | bus_LV_1702-23_0_2_node_36 | 0.4 | n |  | TRUE
67 | bus_LV_1702-23_0_2_node_17 | 0.4 | n |  | TRUE
68 | bus_LV_1702-23_0_2_node_41 | 0.4 | n |  | TRUE
69 | bus_LV_1702-23_0_2_node_52 | 0.4 | n |  | TRUE
70 | bus_LV_1702-23_0_2_node_14 | 0.4 | n |  | TRUE
71 | bus_LV_1702-23_0_2_node_16 | 0.4 | n |  | TRUE
72 | bus_LV_1702-23_0_2_node_12 | 0.4 | n |  | TRUE
73 | bus_LV_1702-23_0_2_node_42 | 0.4 | n |  | TRUE
74 | bus_LV_1702-23_0_2_node_40 | 0.4 | n |  | TRUE
75 | bus_LV_1702-23_0_2_node_20 | 0.4 | n |  | TRUE
76 | bus_LV_1702-23_0_2_node_13 | 0.4 | n |  | TRUE
77 | bus_LV_1702-23_0_2_node_15 | 0.4 | n |  | TRUE
78 | bus_LV_1702-23_0_2_node_45 | 0.4 | n |  | TRUE
79 | bus_LV_1702-23_0_2_node_34 | 0.4 | n |  | TRUE
80 | bus_LV_1702-23_0_2_node_54 | 0.4 | n |  | TRUE
81 | bus_LV_1702-23_0_2_node_53 | 0.4 | n |  | TRUE
82 | bus_LV_1702-23_0_2_node_32 | 0.4 | n |  | TRUE
83 | bus_LV_1702-23_0_2_node_43 | 0.4 | n |  | TRUE
84 | bus_LV_1702-23_0_2_node_39 | 0.4 | n |  | TRUE
85 | bus_LV_1702-23_0_2_node_56 | 0.4 | n |  | TRUE
86 | bus_LV_1702-23_0_2_node_58 | 0.4 | n |  | TRUE
87 | bus_LV_1702-23_0_2_node_57 | 0.4 | n |  | TRUE
88 | bus_LV_1702-23_0_2_node_44 | 0.4 | n |  | TRUE
89 | bus_LV_1702-23_0_2_node_22 | 0.4 | n |  | TRUE
90 | bus_LV_1702-23_0_2_node_23 | 0.4 | n |  | TRUE
91 | bus_LV_1702-23_0_2_node_24 | 0.4 | n |  | TRUE
92 | bus_LV_1702-23_0_2_node_25 | 0.4 | n |  | TRUE
93 | bus_LV_1702-23_0_2_node_26 | 0.4 | n |  | TRUE
94 | bus_LV_1702-23_0_2_node_37 | 0.4 | n |  | TRUE
95 | bus_LV_1702-23_0_2_node_55 | 0.4 | n |  | TRUE
96 | bus_LV_1702-23_0_2_node_27 | 0.4 | n |  | TRUE
97 | bus_LV_1702-23_0_2_node_28 | 0.4 | n |  | TRUE
98 | bus_LV_1702-23_0_2_node_29 | 0.4 | n |  | TRUE
99 | bus_LV_1702-23_0_2_node_30 | 0.4 | n |  | TRUE
100 | bus_LV_1702-23_0_2_node_59 | 0.4 | n |  | TRUE
101 | bus_LV_1702-23_0_2_node_62 | 0.4 | n |  | TRUE
102 | bus_LV_1702-23_0_2_node_111 | 0.4 | n |  | TRUE
103 | bus_LV_1702-23_0_2_node_61 | 0.4 | n |  | TRUE
104 | bus_LV_1702-23_0_2_node_113 | 0.4 | n |  | TRUE
105 | bus_LV_1702-23_0_2_node_49 | 0.4 | n |  | TRUE
106 | bus_LV_1702-23_0_2_node_60 | 0.4 | n |  | TRUE
107 | bus_LV_1702-23_0_2_node_31 | 0.4 | n |  | TRUE
108 | bus_LV_1702-23_0_2_node_33 | 0.4 | n |  | TRUE
109 | bus_LV_1702-23_0_2_node_35 | 0.4 | n |  | TRUE
110 | bus_LV_1702-23_0_2_node_51 | 0.4 | n |  | TRUE
111 | bus_LV_1702-23_0_2_node_38 | 0.4 | n |  | TRUE
112 | bus_LV_1702-23_0_2_node_47 | 0.4 | n |  | TRUE
113 | bus_LV_1702-23_0_2_node_129 | 0.4 | n |  | TRUE
114 | bus_LV_1702-23_0_2_node_112 | 0.4 | n |  | TRUE
115 | bus_LV_1702-23_0_2_node_120 | 0.4 | n |  | TRUE
116 | bus_LV_1702-23_0_2_node_121 | 0.4 | n |  | TRUE
117 | bus_LV_1702-23_0_2_node_123 | 0.4 | n |  | TRUE
118 | bus_LV_1702-23_0_2_node_122 | 0.4 | n |  | TRUE
119 | bus_LV_1702-23_0_2_node_124 | 0.4 | n |  | TRUE
120 | bus_LV_1702-23_0_2_node_125 | 0.4 | n |  | TRUE
121 | bus_LV_1702-23_0_2_node_126 | 0.4 | n |  | TRUE
122 | bus_LV_1702-23_0_2_node_128 | 0.4 | n |  | TRUE
123 | bus_LV_1702-23_0_2_node_127 | 0.4 | n |  | TRUE
124 | bus_MV_0_node_0 | 20 | n |  | TRUE

## load
| name | bus | p_mw | q_mvar | const_z_percent | const_i_percent | sn_mva | scaling | in_service | type
0 | LV_1702-23_0_2_load_0 | 0 | 0.0031503 | 0.00078955 | 0 | 0 |  | 1 | TRUE | wye
1 | LV_1702-23_0_2_load_1 | 1 | 0.0036908 | 0.000925 | 0 | 0 |  | 1 | TRUE | wye
2 | LV_1702-23_0_2_load_5 | 4 | 0.00074742 | 0.00018732 | 0 | 0 |  | 1 | TRUE | wye
3 | LV_1702-23_0_2_load_63 | 5 | 0.00013946 | 3.4952e-05 | 0 | 0 |  | 1 | TRUE | wye
4 | LV_1702-23_0_2_load_64 | 6 | 0.00016542 | 4.1458e-05 | 0 | 0 |  | 1 | TRUE | wye
5 | LV_1702-23_0_2_load_67 | 9 | 0.00014669 | 3.6764e-05 | 0 | 0 |  | 1 | TRUE | wye
6 | LV_1702-23_0_2_load_87 | 11 | 0.00117 | 0.00029323 | 0 | 0 |  | 1 | TRUE | wye
7 | LV_1702-23_0_2_load_69 | 13 | 0.00022548 | 5.6511e-05 | 0 | 0 |  | 1 | TRUE | wye
8 | LV_1702-23_0_2_load_72 | 16 | 0.00041764 | 0.00010467 | 0 | 0 |  | 1 | TRUE | wye
9 | LV_1702-23_0_2_load_74 | 18 | 0.00076145 | 0.00019084 | 0 | 0 |  | 1 | TRUE | wye
10 | LV_1702-23_0_2_load_75 | 19 | 0.00019894 | 4.986e-05 | 0 | 0 |  | 1 | TRUE | wye
11 | LV_1702-23_0_2_load_90 | 21 | 6.9836e-05 | 1.7503e-05 | 0 | 0 |  | 1 | TRUE | wye
12 | LV_1702-23_0_2_load_80 | 22 | 0.00023982 | 6.0103e-05 | 0 | 0 |  | 1 | TRUE | wye
13 | LV_1702-23_0_2_load_91 | 23 | 0.0010094 | 0.00025297 | 0 | 0 |  | 1 | TRUE | wye
14 | LV_1702-23_0_2_load_76 | 24 | 0.00098977 | 0.00024806 | 0 | 0 |  | 1 | TRUE | wye
15 | LV_1702-23_0_2_load_78 | 26 | 0.00017383 | 4.3567e-05 | 0 | 0 |  | 1 | TRUE | wye
16 | LV_1702-23_0_2_load_92 | 28 | 0.00019529 | 4.8944e-05 | 0 | 0 |  | 1 | TRUE | wye
17 | LV_1702-23_0_2_load_81 | 29 | 0.00020794 | 5.2116e-05 | 0 | 0 |  | 1 | TRUE | wye
18 | LV_1702-23_0_2_load_83 | 30 | 0.00010837 | 2.7161e-05 | 0 | 0 |  | 1 | TRUE | wye
19 | LV_1702-23_0_2_load_86 | 31 | 5.9232e-05 | 1.4845e-05 | 0 | 0 |  | 1 | TRUE | wye
20 | LV_1702-23_0_2_load_88 | 33 | 0.00020113 | 5.0408e-05 | 0 | 0 |  | 1 | TRUE | wye
21 | LV_1702-23_0_2_load_115 | 34 | 0.00028945 | 7.2543e-05 | 0 | 0 |  | 1 | TRUE | wye
22 | LV_1702-23_0_2_load_119 | 35 | 0.00019106 | 4.7885e-05 | 0 | 0 |  | 1 | TRUE | wye
23 | LV_1702-23_0_2_load_93 | 36 | 0.00024839 | 6.2252e-05 | 0 | 0 |  | 1 | TRUE | wye
24 | LV_1702-23_0_2_load_107 | 38 | 0.00059218 | 0.00014841 | 0 | 0 |  | 1 | TRUE | wye
25 | LV_1702-23_0_2_load_97 | 39 | 8.396e-05 | 2.1042e-05 | 0 | 0 |  | 1 | TRUE | wye
26 | LV_1702-23_0_2_load_101 | 41 | 0.0014741 | 0.00036945 | 0 | 0 |  | 1 | TRUE | wye
27 | LV_1702-23_0_2_load_98 | 42 | 0.00025965 | 6.5075e-05 | 0 | 0 |  | 1 | TRUE | wye
28 | LV_1702-23_0_2_load_100 | 43 | 0.00022388 | 5.6109e-05 | 0 | 0 |  | 1 | TRUE | wye
29 | LV_1702-23_0_2_load_102 | 45 | 0.00041833 | 0.00010484 | 0 | 0 |  | 1 | TRUE | wye
30 | LV_1702-23_0_2_load_103 | 46 | 0.00047912 | 0.00012008 | 0 | 0 |  | 1 | TRUE | wye
31 | LV_1702-23_0_2_load_104 | 47 | 0.00039105 | 9.8008e-05 | 0 | 0 |  | 1 | TRUE | wye
32 | LV_1702-23_0_2_load_106 | 48 | 0.00042253 | 0.0001059 | 0 | 0 |  | 1 | TRUE | wye
33 | LV_1702-23_0_2_load_108 | 49 | 0.00035373 | 8.8654e-05 | 0 | 0 |  | 1 | TRUE | wye
34 | LV_1702-23_0_2_load_109 | 50 | 0.0014348 | 0.00035958 | 0 | 0 |  | 1 | TRUE | wye
35 | LV_1702-23_0_2_load_116 | 51 | 0.0011873 | 0.00029756 | 0 | 0 |  | 1 | TRUE | wye
36 | LV_1702-23_0_2_load_117 | 52 | 0.00019212 | 4.815e-05 | 0 | 0 |  | 1 | TRUE | wye
37 | LV_1702-23_0_2_load_118 | 53 | 0.0002792 | 6.9973e-05 | 0 | 0 |  | 1 | TRUE | wye
38 | LV_1702-23_0_2_load_10 | 55 | 0.0029997 | 0.0007518 | 0 | 0 |  | 1 | TRUE | wye
39 | LV_1702-23_0_2_load_9 | 56 | 0.0014416 | 0.0003613 | 0 | 0 |  | 1 | TRUE | wye
40 | LV_1702-23_0_2_load_21 | 60 | 0.0016495 | 0.00041342 | 0 | 0 |  | 1 | TRUE | wye
41 | LV_1702-23_0_2_load_110 | 61 | 0.00013462 | 3.374e-05 | 0 | 0 |  | 1 | TRUE | wye
42 | LV_1702-23_0_2_load_11 | 63 | 0.0007704 | 0.00019308 | 0 | 0 |  | 1 | TRUE | wye
43 | LV_1702-23_0_2_load_50 | 64 | 0.0012027 | 0.00030142 | 0 | 0 |  | 1 | TRUE | wye
44 | LV_1702-23_0_2_load_46 | 65 | 0.00099583 | 0.00024958 | 0 | 0 |  | 1 | TRUE | wye
45 | LV_1702-23_0_2_load_52 | 69 | 0.00089934 | 0.0002254 | 0 | 0 |  | 1 | TRUE | wye
46 | LV_1702-23_0_2_load_12 | 72 | 0.00031774 | 7.9632e-05 | 0 | 0 |  | 1 | TRUE | wye
47 | LV_1702-23_0_2_load_42 | 73 | 0.00039513 | 9.903e-05 | 0 | 0 |  | 1 | TRUE | wye
48 | LV_1702-23_0_2_load_40 | 74 | 0.00079876 | 0.00020019 | 0 | 0 |  | 1 | TRUE | wye
49 | LV_1702-23_0_2_load_20 | 75 | 0.0012754 | 0.00031965 | 0 | 0 |  | 1 | TRUE | wye
50 | LV_1702-23_0_2_load_13 | 76 | 0.0006626 | 0.00016606 | 0 | 0 |  | 1 | TRUE | wye
51 | LV_1702-23_0_2_load_15 | 77 | 0.0022641 | 0.00056744 | 0 | 0 |  | 1 | TRUE | wye
52 | LV_1702-23_0_2_load_34 | 79 | 0.00063363 | 0.0001588 | 0 | 0 |  | 1 | TRUE | wye
53 | LV_1702-23_0_2_load_53 | 81 | 0.0017363 | 0.00043515 | 0 | 0 |  | 1 | TRUE | wye
54 | LV_1702-23_0_2_load_32 | 82 | 0.00082875 | 0.0002077 | 0 | 0 |  | 1 | TRUE | wye
55 | LV_1702-23_0_2_load_39 | 84 | 0.00049565 | 0.00012422 | 0 | 0 |  | 1 | TRUE | wye
56 | LV_1702-23_0_2_load_56 | 85 | 0.00033088 | 8.2925e-05 | 0 | 0 |  | 1 | TRUE | wye
57 | LV_1702-23_0_2_load_58 | 86 | 0.00040857 | 0.0001024 | 0 | 0 |  | 1 | TRUE | wye
58 | LV_1702-23_0_2_load_57 | 87 | 0.0030689 | 0.00076913 | 0 | 0 |  | 1 | TRUE | wye
59 | LV_1702-23_0_2_load_44 | 88 | 0.00078331 | 0.00019631 | 0 | 0 |  | 1 | TRUE | wye
60 | LV_1702-23_0_2_load_22 | 89 | 0.0041627 | 0.0010433 | 0 | 0 |  | 1 | TRUE | wye
61 | LV_1702-23_0_2_load_23 | 90 | 0.0006656 | 0.00016682 | 0 | 0 |  | 1 | TRUE | wye
62 | LV_1702-23_0_2_load_24 | 91 | 0.0027414 | 0.00068705 | 0 | 0 |  | 1 | TRUE | wye
63 | LV_1702-23_0_2_load_37 | 94 | 0.00038158 | 9.5633e-05 | 0 | 0 |  | 1 | TRUE | wye
64 | LV_1702-23_0_2_load_55 | 95 | 0.0030054 | 0.00075322 | 0 | 0 |  | 1 | TRUE | wye
65 | LV_1702-23_0_2_load_27 | 96 | 0.0016991 | 0.00042583 | 0 | 0 |  | 1 | TRUE | wye
66 | LV_1702-23_0_2_load_28 | 97 | 0.00058213 | 0.0001459 | 0 | 0 |  | 1 | TRUE | wye
67 | LV_1702-23_0_2_load_29 | 98 | 0.00061936 | 0.00015523 | 0 | 0 |  | 1 | TRUE | wye
68 | LV_1702-23_0_2_load_30 | 99 | 0.000489 | 0.00012256 | 0 | 0 |  | 1 | TRUE | wye
69 | LV_1702-23_0_2_load_59 | 100 | 0.00087929 | 0.00022037 | 0 | 0 |  | 1 | TRUE | wye
70 | LV_1702-23_0_2_load_111 | 102 | 0.00013866 | 3.4752e-05 | 0 | 0 |  | 1 | TRUE | wye
71 | LV_1702-23_0_2_load_61 | 103 | 0.00068771 | 0.00017236 | 0 | 0 |  | 1 | TRUE | wye
72 | LV_1702-23_0_2_load_113 | 104 | 0.00029705 | 7.4447e-05 | 0 | 0 |  | 1 | TRUE | wye
73 | LV_1702-23_0_2_load_49 | 105 | 0.00032544 | 8.1564e-05 | 0 | 0 |  | 1 | TRUE | wye
74 | LV_1702-23_0_2_load_31 | 107 | 0.00031739 | 7.9544e-05 | 0 | 0 |  | 1 | TRUE | wye
75 | LV_1702-23_0_2_load_33 | 108 | 0.00039878 | 9.9943e-05 | 0 | 0 |  | 1 | TRUE | wye
76 | LV_1702-23_0_2_load_35 | 109 | 0.0005217 | 0.00013075 | 0 | 0 |  | 1 | TRUE | wye
77 | LV_1702-23_0_2_load_51 | 110 | 0.00090457 | 0.00022671 | 0 | 0 |  | 1 | TRUE | wye
78 | LV_1702-23_0_2_load_38 | 111 | 0.00051904 | 0.00013008 | 0 | 0 |  | 1 | TRUE | wye
79 | LV_1702-23_0_2_load_47 | 112 | 0.0033795 | 0.00084699 | 0 | 0 |  | 1 | TRUE | wye
80 | LV_1702-23_0_2_load_129 | 113 | 0.00017507 | 4.3876e-05 | 0 | 0 |  | 1 | TRUE | wye
81 | LV_1702-23_0_2_load_112 | 114 | 0.00067447 | 0.00016904 | 0 | 0 |  | 1 | TRUE | wye
82 | LV_1702-23_0_2_load_120 | 115 | 0.00018976 | 4.7559e-05 | 0 | 0 |  | 1 | TRUE | wye
83 | LV_1702-23_0_2_load_121 | 116 | 0.00022424 | 5.62e-05 | 0 | 0 |  | 1 | TRUE | wye
84 | LV_1702-23_0_2_load_124 | 119 | 0.00069174 | 0.00017337 | 0 | 0 |  | 1 | TRUE | wye
85 | LV_1702-23_0_2_load_126 | 121 | 0.00033681 | 8.4412e-05 | 0 | 0 |  | 1 | TRUE | wye
86 | LV_1702-23_0_2_load_127 | 123 | 0.00017078 | 4.2803e-05 | 0 | 0 |  | 1 | TRUE | wye

## ext_grid
| name | bus | vm_pu | va_degree | slack_weight | in_service
0 |  | 0 | 1 | 0 | 1 | TRUE

## line
| name | std_type | from_bus | to_bus | length_km | r_ohm_per_km | x_ohm_per_km | c_nf_per_km | g_us_per_km | max_i_ka | df | parallel | type | in_service
0 | LV_1702-23_0_2_line_0 |  | 0 | 1 | 0.018275 | 0.125 | 0.08 | 261 | 0 | 0.364 | 1 | 1 | cs | TRUE
1 | LV_1702-23_0_2_line_1 |  | 0 | 2 | 0.063924 | 0.125 | 0.08 | 261 | 0 | 0.364 | 1 | 1 | cs | TRUE
2 | LV_1702-23_0_2_line_2 |  | 1 | 3 | 0.22572 | 0.125 | 0.08 | 261 | 0 | 0.364 | 1 | 1 | cs | TRUE
3 | LV_1702-23_0_2_line_3 |  | 2 | 4 | 0.0067096 | 0.125 | 0.08 | 261 | 0 | 0.364 | 1 | 1 | cs | TRUE
4 | LV_1702-23_0_2_line_4 |  | 3 | 48 | 0.036799 | 0.125 | 0.08 | 261 | 0 | 0.364 | 1 | 1 | cs | TRUE
5 | LV_1702-23_0_2_line_5 |  | 3 | 47 | 0.041096 | 0.125 | 0.08 | 261 | 0 | 0.364 | 1 | 1 | cs | TRUE
6 | LV_1702-23_0_2_line_6 |  | 4 | 57 | 0.025195 | 0.125 | 0.08 | 261 | 0 | 0.364 | 1 | 1 | cs | TRUE
7 | LV_1702-23_0_2_line_7 |  | 5 | 6 | 0.009194 | 0.125 | 0.08 | 261 | 0 | 0.364 | 1 | 1 | cs | TRUE
8 | LV_1702-23_0_2_line_8 |  | 5 | 7 | 0.076566 | 0.125 | 0.08 | 261 | 0 | 0.364 | 1 | 1 | cs | TRUE
9 | LV_1702-23_0_2_line_9 |  | 6 | 8 | 0.048905 | 0.125 | 0.08 | 261 | 0 | 0.364 | 1 | 1 | cs | TRUE
10 | LV_1702-23_0_2_line_10 |  | 7 | 9 | 0.010534 | 0.125 | 0.08 | 261 | 0 | 0.364 | 1 | 1 | cs | TRUE
11 | LV_1702-23_0_2_line_11 |  | 8 | 10 | 0.055478 | 0.125 | 0.08 | 261 | 0 | 0.364 | 1 | 1 | cs | TRUE
12 | LV_1702-23_0_2_line_12 |  | 8 | 11 | 0.029914 | 0.125 | 0.08 | 261 | 0 | 0.364 | 1 | 1 | cs | TRUE
13 | LV_1702-23_0_2_line_13 |  | 9 | 12 | 0.031694 | 0.125 | 0.08 | 261 | 0 | 0.364 | 1 | 1 | cs | TRUE
14 | LV_1702-23_0_2_line_14 |  | 10 | 34 | 0.068956 | 0.125 | 0.08 | 261 | 0 | 0.364 | 1 | 1 | cs | TRUE
15 | LV_1702-23_0_2_line_15 |  | 10 | 35 | 0.14409 | 0.125 | 0.08 | 261 | 0 | 0.364 | 1 | 1 | cs | TRUE
16 | LV_1702-23_0_2_line_16 |  | 11 | 33 | 0.025133 | 0.125 | 0.08 | 261 | 0 | 0.364 | 1 | 1 | cs | TRUE
17 | LV_1702-23_0_2_line_17 |  | 12 | 17 | 0.003349 | 0.125 | 0.08 | 261 | 0 | 0.364 | 1 | 1 | cs | TRUE
18 | LV_1702-23_0_2_line_18 |  | 12 | 29 | 0.014954 | 0.125 | 0.08 | 261 | 0 | 0.364 | 1 | 1 | cs | TRUE
19 | LV_1702-23_0_2_line_19 |  | 13 | 14 | 0.016452 | 0.125 | 0.08 | 261 | 0 | 0.364 | 1 | 1 | cs | TRUE
20 | LV_1702-23_0_2_line_20 |  | 13 | 15 | 0.012362 | 0.125 | 0.08 | 261 | 0 | 0.364 | 1 | 1 | cs | TRUE
21 | LV_1702-23_0_2_line_21 |  | 14 | 16 | 0.018438 | 0.125 | 0.08 | 261 | 0 | 0.364 | 1 | 1 | cs | TRUE
22 | LV_1702-23_0_2_line_22 |  | 14 | 17 | 0.039877 | 0.125 | 0.08 | 261 | 0 | 0.364 | 1 | 1 | cs | TRUE
23 | LV_1702-23_0_2_line_23 |  | 15 | 18 | 0.019361 | 0.125 | 0.08 | 261 | 0 | 0.364 | 1 | 1 | cs | TRUE
24 | LV_1702-23_0_2_line_24 |  | 15 | 19 | 0.025624 | 0.125 | 0.08 | 261 | 0 | 0.364 | 1 | 1 | cs | TRUE
25 | LV_1702-23_0_2_line_25 |  | 16 | 20 | 0.039158 | 0.125 | 0.08 | 261 | 0 | 0.364 | 1 | 1 | cs | TRUE
26 | LV_1702-23_0_2_line_26 |  | 17 | 21 | 0.015683 | 0.125 | 0.08 | 261 | 0 | 0.364 | 1 | 1 | cs | TRUE
27 | LV_1702-23_0_2_line_27 |  | 18 | 22 | 0.0078843 | 0.125 | 0.08 | 261 | 0 | 0.364 | 1 | 1 | cs | TRUE
28 | LV_1702-23_0_2_line_28 |  | 19 | 23 | 0.037301 | 0.125 | 0.08 | 261 | 0 | 0.364 | 1 | 1 | cs | TRUE
29 | LV_1702-23_0_2_line_29 |  | 20 | 31 | 0.016674 | 0.125 | 0.08 | 261 | 0 | 0.364 | 1 | 1 | cs | TRUE
30 | LV_1702-23_0_2_line_30 |  | 22 | 25 | 0.04243 | 0.125 | 0.08 | 261 | 0 | 0.364 | 1 | 1 | cs | TRUE
31 | LV_1702-23_0_2_line_31 |  | 23 | 26 | 0.15946 | 0.125 | 0.08 | 261 | 0 | 0.364 | 1 | 1 | cs | TRUE
32 | LV_1702-23_0_2_line_32 |  | 24 | 25 | 0.04002 | 0.125 | 0.08 | 261 | 0 | 0.364 | 1 | 1 | cs | TRUE
33 | LV_1702-23_0_2_line_33 |  | 26 | 27 | 0.019701 | 0.125 | 0.08 | 261 | 0 | 0.364 | 1 | 1 | cs | TRUE
34 | LV_1702-23_0_2_line_34 |  | 27 | 28 | 0.048264 | 0.125 | 0.08 | 261 | 0 | 0.364 | 1 | 1 | cs | TRUE
35 | LV_1702-23_0_2_line_35 |  | 28 | 36 | 0.11958 | 0.125 | 0.08 | 261 | 0 | 0.364 | 1 | 1 | cs | TRUE
36 | LV_1702-23_0_2_line_36 |  | 29 | 30 | 0.023844 | 0.125 | 0.08 | 261 | 0 | 0.364 | 1 | 1 | cs | TRUE
37 | LV_1702-23_0_2_line_37 |  | 31 | 32 | 0.0025398 | 0.125 | 0.08 | 261 | 0 | 0.364 | 1 | 1 | cs | TRUE
38 | LV_1702-23_0_2_line_38 |  | 32 | 39 | 0.011 | 0.125 | 0.08 | 261 | 0 | 0.364 | 1 | 1 | cs | TRUE
39 | LV_1702-23_0_2_line_39 |  | 34 | 51 | 0.036219 | 0.125 | 0.08 | 261 | 0 | 0.364 | 1 | 1 | cs | TRUE
40 | LV_1702-23_0_2_line_40 |  | 36 | 37 | 0.083695 | 0.125 | 0.08 | 261 | 0 | 0.364 | 1 | 1 | cs | TRUE
41 | LV_1702-23_0_2_line_41 |  | 37 | 38 | 0.019364 | 0.125 | 0.08 | 261 | 0 | 0.364 | 1 | 1 | cs | TRUE
42 | LV_1702-23_0_2_line_42 |  | 38 | 49 | 0.018005 | 0.125 | 0.08 | 261 | 0 | 0.364 | 1 | 1 | cs | TRUE
43 | LV_1702-23_0_2_line_43 |  | 39 | 43 | 0.017747 | 0.125 | 0.08 | 261 | 0 | 0.364 | 1 | 1 | cs | TRUE
44 | LV_1702-23_0_2_line_44 |  | 40 | 41 | 0.024484 | 0.125 | 0.08 | 261 | 0 | 0.364 | 1 | 1 | cs | TRUE
45 | LV_1702-23_0_2_line_45 |  | 40 | 42 | 0.0084815 | 0.125 | 0.08 | 261 | 0 | 0.364 | 1 | 1 | cs | TRUE
46 | LV_1702-23_0_2_line_46 |  | 41 | 45 | 0.099545 | 0.125 | 0.08 | 261 | 0 | 0.364 | 1 | 1 | cs | TRUE
47 | LV_1702-23_0_2_line_47 |  | 42 | 44 | 0.0089021 | 0.125 | 0.08 | 261 | 0 | 0.364 | 1 | 1 | cs | TRUE
48 | LV_1702-23_0_2_line_48 |  | 43 | 44 | 0.023 | 0.125 | 0.08 | 261 | 0 | 0.364 | 1 | 1 | cs | TRUE
49 | LV_1702-23_0_2_line_49 |  | 45 | 46 | 0.028544 | 0.125 | 0.08 | 261 | 0 | 0.364 | 1 | 1 | cs | TRUE
50 | LV_1702-23_0_2_line_50 |  | 46 | 47 | 0.024114 | 0.125 | 0.08 | 261 | 0 | 0.364 | 1 | 1 | cs | TRUE
51 | LV_1702-23_0_2_line_51 |  | 49 | 50 | 0.022853 | 0.125 | 0.08 | 261 | 0 | 0.364 | 1 | 1 | cs | TRUE
52 | LV_1702-23_0_2_line_52 |  | 50 | 61 | 0.0092433 | 0.125 | 0.08 | 261 | 0 | 0.364 | 1 | 1 | cs | TRUE
53 | LV_1702-23_0_2_line_53 |  | 51 | 52 | 0.0056715 | 0.125 | 0.08 | 261 | 0 | 0.364 | 1 | 1 | cs | TRUE
54 | LV_1702-23_0_2_line_54 |  | 52 | 53 | 0.0085487 | 0.125 | 0.08 | 261 | 0 | 0.364 | 1 | 1 | cs | TRUE
55 | LV_1702-23_0_2_line_55 |  | 54 | 55 | 0.020629 | 0.125 | 0.08 | 261 | 0 | 0.364 | 1 | 1 | cs | TRUE
56 | LV_1702-23_0_2_line_56 |  | 54 | 56 | 0.018916 | 0.125 | 0.08 | 261 | 0 | 0.364 | 1 | 1 | cs | TRUE
57 | LV_1702-23_0_2_line_57 |  | 55 | 58 | 0.011032 | 0.125 | 0.08 | 261 | 0 | 0.364 | 1 | 1 | cs | TRUE
58 | LV_1702-23_0_2_line_58 |  | 56 | 59 | 0.013571 | 0.125 | 0.08 | 261 | 0 | 0.364 | 1 | 1 | cs | TRUE
59 | LV_1702-23_0_2_line_59 |  | 57 | 62 | 0.025593 | 0.125 | 0.08 | 261 | 0 | 0.364 | 1 | 1 | cs | TRUE
60 | LV_1702-23_0_2_line_60 |  | 58 | 75 | 0.01161 | 0.125 | 0.08 | 261 | 0 | 0.364 | 1 | 1 | cs | TRUE
61 | LV_1702-23_0_2_line_61 |  | 58 | 60 | 0.016027 | 0.125 | 0.08 | 261 | 0 | 0.364 | 1 | 1 | cs | TRUE
62 | LV_1702-23_0_2_line_62 |  | 59 | 63 | 0.012427 | 0.125 | 0.08 | 261 | 0 | 0.364 | 1 | 1 | cs | TRUE
63 | LV_1702-23_0_2_line_63 |  | 62 | 64 | 0.016715 | 0.125 | 0.08 | 261 | 0 | 0.364 | 1 | 1 | cs | TRUE
64 | LV_1702-23_0_2_line_64 |  | 63 | 65 | 0.00024079 | 0.125 | 0.08 | 261 | 0 | 0.364 | 1 | 1 | cs | TRUE
65 | LV_1702-23_0_2_line_65 |  | 64 | 66 | 0.023822 | 0.125 | 0.08 | 261 | 0 | 0.364 | 1 | 1 | cs | TRUE
66 | LV_1702-23_0_2_line_66 |  | 65 | 66 | 0.015364 | 0.125 | 0.08 | 261 | 0 | 0.364 | 1 | 1 | cs | TRUE
67 | LV_1702-23_0_2_line_67 |  | 66 | 92 | 0.023573 | 0.125 | 0.08 | 261 | 0 | 0.364 | 1 | 1 | cs | TRUE
68 | LV_1702-23_0_2_line_68 |  | 67 | 68 | 0.037238 | 0.125 | 0.08 | 261 | 0 | 0.364 | 1 | 1 | cs | TRUE
69 | LV_1702-23_0_2_line_69 |  | 67 | 69 | 0.0095472 | 0.125 | 0.08 | 261 | 0 | 0.364 | 1 | 1 | cs | TRUE
70 | LV_1702-23_0_2_line_70 |  | 68 | 83 | 0.010151 | 0.125 | 0.08 | 261 | 0 | 0.364 | 1 | 1 | cs | TRUE
71 | LV_1702-23_0_2_line_71 |  | 68 | 84 | 0.01509 | 0.125 | 0.08 | 261 | 0 | 0.364 | 1 | 1 | cs | TRUE
72 | LV_1702-23_0_2_line_72 |  | 69 | 71 | 0.027569 | 0.125 | 0.08 | 261 | 0 | 0.364 | 1 | 1 | cs | TRUE
73 | LV_1702-23_0_2_line_73 |  | 70 | 71 | 0.021805 | 0.125 | 0.08 | 261 | 0 | 0.364 | 1 | 1 | cs | TRUE
74 | LV_1702-23_0_2_line_74 |  | 70 | 72 | 0.035115 | 0.125 | 0.08 | 261 | 0 | 0.364 | 1 | 1 | cs | TRUE
75 | LV_1702-23_0_2_line_75 |  | 71 | 79 | 0.019277 | 0.125 | 0.08 | 261 | 0 | 0.364 | 1 | 1 | cs | TRUE
76 | LV_1702-23_0_2_line_76 |  | 72 | 76 | 0.00015542 | 0.125 | 0.08 | 261 | 0 | 0.364 | 1 | 1 | cs | TRUE
77 | LV_1702-23_0_2_line_77 |  | 73 | 74 | 0.00020639 | 0.125 | 0.08 | 261 | 0 | 0.364 | 1 | 1 | cs | TRUE
78 | LV_1702-23_0_2_line_78 |  | 74 | 111 | 0.019923 | 0.125 | 0.08 | 261 | 0 | 0.364 | 1 | 1 | cs | TRUE
79 | LV_1702-23_0_2_line_79 |  | 75 | 88 | 0.0086215 | 0.125 | 0.08 | 261 | 0 | 0.364 | 1 | 1 | cs | TRUE
80 | LV_1702-23_0_2_line_80 |  | 76 | 77 | 0.036153 | 0.125 | 0.08 | 261 | 0 | 0.364 | 1 | 1 | cs | TRUE
81 | LV_1702-23_0_2_line_81 |  | 77 | 78 | 0.0085421 | 0.125 | 0.08 | 261 | 0 | 0.364 | 1 | 1 | cs | TRUE
82 | LV_1702-23_0_2_line_82 |  | 78 | 80 | 0.004762 | 0.125 | 0.08 | 261 | 0 | 0.364 | 1 | 1 | cs | TRUE
83 | LV_1702-23_0_2_line_83 |  | 78 | 81 | 0.018862 | 0.125 | 0.08 | 261 | 0 | 0.364 | 1 | 1 | cs | TRUE
84 | LV_1702-23_0_2_line_84 |  | 79 | 82 | 0.0015233 | 0.125 | 0.08 | 261 | 0 | 0.364 | 1 | 1 | cs | TRUE
85 | LV_1702-23_0_2_line_85 |  | 80 | 85 | 0.027503 | 0.125 | 0.08 | 261 | 0 | 0.364 | 1 | 1 | cs | TRUE
86 | LV_1702-23_0_2_line_86 |  | 81 | 113 | 0.43117 | 0.125 | 0.08 | 261 | 0 | 0.364 | 1 | 1 | cs | TRUE
87 | LV_1702-23_0_2_line_87 |  | 82 | 107 | 0.0084359 | 0.125 | 0.08 | 261 | 0 | 0.364 | 1 | 1 | cs | TRUE
88 | LV_1702-23_0_2_line_88 |  | 83 | 112 | 0.025012 | 0.125 | 0.08 | 261 | 0 | 0.364 | 1 | 1 | cs | TRUE
89 | LV_1702-23_0_2_line_89 |  | 83 | 105 | 0.016419 | 0.125 | 0.08 | 261 | 0 | 0.364 | 1 | 1 | cs | TRUE
90 | LV_1702-23_0_2_line_90 |  | 84 | 111 | 0.011129 | 0.125 | 0.08 | 261 | 0 | 0.364 | 1 | 1 | cs | TRUE
91 | LV_1702-23_0_2_line_91 |  | 85 | 95 | 0.025491 | 0.125 | 0.08 | 261 | 0 | 0.364 | 1 | 1 | cs | TRUE
92 | LV_1702-23_0_2_line_92 |  | 86 | 87 | 0.0016628 | 0.125 | 0.08 | 261 | 0 | 0.364 | 1 | 1 | cs | TRUE
93 | LV_1702-23_0_2_line_93 |  | 87 | 94 | 0.015902 | 0.125 | 0.08 | 261 | 0 | 0.364 | 1 | 1 | cs | TRUE
94 | LV_1702-23_0_2_line_94 |  | 89 | 90 | 0.027545 | 0.125 | 0.08 | 261 | 0 | 0.364 | 1 | 1 | cs | TRUE
95 | LV_1702-23_0_2_line_95 |  | 89 | 91 | 0.027073 | 0.125 | 0.08 | 261 | 0 | 0.364 | 1 | 1 | cs | TRUE
96 | LV_1702-23_0_2_line_96 |  | 90 | 92 | 0.0064877 | 0.125 | 0.08 | 261 | 0 | 0.364 | 1 | 1 | cs | TRUE
97 | LV_1702-23_0_2_line_97 |  | 91 | 93 | 0.034494 | 0.125 | 0.08 | 261 | 0 | 0.364 | 1 | 1 | cs | TRUE
98 | LV_1702-23_0_2_line_98 |  | 92 | 94 | 0.018519 | 0.125 | 0.08 | 261 | 0 | 0.364 | 1 | 1 | cs | TRUE
99 | LV_1702-23_0_2_line_99 |  | 93 | 95 | 0.03107 | 0.125 | 0.08 | 261 | 0 | 0.364 | 1 | 1 | cs | TRUE
100 | LV_1702-23_0_2_line_100 |  | 96 | 97 | 0.0048156 | 0.125 | 0.08 | 261 | 0 | 0.364 | 1 | 1 | cs | TRUE
101 | LV_1702-23_0_2_line_101 |  | 96 | 98 | 0.044863 | 0.125 | 0.08 | 261 | 0 | 0.364 | 1 | 1 | cs | TRUE
102 | LV_1702-23_0_2_line_102 |  | 97 | 99 | 0.02659 | 0.125 | 0.08 | 261 | 0 | 0.364 | 1 | 1 | cs | TRUE
103 | LV_1702-23_0_2_line_103 |  | 98 | 100 | 0.23543 | 0.125 | 0.08 | 261 | 0 | 0.364 | 1 | 1 | cs | TRUE
104 | LV_1702-23_0_2_line_104 |  | 99 | 105 | 0.012761 | 0.125 | 0.08 | 261 | 0 | 0.364 | 1 | 1 | cs | TRUE
105 | LV_1702-23_0_2_line_105 |  | 100 | 106 | 0.039209 | 0.125 | 0.08 | 261 | 0 | 0.364 | 1 | 1 | cs | TRUE
106 | LV_1702-23_0_2_line_106 |  | 101 | 102 | 0.19407 | 0.125 | 0.08 | 261 | 0 | 0.364 | 1 | 1 | cs | TRUE
107 | LV_1702-23_0_2_line_107 |  | 101 | 103 | 0.06617 | 0.125 | 0.08 | 261 | 0 | 0.364 | 1 | 1 | cs | TRUE
108 | LV_1702-23_0_2_line_108 |  | 102 | 104 | 0.23749 | 0.125 | 0.08 | 261 | 0 | 0.364 | 1 | 1 | cs | TRUE
109 | LV_1702-23_0_2_line_109 |  | 103 | 106 | 0.039077 | 0.125 | 0.08 | 261 | 0 | 0.364 | 1 | 1 | cs | TRUE
110 | LV_1702-23_0_2_line_110 |  | 104 | 114 | 0.036919 | 0.125 | 0.08 | 261 | 0 | 0.364 | 1 | 1 | cs | TRUE
111 | LV_1702-23_0_2_line_111 |  | 107 | 108 | 0.027744 | 0.125 | 0.08 | 261 | 0 | 0.364 | 1 | 1 | cs | TRUE
112 | LV_1702-23_0_2_line_112 |  | 108 | 109 | 0.0069447 | 0.125 | 0.08 | 261 | 0 | 0.364 | 1 | 1 | cs | TRUE
113 | LV_1702-23_0_2_line_113 |  | 109 | 110 | 0.034827 | 0.125 | 0.08 | 261 | 0 | 0.364 | 1 | 1 | cs | TRUE
114 | LV_1702-23_0_2_line_114 |  | 113 | 120 | 0.033141 | 0.125 | 0.08 | 261 | 0 | 0.364 | 1 | 1 | cs | TRUE
115 | LV_1702-23_0_2_line_115 |  | 115 | 116 | 0.0022183 | 0.125 | 0.08 | 261 | 0 | 0.364 | 1 | 1 | cs | TRUE
116 | LV_1702-23_0_2_line_116 |  | 116 | 117 | 0.035248 | 0.125 | 0.08 | 261 | 0 | 0.364 | 1 | 1 | cs | TRUE
117 | LV_1702-23_0_2_line_117 |  | 117 | 120 | 0.020495 | 0.125 | 0.08 | 261 | 0 | 0.364 | 1 | 1 | cs | TRUE
118 | LV_1702-23_0_2_line_118 |  | 117 | 121 | 0.01622 | 0.125 | 0.08 | 261 | 0 | 0.364 | 1 | 1 | cs | TRUE
119 | LV_1702-23_0_2_line_119 |  | 117 | 118 | 0.03308 | 0.125 | 0.08 | 261 | 0 | 0.364 | 1 | 1 | cs | TRUE
120 | LV_1702-23_0_2_line_120 |  | 118 | 119 | 0.019 | 0.125 | 0.08 | 261 | 0 | 0.364 | 1 | 1 | cs | TRUE
121 | LV_1702-23_0_2_line_121 |  | 121 | 122 | 0.01815 | 0.125 | 0.08 | 261 | 0 | 0.364 | 1 | 1 | cs | TRUE
122 | LV_1702-23_0_2_line_122 |  | 122 | 123 | 0.012626 | 0.125 | 0.08 | 261 | 0 | 0.364 | 1 | 1 | cs | TRUE

## trafo
| name | std_type | hv_bus | lv_bus | sn_mva | vn_hv_kv | vn_lv_kv | vk_percent | vkr_percent | pfe_kw | i0_percent | shift_degree | tap_side | tap_neutral | tap_min | tap_max | tap_step_percent | tap_step_degree | tap_pos | tap_phase_shifter | parallel | df | in_service
0 | LV_1702-23_0_2_trafo_0 | 0.63 MVA 20/0.4 kV | 124 | 0 | 0.63 | 20 | 0.4 | 6 | 1.206 | 1.65 | 0.2619 | 150 | hv | 0 | -2 | 2 | 2.5 | 0 | 0 | FALSE | 1 | 1 | TRUE

## line_geodata
| x0 | y0 | x1 | y1 | x2 | y2 | x3 | y3 | x4 | y4 | x5 | y5 | x6 | y6
0 | 2676816.6902 | 1229506.5517 | 2676824.4367 | 1229490.0001
1 | 2676782.8366 | 1229560.1084 | 2676802.4081 | 1229537.0677 | 2676816.6902 | 1229506.5517
2 | 2676824.4367 | 1229490.0001 | 2677044.264 | 1229438.7731
3 | 2676782.8366 | 1229560.1084 | 2676776.2395 | 1229561.3317
4 | 2677044.264 | 1229438.7731 | 2677064.6769 | 1229452.6246 | 2677069.7641 | 1229452.357 | 2677075.356 | 1229448.0871
5 | 2677044.264 | 1229438.7731 | 2677076.2573 | 1229412.98
6 | 2676753.8373 | 1229572.2646 | 2676761.713 | 1229566.6624 | 2676773.1387 | 1229561.9066 | 2676776.2395 | 1229561.3317
7 | 2677281.4425 | 1229098.0379 | 2677276.5659 | 1229090.2437
8 | 2677322.054 | 1229162.9462 | 2677281.4425 | 1229098.0379
9 | 2677251.4822 | 1229048.2741 | 2677263.3493 | 1229069.1201 | 2677276.5659 | 1229090.2437
10 | 2677322.054 | 1229162.9462 | 2677318.4344 | 1229172.8387
11 | 2677234.1163 | 1229001.0167 | 2677234.8253 | 1229002.4268 | 2677256.1826 | 1229046.3116 | 2677251.4822 | 1229048.2741
12 | 2677251.4822 | 1229048.2741 | 2677223.8786 | 1229059.8015
13 | 2677309.0637 | 1229202.8599 | 2677308.8402 | 1229199.6549 | 2677313.2396 | 1229187.0368 | 2677318.4344 | 1229172.8387
14 | 2677234.1163 | 1229001.0167 | 2677293.5412 | 1228971.9243 | 2677295.9839 | 1228970.5714
15 | 2677234.1163 | 1229001.0167 | 2677168.7746 | 1228872.5986
16 | 2677223.8786 | 1229059.8015 | 2677200.6871 | 1229069.4864
17 | 2677310.6619 | 1229205.8049 | 2677309.0637 | 1229202.8599
18 | 2677309.0637 | 1229202.8599 | 2677301.3708 | 1229197.2339 | 2677297.8875 | 1229193.0771
19 | 2677296.0474 | 1229241.8727 | 2677308.5975 | 1229252.5111
20 | 2677318.0272 | 1229260.5043 | 2677308.5975 | 1229252.5111
21 | 2677296.0474 | 1229241.8727 | 2677289.8708 | 1229247.8299 | 2677282.0765 | 1229253.8642
22 | 2677310.6619 | 1229205.8049 | 2677305.959 | 1229210.8806 | 2677303.785 | 1229214.3436 | 2677302.448 | 1229219.274 | 2677301.9125 | 1229223.7478 | 2677300.1754 | 1229233.8098 | 2677296.0474 | 1229241.8727
23 | 2677318.0272 | 1229260.5043 | 2677332.2453 | 1229247.3628
24 | 2677318.0272 | 1229260.5043 | 2677314.893 | 1229264.9777 | 2677314.043 | 1229270.3258 | 2677315.688 | 1229277.2519 | 2677320.9574 | 1229282.7674
25 | 2677251.1131 | 1229277.8356 | 2677282.0765 | 1229253.8642
26 | 2677310.6619 | 1229205.8049 | 2677316.5714 | 1229202.3349 | 2677323.5021 | 1229200.735 | 2677325.2024 | 1229200.498
27 | 2677332.2453 | 1229247.3628 | 2677338.0352 | 1229242.0112
28 | 2677352.2996 | 1229299.2427 | 2677343.0946 | 1229293.3858 | 2677330.4133 | 1229292.6649 | 2677320.9574 | 1229282.7674
29 | 2677251.1131 | 1229277.8356 | 2677259.0162 | 1229292.5178
30 | 2677376.1473 | 1229232.5411 | 2677361.8352 | 1229236.6132 | 2677347.3987 | 1229233.3566 | 2677338.0352 | 1229242.0112
31 | 2677352.2996 | 1229299.2427 | 2677476.3079 | 1229399.491
32 | 2677376.1473 | 1229232.5411 | 2677370.0928 | 1229236.6762 | 2677388.2137 | 1229263.8816
33 | 2677485.499 | 1229416.9114 | 2677479.7039 | 1229406.3844 | 2677476.3079 | 1229399.491
34 | 2677485.499 | 1229416.9114 | 2677443.3767 | 1229421.9663 | 2677437.7394 | 1229423.4915
35 | 2677320.1095 | 1229445.0189 | 2677437.7394 | 1229423.4915
36 | 2677287.0198 | 1229172.8199 | 2677296.1482 | 1229184.5909 | 2677296.6704 | 1229191.6246 | 2677297.8875 | 1229193.0771
37 | 2677260.22 | 1229294.7542 | 2677259.0162 | 1229292.5178
38 | 2677260.22 | 1229294.7542 | 2677258.3481 | 1229301.2009 | 2677254.7571 | 1229303.542
39 | 2677295.9839 | 1228970.5714 | 2677316.9024 | 1228958.9858 | 2677324.8141 | 1228949.56 | 2677324.8141 | 1228949.56
40 | 2677237.7838 | 1229458.1957 | 2677294.1543 | 1229445.7417 | 2677320.1095 | 1229445.0189
41 | 2677237.7838 | 1229458.1957 | 2677245.9865 | 1229475.7365
42 | 2677245.9865 | 1229475.7365 | 2677249.5855 | 1229483.4327 | 2677255.6394 | 1229490.7653
43 | 2677239.8906 | 1229313.2338 | 2677254.7571 | 1229303.542
44 | 2677227.6884 | 1229341.2633 | 2677225.2161 | 1229346.6904 | 2677221.0554 | 1229348.5377 | 2677216.3065 | 1229348.4204 | 2677209.3934 | 1229342.2598
45 | 2677227.6884 | 1229341.2633 | 2677227.7304 | 1229338.0283 | 2677225.0951 | 1229333.492
46 | 2677209.3934 | 1229342.2598 | 2677117.2517 | 1229379.9301
47 | 2677220.6235 | 1229325.7944 | 2677225.0951 | 1229333.492
48 | 2677220.6235 | 1229325.7944 | 2677239.8906 | 1229313.2338
49 | 2677117.2517 | 1229379.9301 | 2677095.0299 | 1229397.8455
50 | 2677095.0299 | 1229397.8455 | 2677076.2573 | 1229412.98
51 | 2677255.6394 | 1229490.7653 | 2677269.8885 | 1229508.0242 | 2677269.9618 | 1229508.4908
52 | 2677269.9618 | 1229508.4908 | 2677271.3954 | 1229517.6222
53 | 2677324.8141 | 1228949.56 | 2677326.0466 | 1228944.0241
54 | 2677327.9042 | 1228935.6797 | 2677326.0466 | 1228944.0241
55 | 2676800.1287 | 1229580.3786 | 2676810.5906 | 1229591.5768 | 2676814.4302 | 1229595.2368
56 | 2676800.1287 | 1229580.3786 | 2676785.8392 | 1229592.773
57 | 2676822.4152 | 1229602.8483 | 2676814.4302 | 1229595.2368
58 | 2676775.5875 | 1229601.6651 | 2676785.8392 | 1229592.773
59 | 2676753.8373 | 1229572.2646 | 2676745.4919 | 1229577.8607 | 2676731.9 | 1229585.5127
60 | 2676822.4152 | 1229602.8483 | 2676831.2278 | 1229610.4061
61 | 2676822.4152 | 1229602.8483 | 2676832.793 | 1229590.6344
62 | 2676775.5875 | 1229601.6651 | 2676765.5513 | 1229608.9932
63 | 2676731.9 | 1229585.5127 | 2676735.7437 | 1229592.3558 | 2676742.6858 | 1229597.8712
64 | 2676765.3568 | 1229609.1352 | 2676765.5513 | 1229608.9932
65 | 2676752.9488 | 1229618.1953 | 2676751.608 | 1229608.7938 | 2676747.2099 | 1229601.4655 | 2676742.6858 | 1229597.8712
66 | 2676752.9488 | 1229618.1953 | 2676765.3568 | 1229609.1352
67 | 2676752.9488 | 1229618.1953 | 2676758.3269 | 1229641.1469
68 | 2676685.3121 | 1229562.7855 | 2676685.3458 | 1229556.6485 | 2676685.4295 | 1229541.9396 | 2676683.7899 | 1229533.9575 | 2676680.5771 | 1229526.3665
69 | 2676685.3121 | 1229562.7855 | 2676679.2983 | 1229565.0095 | 2676676.9705 | 1229567.1099
70 | 2676675.8289 | 1229517.3881 | 2676680.5771 | 1229526.3665
71 | 2676680.5771 | 1229526.3665 | 2676687.2531 | 1229528.0204 | 2676694.7729 | 1229531.3201
72 | 2676662.0579 | 1229588.8701 | 2676663.6804 | 1229579.9627 | 2676667.2713 | 1229575.8618 | 2676676.9705 | 1229567.1099
73 | 2676681.856 | 1229598.1315 | 2676662.0579 | 1229588.8701
74 | 2676681.856 | 1229598.1315 | 2676665.6252 | 1229629.2707
75 | 2676662.0579 | 1229588.8701 | 2676655.4466 | 1229596.301 | 2676646.1242 | 1229596.7067
76 | 2676665.5534 | 1229629.4085 | 2676665.6252 | 1229629.2707
77 | 2676718.7355 | 1229548.8472 | 2676718.7813 | 1229549.0484
78 | 2676704.9639 | 1229535.7921 | 2676711.6618 | 1229538.7312 | 2676718.1124 | 1229546.1083 | 2676718.7355 | 1229548.8472
79 | 2676831.2278 | 1229610.4061 | 2676831.287 | 1229610.4569 | 2676838.4634 | 1229615.0926
80 | 2676665.5534 | 1229629.4085 | 2676656.6013 | 1229646.5832 | 2676650.0556 | 1229662.0393
81 | 2676646.7245 | 1229669.9051 | 2676650.0556 | 1229662.0393
82 | 2676646.7245 | 1229669.9051 | 2676650.7058 | 1229672.5359
83 | 2676646.7245 | 1229669.9051 | 2676640.3251 | 1229687.6482
84 | 2676644.6024 | 1229596.773 | 2676646.1242 | 1229596.7067
85 | 2676650.7058 | 1229672.5359 | 2676666.992 | 1229683.2864 | 2676674.2615 | 1229686.5994
86 | 2676640.3251 | 1229687.6482 | 2676277.4457 | 1229920.5221
87 | 2676644.6024 | 1229596.773 | 2676639.2852 | 1229597.0044 | 2676636.2092 | 1229596.5213
88 | 2676675.8289 | 1229517.3881 | 2676665.5999 | 1229494.5631
89 | 2676675.8289 | 1229517.3881 | 2676659.4193 | 1229517.9437
90 | 2676704.9639 | 1229535.7921 | 2676694.7729 | 1229531.3201
91 | 2676697.2493 | 1229697.4806 | 2676696.4184 | 1229696.697 | 2676674.2615 | 1229686.5994
92 | 2676726.1392 | 1229632.5855 | 2676724.6242 | 1229631.9001
93 | 2676740.6275 | 1229639.14 | 2676726.1392 | 1229632.5855
94 | 2676756.62 | 1229673.7676 | 2676758.4507 | 1229670.8686 | 2676761.1277 | 1229664.2097 | 2676761.4359 | 1229654.4182 | 2676759.8067 | 1229647.4635
95 | 2676740.3095 | 1229695.2629 | 2676749.773 | 1229684.6103 | 2676756.62 | 1229673.7676
96 | 2676758.3269 | 1229641.1469 | 2676759.8067 | 1229647.4635
97 | 2676717.4002 | 1229721.0507 | 2676740.3095 | 1229695.2629
98 | 2676758.3269 | 1229641.1469 | 2676748.0891 | 1229642.5157 | 2676740.6275 | 1229639.14
99 | 2676717.4002 | 1229721.0507 | 2676702.9452 | 1229702.852 | 2676697.2493 | 1229697.4806
100 | 2676628.4319 | 1229501.7479 | 2676623.621 | 1229501.9622
101 | 2676603.1478 | 1229529.3487 | 2676605.4525 | 1229502.7716 | 2676623.621 | 1229501.9622
102 | 2676651.6192 | 1229507.8439 | 2676646.2967 | 1229500.952 | 2676628.4319 | 1229501.7479
103 | 2676603.1478 | 1229529.3487 | 2676389.1161 | 1229431.285
104 | 2676659.4193 | 1229517.9437 | 2676659.4193 | 1229517.9437 | 2676651.6192 | 1229507.8439
105 | 2676350.4045 | 1229425.0624 | 2676357.4662 | 1229426.1982 | 2676389.1161 | 1229431.285
106 | 2676363.3252 | 1229321.0136 | 2676316.5594 | 1229132.6672
107 | 2676363.3252 | 1229321.0136 | 2676361.9526 | 1229327.0111 | 2676359.0107 | 1229338.3922 | 2676355.3576 | 1229351.4652 | 2676352.8266 | 1229386.0614
108 | 2676316.5594 | 1229132.6672 | 2676552.6198 | 1229106.6815
109 | 2676350.4045 | 1229425.0624 | 2676352.1688 | 1229395.0537 | 2676352.8266 | 1229386.0614
110 | 2676562.8016 | 1229142.169 | 2676554.7767 | 1229114.3348 | 2676552.6198 | 1229106.6815
111 | 2676608.8542 | 1229591.9209 | 2676616.066 | 1229593.3584 | 2676636.2092 | 1229596.5213
112 | 2676608.8542 | 1229591.9209 | 2676602.0435 | 1229590.5633
113 | 2676567.7368 | 1229584.8632 | 2676576.9449 | 1229585.5605 | 2676602.0435 | 1229590.5633
114 | 2676248.6575 | 1229936.9253 | 2676268.7311 | 1229925.8529 | 2676277.4457 | 1229920.5221
115 | 2676196.8159 | 1229911.0212 | 2676198.7653 | 1229912.0799
116 | 2676230.3608 | 1229927.5845 | 2676218.4981 | 1229922.7959 | 2676198.7653 | 1229912.0799
117 | 2676230.3608 | 1229927.5845 | 2676248.6575 | 1229936.9253
118 | 2676230.3608 | 1229927.5845 | 2676221.8996 | 1229941.4231
119 | 2676230.3608 | 1229927.5845 | 2676232.8904 | 1229899.2866 | 2676231.4016 | 1229894.8646
120 | 2676231.4016 | 1229894.8646 | 2676235.1283 | 1229876.2341
121 | 2676212.432 | 1229956.9079 | 2676221.8996 | 1229941.4231
122 | 2676212.432 | 1229956.9079 | 2676202.4825 | 1229964.6817

## bus_geodata
| x | y | coords
0 | 2676816.6902 | 1229506.5517
1 | 2676824.4367 | 1229490.0001
2 | 2676782.8366 | 1229560.1084
3 | 2677044.264 | 1229438.7731
4 | 2676776.2395 | 1229561.3317
5 | 2677281.4425 | 1229098.0379
6 | 2677276.5659 | 1229090.2437
7 | 2677322.054 | 1229162.9462
8 | 2677251.4822 | 1229048.2741
9 | 2677318.4344 | 1229172.8387
10 | 2677234.1163 | 1229001.0167
11 | 2677223.8786 | 1229059.8015
12 | 2677309.0637 | 1229202.8599
13 | 2677308.5975 | 1229252.5111
14 | 2677296.0474 | 1229241.8727
15 | 2677318.0272 | 1229260.5043
16 | 2677282.0765 | 1229253.8642
17 | 2677310.6619 | 1229205.8049
18 | 2677332.2453 | 1229247.3628
19 | 2677320.9574 | 1229282.7674
20 | 2677251.1131 | 1229277.8356
21 | 2677325.2024 | 1229200.498
22 | 2677338.0352 | 1229242.0112
23 | 2677352.2996 | 1229299.2427
24 | 2677388.2137 | 1229263.8816
25 | 2677376.1473 | 1229232.5411
26 | 2677476.3079 | 1229399.491
27 | 2677485.499 | 1229416.9114
28 | 2677437.7394 | 1229423.4915
29 | 2677297.8875 | 1229193.0771
30 | 2677287.0198 | 1229172.8199
31 | 2677259.0162 | 1229292.5178
32 | 2677260.22 | 1229294.7542
33 | 2677200.6871 | 1229069.4864
34 | 2677295.9839 | 1228970.5714
35 | 2677168.7746 | 1228872.5986
36 | 2677320.1095 | 1229445.0189
37 | 2677237.7838 | 1229458.1957
38 | 2677245.9865 | 1229475.7365
39 | 2677254.7571 | 1229303.542
40 | 2677227.6884 | 1229341.2633
41 | 2677209.3934 | 1229342.2598
42 | 2677225.0951 | 1229333.492
43 | 2677239.8906 | 1229313.2338
44 | 2677220.6235 | 1229325.7944
45 | 2677117.2517 | 1229379.9301
46 | 2677095.0299 | 1229397.8455
47 | 2677076.2573 | 1229412.98
48 | 2677075.356 | 1229448.0871
49 | 2677255.6394 | 1229490.7653
50 | 2677269.9618 | 1229508.4908
51 | 2677324.8141 | 1228949.56
52 | 2677326.0466 | 1228944.0241
53 | 2677327.9042 | 1228935.6797
54 | 2676800.1287 | 1229580.3786
55 | 2676814.4302 | 1229595.2368
56 | 2676785.8392 | 1229592.773
57 | 2676753.8373 | 1229572.2646
58 | 2676822.4152 | 1229602.8483
59 | 2676775.5875 | 1229601.6651
60 | 2676832.793 | 1229590.6344
61 | 2677271.3954 | 1229517.6222
62 | 2676731.9 | 1229585.5127
63 | 2676765.5513 | 1229608.9932
64 | 2676742.6858 | 1229597.8712
65 | 2676765.3568 | 1229609.1352
66 | 2676752.9488 | 1229618.1953
67 | 2676685.3121 | 1229562.7855
68 | 2676680.5771 | 1229526.3665
69 | 2676676.9705 | 1229567.1099
70 | 2676681.856 | 1229598.1315
71 | 2676662.0579 | 1229588.8701
72 | 2676665.6252 | 1229629.2707
73 | 2676718.7813 | 1229549.0484
74 | 2676718.7355 | 1229548.8472
75 | 2676831.2278 | 1229610.4061
76 | 2676665.5534 | 1229629.4085
77 | 2676650.0556 | 1229662.0393
78 | 2676646.7245 | 1229669.9051
79 | 2676646.1242 | 1229596.7067
80 | 2676650.7058 | 1229672.5359
81 | 2676640.3251 | 1229687.6482
82 | 2676644.6024 | 1229596.773
83 | 2676675.8289 | 1229517.3881
84 | 2676694.7729 | 1229531.3201
85 | 2676674.2615 | 1229686.5994
86 | 2676724.6242 | 1229631.9001
87 | 2676726.1392 | 1229632.5855
88 | 2676838.4634 | 1229615.0926
89 | 2676756.62 | 1229673.7676
90 | 2676759.8067 | 1229647.4635
91 | 2676740.3094 | 1229695.2629
92 | 2676758.3269 | 1229641.1469
93 | 2676717.4002 | 1229721.0507
94 | 2676740.6275 | 1229639.14
95 | 2676697.2493 | 1229697.4806
96 | 2676623.621 | 1229501.9622
97 | 2676628.4319 | 1229501.7479
98 | 2676603.1478 | 1229529.3487
99 | 2676651.6192 | 1229507.8439
100 | 2676389.1161 | 1229431.285
101 | 2676363.3252 | 1229321.0136
102 | 2676316.5594 | 1229132.6672
103 | 2676352.8266 | 1229386.0614
104 | 2676552.6198 | 1229106.6815
105 | 2676659.4193 | 1229517.9437
106 | 2676350.4045 | 1229425.0624
107 | 2676636.2092 | 1229596.5213
108 | 2676608.8542 | 1229591.9209
109 | 2676602.0435 | 1229590.5633
110 | 2676567.7368 | 1229584.8632
111 | 2676704.9639 | 1229535.7921
112 | 2676665.5999 | 1229494.5631
113 | 2676277.4457 | 1229920.5221
114 | 2676562.8016 | 1229142.169
115 | 2676196.8159 | 1229911.0212
116 | 2676198.7653 | 1229912.0799
117 | 2676230.3608 | 1229927.5845
118 | 2676231.4016 | 1229894.8646
119 | 2676235.1283 | 1229876.2341
120 | 2676248.6575 | 1229936.9253
121 | 2676221.8996 | 1229941.4231
122 | 2676212.432 | 1229956.9079
123 | 2676202.4825 | 1229964.6817
124 | 2676816.6902 | 1229506.5517

## line_std_types
| c_nf_per_km | r_ohm_per_km | x_ohm_per_km | max_i_ka | type | q_mm2 | alpha | voltage_rating
NAYY 4x50 SE | 210 | 0.642 | 0.083 | 0.142 | cs | 50 | 0.00403 | LV
NAYY 4x120 SE | 264 | 0.225 | 0.08 | 0.242 | cs | 120 | 0.00403 | LV
NAYY 4x150 SE | 261 | 0.208 | 0.08 | 0.27 | cs | 150 | 0.00403 | LV
NA2XS2Y 1x95 RM/25 12/20 kV | 216 | 0.313 | 0.132 | 0.252 | cs | 95 | 0.00403 | MV
NA2XS2Y 1x185 RM/25 12/20 kV | 273 | 0.161 | 0.117 | 0.362 | cs | 185 | 0.00403 | MV
NA2XS2Y 1x240 RM/25 12/20 kV | 304 | 0.122 | 0.112 | 0.421 | cs | 240 | 0.00403 | MV
NA2XS2Y 1x95 RM/25 6/10 kV | 315 | 0.313 | 0.123 | 0.249 | cs | 95 | 0.00403 | MV
NA2XS2Y 1x185 RM/25 6/10 kV | 406 | 0.161 | 0.11 | 0.358 | cs | 185 | 0.00403 | MV
NA2XS2Y 1x240 RM/25 6/10 kV | 456 | 0.122 | 0.105 | 0.416 | cs | 240 | 0.00403 | MV
NA2XS2Y 1x150 RM/25 12/20 kV | 250 | 0.206 | 0.116 | 0.319 | cs | 150 | 0.00403 | MV
NA2XS2Y 1x120 RM/25 12/20 kV | 230 | 0.253 | 0.119 | 0.283 | cs | 120 | 0.00403 | MV
NA2XS2Y 1x70 RM/25 12/20 kV | 190 | 0.443 | 0.132 | 0.22 | cs | 70 | 0.00403 | MV
NA2XS2Y 1x150 RM/25 6/10 kV | 360 | 0.206 | 0.11 | 0.315 | cs | 150 | 0.00403 | MV
NA2XS2Y 1x120 RM/25 6/10 kV | 340 | 0.253 | 0.113 | 0.28 | cs | 120 | 0.00403 | MV
NA2XS2Y 1x70 RM/25 6/10 kV | 280 | 0.443 | 0.123 | 0.217 | cs | 70 | 0.00403 | MV
N2XS(FL)2Y 1x120 RM/35 64/110 kV | 112 | 0.153 | 0.166 | 0.366 | cs | 120 | 0.00393 | HV
N2XS(FL)2Y 1x185 RM/35 64/110 kV | 125 | 0.099 | 0.156 | 0.457 | cs | 185 | 0.00393 | HV
N2XS(FL)2Y 1x240 RM/35 64/110 kV | 135 | 0.075 | 0.149 | 0.526 | cs | 240 | 0.00393 | HV
N2XS(FL)2Y 1x300 RM/35 64/110 kV | 144 | 0.06 | 0.144 | 0.588 | cs | 300 | 0.00393 | HV
15-AL1/3-ST1A 0.4 | 11 | 1.8769 | 0.35 | 0.105 | ol | 16 | 0.00403 | LV
24-AL1/4-ST1A 0.4 | 11.25 | 1.2012 | 0.335 | 0.14 | ol | 24 | 0.00403 | LV
48-AL1/8-ST1A 0.4 | 12.2 | 0.5939 | 0.3 | 0.21 | ol | 48 | 0.00403 | LV
94-AL1/15-ST1A 0.4 | 13.2 | 0.306 | 0.29 | 0.35 | ol | 94 | 0.00403 | LV
34-AL1/6-ST1A 10.0 | 9.7 | 0.8342 | 0.36 | 0.17 | ol | 34 | 0.00403 | MV
48-AL1/8-ST1A 10.0 | 10.1 | 0.5939 | 0.35 | 0.21 | ol | 48 | 0.00403 | MV
70-AL1/11-ST1A 10.0 | 10.4 | 0.4132 | 0.339 | 0.29 | ol | 70 | 0.00403 | MV
94-AL1/15-ST1A 10.0 | 10.75 | 0.306 | 0.33 | 0.35 | ol | 94 | 0.00403 | MV
122-AL1/20-ST1A 10.0 | 11.1 | 0.2376 | 0.323 | 0.41 | ol | 122 | 0.00403 | MV
149-AL1/24-ST1A 10.0 | 11.25 | 0.194 | 0.315 | 0.47 | ol | 149 | 0.00403 | MV
34-AL1/6-ST1A 20.0 | 9.15 | 0.8342 | 0.382 | 0.17 | ol | 34 | 0.00403 | MV
48-AL1/8-ST1A 20.0 | 9.5 | 0.5939 | 0.372 | 0.21 | ol | 48 | 0.00403 | MV
70-AL1/11-ST1A 20.0 | 9.7 | 0.4132 | 0.36 | 0.29 | ol | 70 | 0.00403 | MV
94-AL1/15-ST1A 20.0 | 10 | 0.306 | 0.35 | 0.35 | ol | 94 | 0.00403 | MV
122-AL1/20-ST1A 20.0 | 10.3 | 0.2376 | 0.344 | 0.41 | ol | 122 | 0.00403 | MV
149-AL1/24-ST1A 20.0 | 10.5 | 0.194 | 0.337 | 0.47 | ol | 149 | 0.00403 | MV
184-AL1/30-ST1A 20.0 | 10.75 | 0.1571 | 0.33 | 0.535 | ol | 184 | 0.00403 | MV
243-AL1/39-ST1A 20.0 | 11 | 0.1188 | 0.32 | 0.645 | ol | 243 | 0.00403 | MV
48-AL1/8-ST1A 110.0 | 8 | 0.5939 | 0.46 | 0.21 | ol | 48 | 0.00403 | HV
70-AL1/11-ST1A 110.0 | 8.4 | 0.4132 | 0.45 | 0.29 | ol | 70 | 0.00403 | HV
94-AL1/15-ST1A 110.0 | 8.65 | 0.306 | 0.44 | 0.35 | ol | 94 | 0.00403 | HV
122-AL1/20-ST1A 110.0 | 8.5 | 0.2376 | 0.43 | 0.41 | ol | 122 | 0.00403 | HV
149-AL1/24-ST1A 110.0 | 8.75 | 0.194 | 0.41 | 0.47 | ol | 149 | 0.00403 | HV
184-AL1/30-ST1A 110.0 | 8.8 | 0.1571 | 0.4 | 0.535 | ol | 184 | 0.00403 | HV
243-AL1/39-ST1A 110.0 | 9 | 0.1188 | 0.39 | 0.645 | ol | 243 | 0.00403 | HV
305-AL1/39-ST1A 110.0 | 9.2 | 0.0949 | 0.38 | 0.74 | ol | 305 | 0.00403 | HV
490-AL1/64-ST1A 110.0 | 9.75 | 0.059 | 0.37 | 0.96 | ol | 490 | 0.00403 | HV
679-AL1/86-ST1A 110.0 | 9.95 | 0.042 | 0.36 | 1.15 | ol | 679 | 0.00403 | HV
490-AL1/64-ST1A 220.0 | 10 | 0.059 | 0.285 | 0.96 | ol | 490 | 0.00403 | HV
679-AL1/86-ST1A 220.0 | 11.7 | 0.042 | 0.275 | 1.15 | ol | 679 | 0.00403 | HV
490-AL1/64-ST1A 380.0 | 11 | 0.059 | 0.253 | 0.96 | ol | 490 | 0.00403 | HV
679-AL1/86-ST1A 380.0 | 14.6 | 0.042 | 0.25 | 1.15 | ol | 679 | 0.00403 | HV

## trafo_std_types
| i0_percent | pfe_kw | vkr_percent | sn_mva | vn_lv_kv | vn_hv_kv | vk_percent | shift_degree | vector_group | tap_side | tap_neutral | tap_min | tap_max | tap_step_degree | tap_step_percent | tap_phase_shifter
160 MVA 380/110 kV | 0.06 | 60 | 0.25 | 160 | 110 | 380 | 12.2 | 0 | Yy0 | hv | 0 | -9 | 9 | 0 | 1.5 | FALSE
100 MVA 220/110 kV | 0.06 | 55 | 0.26 | 100 | 110 | 220 | 12 | 0 | Yy0 | hv | 0 | -9 | 9 | 0 | 1.5 | FALSE
63 MVA 110/20 kV | 0.04 | 22 | 0.32 | 63 | 20 | 110 | 18 | 150 | YNd5 | hv | 0 | -9 | 9 | 0 | 1.5 | FALSE
40 MVA 110/20 kV | 0.05 | 18 | 0.34 | 40 | 20 | 110 | 16.2 | 150 | YNd5 | hv | 0 | -9 | 9 | 0 | 1.5 | FALSE
25 MVA 110/20 kV | 0.07 | 14 | 0.41 | 25 | 20 | 110 | 12 | 150 | YNd5 | hv | 0 | -9 | 9 | 0 | 1.5 | FALSE
63 MVA 110/10 kV | 0.04 | 22 | 0.32 | 63 | 10 | 110 | 18 | 150 | YNd5 | hv | 0 | -9 | 9 | 0 | 1.5 | FALSE
40 MVA 110/10 kV | 0.05 | 18 | 0.34 | 40 | 10 | 110 | 16.2 | 150 | YNd5 | hv | 0 | -9 | 9 | 0 | 1.5 | FALSE
25 MVA 110/10 kV | 0.07 | 14 | 0.41 | 25 | 10 | 110 | 12 | 150 | YNd5 | hv | 0 | -9 | 9 | 0 | 1.5 | FALSE
0.25 MVA 20/0.4 kV | 0.32 | 0.8 | 1.44 | 0.25 | 0.4 | 20 | 6 | 150 | Yzn5 | hv | 0 | -2 | 2 | 0 | 2.5 | FALSE
0.4 MVA 20/0.4 kV | 0.3375 | 1.35 | 1.425 | 0.4 | 0.4 | 20 | 6 | 150 | Dyn5 | hv | 0 | -2 | 2 | 0 | 2.5 | FALSE
0.63 MVA 20/0.4 kV | 0.2619 | 1.65 | 1.206 | 0.63 | 0.4 | 20 | 6 | 150 | Dyn5 | hv | 0 | -2 | 2 | 0 | 2.5 | FALSE
0.25 MVA 10/0.4 kV | 0.24 | 0.6 | 1.2 | 0.25 | 0.4 | 10 | 4 | 150 | Dyn5 | hv | 0 | -2 | 2 | 0 | 2.5 | FALSE
0.4 MVA 10/0.4 kV | 0.2375 | 0.95 | 1.325 | 0.4 | 0.4 | 10 | 4 | 150 | Dyn5 | hv | 0 | -2 | 2 | 0 | 2.5 | FALSE
0.63 MVA 10/0.4 kV | 0.1873 | 1.18 | 1.0794 | 0.63 | 0.4 | 10 | 4 | 150 | Dyn5 | hv | 0 | -2 | 2 | 0 | 2.5 | FALSE

## trafo3w_std_types
| sn_hv_mva | sn_mv_mva | sn_lv_mva | vn_hv_kv | vn_mv_kv | vn_lv_kv | vk_hv_percent | vk_mv_percent | vk_lv_percent | vkr_hv_percent | vkr_mv_percent | vkr_lv_percent | pfe_kw | i0_percent | shift_mv_degree | shift_lv_degree | vector_group | tap_side | tap_neutral | tap_min | tap_max | tap_step_percent
63/25/38 MVA 110/20/10 kV | 63 | 25 | 38 | 110 | 20 | 10 | 10.4 | 10.4 | 10.4 | 0.28 | 0.32 | 0.35 | 35 | 0.89 | 0 | 0 | YN0yn0yn0 | hv | 0 | -10 | 10 | 1.2
63/25/38 MVA 110/10/10 kV | 63 | 25 | 38 | 110 | 10 | 10 | 10.4 | 10.4 | 10.4 | 0.28 | 0.32 | 0.35 | 35 | 0.89 | 0 | 0 | YN0yn0yn0 | hv | 0 | -10 | 10 | 1.2

## fuse_std_types
| fuse_type | i_rated_a | t_avg | t_min | t_total | x_avg | x_min | x_total
HV 100A | HV 100A | 100 | 0 | [10.0, 3.64, 0.854, 0.281, 0.1, 0.0531, 0.022, 0.01] | [10.0, 4.267, 1.21, 0.403, 0.1, 0.058, 0.022, 0.01] | 0 | [300.0, 350.0, 450.0, 550.0, 700.0, 850.0, 1200.0, 1752.0] | [600.0, 700.0, 900.0, 1150.0, 1665.0, 2000.0, 3000.0, 4313.0]
HV 10A | HV 10A | 10 | 0 | [10.0, 1675.0, 0.344, 0.156, 0.1, 0.0417, 0.0171, 0.01] | [10.0, 1.3, 0.3, 0.155, 0.1, 0.0555, 0.023, 0.01] | 0 | [30.0, 32.0, 35.0, 37.0, 39.0, 50.0, 70.0, 88.0] | [60.0, 70.0, 80.0, 87.0, 94.0, 110.0, 150.0, 216.0]
HV 125A | HV 125A | 125 | 0 | [10.0, 1.82, 0.344, 0.1, 0.0467, 0.0269, 0.01] | [10.0, 2.478, 0.426, 0.1, 0.0427, 0.0211, 0.01] | 0 | [375.0, 500.0, 700.0, 925.0, 1200.0, 1500.0, 2341.0] | [750.0, 1000.0, 1500.0, 2200.0, 3000.0, 4000.0, 5765.0]
HV 160A | HV 160A | 160 | 0 | [10.0, 4.15, 1.03, 0.198, 0.1, 0.051, 0.0172, 0.01] | [10.0, 2.3, 0.734, 0.274, 0.1, 0.046, 0.0177, 0.01] | 0 | [480.0, 550.0, 700.0, 1000.0, 1260.0, 1600.0, 2500.0, 3227.0] | [960.0, 1300.0, 1700.0, 2200.0, 2996.0, 4000.0, 6000.0, 7946.0]
HV 16A | HV 16A | 16 | 0 | [10.0, 0.352, 0.164, 0.1, 0.0649, 0.0342, 0.01] | [10.0, 2.34, 0.722, 0.181, 0.1, 0.055, 0.0296, 0.01] | 0 | [48.0, 60.0, 65.0, 71.0, 80.0, 100.0, 162.0] | [96.0, 110.0, 125.0, 150.0, 168.0, 200.0, 250.0, 398.0]
HV 200A | HV 200A | 200 | 0 | [10.0, 4.267, 1.21, 0.403, 0.1, 0.058, 0.022, 0.01] | [10.0, 3.73, 1.654, 0.328, 0.1, 0.0531, 0.019, 0.01] | 0 | [600.0, 700.0, 900.0, 1150.0, 1665.0, 2000.0, 3000.0, 4313.0] | [1200.0, 1500.0, 1800.0, 2700.0, 3960.0, 5000.0, 7500.0, 10620.0]
HV 20A | HV 20A | 20 | 0 | [10.0, 1.3, 0.3, 0.155, 0.1, 0.0555, 0.023, 0.01] | [10.0, 1.3, 0.161, 0.1, 0.0611, 0.0399, 0.0141, 0.01] | 0 | [60.0, 70.0, 80.0, 87.0, 94.0, 110.0, 150.0, 216.0] | [120.0, 150.0, 200.0, 223.0, 260.0, 300.0, 450.0, 532.0]
HV 25A | HV 25A | 25 | 0 | [10.0, 2.512, 0.833, 0.299, 0.1, 0.0372, 0.0223, 0.01] | [10.0, 3.125, 0.597, 0.198, 0.1, 0.0378, 0.022, 0.01] | 0 | [75.0, 82.0, 90.0, 100.0, 124.0, 170.0, 200.0, 289.0] | [150.0, 170.0, 210.0, 250.0, 294.0, 400.0, 500.0, 711.0]
HV 31.5A | HV 31.5A | 31.5 | 0 | [10.0, 2.34, 0.722, 0.181, 0.1, 0.055, 0.0296, 0.01] | [10.0, 2.84, 0.368, 0.164, 0.1, 0.0621, 0.0378, 0.0195, 0.01] | 0 | [95.0, 110.0, 125.0, 150.0, 165.0, 200.0, 250.0, 390.0] | [189.0, 220.0, 300.0, 350.0, 393.0, 450.0, 530.0, 700.0, 960.0]
HV 40A | HV 40A | 40 | 0 | [10.0, 1.3, 0.161, 0.1, 0.0611, 0.0399, 0.0141, 0.01] | [10.0, 2.05, 0.369, 0.198, 0.1, 0.051, 0.0298, 0.01] | 0 | [120.0, 150.0, 200.0, 223.0, 260.0, 300.0, 450.0, 532.0] | [240.0, 300.0, 400.0, 450.0, 530.0, 650.0, 800.0, 1311.0]
HV 50A | HV 50A | 50 | 0 | [10.0, 3.215, 0.597, 0.198, 0.1, 0.0378, 0.022, 0.01] | [10.0, 3.64, 0.854, 0.281, 0.1, 0.0531, 0.022, 0.01] | 0 | [150.0, 170.0, 210.0, 250.0, 294.0, 400.0, 500.0, 711.0] | [300.0, 350.0, 450.0, 550.0, 700.0, 850.0, 1200.0, 1752.0]
HV 6.3A | HV 6.3A | 6.3 | 0 | [10.0, 1.39, 0.344, 0.168, 0.1, 0.056, 0.0263, 0.01] | [10.0, 1.711, 0.516, 0.198, 0.1, 0.0634, 0.0303, 0.01] | 0 | [19.0, 19.5, 20.4, 20.8, 22.0, 25.0, 32.0, 48.0] | [38.0, 40.0, 43.0, 48.0, 53.0, 60.0, 75.0, 118.0]
HV 63A | HV 63A | 63 | 0 | [10.0, 2.84, 0.368, 0.164, 0.1, 0.0621, 0.0378, 0.0195, 0.01] | [10.0, 1.82, 0.344, 0.1, 0.0467, 0.0269, 0.01] | 0 | [189.0, 220.0, 300.0, 350.0, 393.0, 450.0, 530.0, 700.0, 961.0] | [378.0, 500.0, 700.0, 934.0, 1200.0, 1500.0, 2366.0]
HV 80A | HV 80A | 80 | 0 | [10.0, 2.05, 0.369, 0.198, 0.1, 0.051, 0.0298, 0.01] | [10.0, 4.15, 1.03, 0.198, 0.1, 0.051, 0.0172, 0.01] | 0 | [240.0, 300.0, 400.0, 450.0, 530.0, 650.0, 800.0, 1311.0] | [480.0, 550.0, 700.0, 1000.0, 1260.0, 1600.0, 2500.0, 3227.0]
Siemens NH-1-100 | Siemens NH-1-100 | 100 | [5400.0, 2000.0, 400.0, 20.0, 1.0, 0.2, 0.012, 0.004] | 0 | 0 | [150.0, 190.0, 250.0, 430.0, 900.0, 1250.0, 2700.0, 3600.0] | 0 | 0
Siemens NH-1-125 | Siemens NH-1-125 | 125 | [4800.0, 120.0, 7.0, 0.1, 0.004] | 0 | 0 | [180.0, 400.0, 740.0, 2000.0, 4250.0] | 0 | 0
Siemens NH-1-16 | Siemens NH-1-16 | 16 | [4000.0, 400.0, 2.0, 0.1, 0.04, 0.01] | 0 | 0 | [26.0, 35.0, 75.0, 150.0, 200.0, 300.0] | 0 | 0
Siemens NH-1-160 | Siemens NH-1-160 | 160 | [4800.0, 120.0, 7.0, 0.1, 0.004] | 0 | 0 | [210.0, 500.0, 900.0, 2300.0, 5000.0] | 0 | 0
Siemens NH-1-25 | Siemens NH-1-25 | 25 | [4000.0, 1000.0, 10.0, 0.2, 0.02, 0.01] | 0 | 0 | [40.0, 50.0, 100.0, 210.0, 400.0, 500.0] | 0 | 0
Siemens NH-1-50 | Siemens NH-1-50 | 50 | [4000.0, 40.0, 4.0, 1.0, 0.02, 0.01] | 0 | 0 | [86.0, 200.0, 300.0, 400.0, 1000.0, 1280.0] | 0 | 0
Siemens NH-1-63 | Siemens NH-1-63 | 63 | [4000.0, 100.0, 10.0, 2.0, 0.04, 0.01] | 0 | 0 | [100.0, 200.0, 300.0, 400.0, 1000.0, 1500.0] | 0 | 0
Siemens NH-1-80 | Siemens NH-1-80 | 80 | [4800.0, 120.0, 7.0, 0.1, 0.01] | 0 | 0 | [150.58, 250.0, 450.0, 1150.0, 2470.0] | 0 | 0
Siemens NH-2-1000 | Siemens NH-2-1000 | 1000 | [4800.0, 120.0, 7.0, 0.1, 0.004] | 0 | 0 | [1900.0, 3500.0, 8400.0, 24000.0, 52000.0] | 0 | 0
Siemens NH-2-200 | Siemens NH-2-200 | 200 | [4800.0, 120.0, 7.0, 0.1, 0.004] | 0 | 0 | [280.0, 650.0, 1200.0, 3000.0, 7000.0] | 0 | 0
Siemens NH-2-224 | Siemens NH-2-224 | 224 | [4800.0, 120.0, 7.0, 0.2, 0.04, 0.004] | 0 | 0 | [400.0, 750.0, 1453.0, 3025.0, 4315.0, 7600.0] | 0 | 0
Siemens NH-2-250 | Siemens NH-2-250 | 250 | [4800.0, 120.0, 7.0, 0.1, 0.004] | 0 | 0 | [450.0, 800.0, 1650.0, 4000.0, 8500.0] | 0 | 0
Siemens NH-2-315 | Siemens NH-2-315 | 315 | [4800.0, 120.0, 7.0, 0.1, 0.004] | 0 | 0 | [550.0, 920.0, 1900.0, 5000.0, 11000.0] | 0 | 0
Siemens NH-2-355 | Siemens NH-2-355 | 355 | [4800.0, 120.0, 6.0, 0.1, 0.004] | 0 | 0 | [650.0, 1116.27, 2350.0, 5840.0, 12790.0] | 0 | 0
Siemens NH-2-400 | Siemens NH-2-400 | 400 | [4800.0, 120.0, 7.0, 0.1, 0.004] | 0 | 0 | [720.0, 1350.0, 2800.0, 6500.0, 15000.0] | 0 | 0
Siemens NH-2-425 | Siemens NH-2-425 | 425 | [4800.0, 120.0, 7.0, 0.1, 0.004] | 0 | 0 | [850.0, 1500.0, 3050.0, 7500.0, 16500.0] | 0 | 0
Siemens NH-2-630 | Siemens NH-2-630 | 630 | [4800.0, 120.0, 7.0, 0.1, 0.004] | 0 | 0 | [1200.0, 2000.0, 4800.0, 12000.0, 26000.0] | 0 | 0

## res_bus
| vm_pu | va_degree | p_mw | q_mvar
0 | 1 | 0 | -0.070999 | -0.017572
1 | 0.99969 | -0.0060193 | 0.0036908 | 0.000925
2 | 0.99707 | -0.055832 | 0 | 0
3 | 0.99657 | -0.066031 | 0 | 0
4 | 0.99677 | -0.061711 | 0.00074742 | 0.00018732
5 | 0.99174 | -0.1596 | 0.00013946 | 3.4952e-05
6 | 0.99171 | -0.1602 | 0.00016542 | 4.1458e-05
7 | 0.992 | -0.15441 | 0 | 0
8 | 0.99155 | -0.16326 | 0 | 0
9 | 0.99204 | -0.15369 | 0.00014669 | 3.6764e-05
10 | 0.99144 | -0.16537 | 0 | 0
11 | 0.99151 | -0.16399 | 0.00117 | 0.00029323
12 | 0.99216 | -0.15146 | 0 | 0
13 | 0.99223 | -0.15004 | 0.00022548 | 5.6511e-05
14 | 0.99233 | -0.14812 | 0 | 0
15 | 0.99216 | -0.15143 | 0 | 0
16 | 0.99251 | -0.14455 | 0.00041764 | 0.00010467
17 | 0.99217 | -0.1512 | 0 | 0
18 | 0.99212 | -0.15211 | 0.00076145 | 0.00019084
19 | 0.99206 | -0.15341 | 0.00019894 | 4.986e-05
20 | 0.99292 | -0.13667 | 0 | 0
21 | 0.99217 | -0.15122 | 6.9836e-05 | 1.7503e-05
22 | 0.99211 | -0.15228 | 0.00023982 | 6.0103e-05
23 | 0.99191 | -0.15615 | 0.0010094 | 0.00025297
24 | 0.99204 | -0.15373 | 0.00098977 | 0.00024806
25 | 0.99208 | -0.15303 | 0 | 0
26 | 0.99146 | -0.16505 | 0.00017383 | 4.3567e-05
27 | 0.9914 | -0.16608 | 0 | 0
28 | 0.99127 | -0.16862 | 0.00019529 | 4.8944e-05
29 | 0.99215 | -0.15154 | 0.00020794 | 5.2116e-05
30 | 0.99215 | -0.15159 | 0.00010837 | 2.7161e-05
31 | 0.99309 | -0.13332 | 5.9232e-05 | 1.4845e-05
32 | 0.99312 | -0.13281 | 0 | 0
33 | 0.99151 | -0.16408 | 0.00020113 | 5.0408e-05
34 | 0.99132 | -0.16776 | 0.00028945 | 7.2543e-05
35 | 0.99142 | -0.16587 | 0.00019106 | 4.7885e-05
36 | 0.99097 | -0.1745 | 0.00024839 | 6.2252e-05
37 | 0.99078 | -0.17825 | 0 | 0
38 | 0.99073 | -0.17911 | 0.00059218 | 0.00014841
39 | 0.99323 | -0.13059 | 8.396e-05 | 2.1042e-05
40 | 0.99385 | -0.11857 | 0 | 0
41 | 0.99412 | -0.11339 | 0.0014741 | 0.00036945
42 | 0.99376 | -0.12037 | 0.00025965 | 6.5075e-05
43 | 0.99342 | -0.12698 | 0.00022388 | 5.6109e-05
44 | 0.99366 | -0.12221 | 0 | 0
45 | 0.99534 | -0.089757 | 0.00041833 | 0.00010484
46 | 0.9957 | -0.082781 | 0.00047912 | 0.00012008
47 | 0.99601 | -0.076688 | 0.00039105 | 9.8008e-05
48 | 0.99655 | -0.066304 | 0.00042253 | 0.0001059
49 | 0.9907 | -0.17973 | 0.00035373 | 8.8654e-05
50 | 0.99067 | -0.18036 | 0.0014348 | 0.00035958
51 | 0.99126 | -0.16882 | 0.0011873 | 0.00029756
52 | 0.99126 | -0.16887 | 0.00019212 | 4.815e-05
53 | 0.99126 | -0.16891 | 0.0002792 | 6.9973e-05
54 | 0.99222 | -0.14911 | 0 | 0
55 | 0.9921 | -0.15156 | 0.0029997 | 0.0007518
56 | 0.99234 | -0.14686 | 0.0014416 | 0.0003613
57 | 0.99563 | -0.083488 | 0 | 0
58 | 0.99206 | -0.15228 | 0 | 0
59 | 0.99244 | -0.1449 | 0 | 0
60 | 0.99204 | -0.15275 | 0.0016495 | 0.00041342
61 | 0.99067 | -0.18039 | 0.00013462 | 3.374e-05
62 | 0.99448 | -0.10566 | 0 | 0
63 | 0.99253 | -0.14311 | 0.0007704 | 0.00019308
64 | 0.99372 | -0.12017 | 0.0012027 | 0.00030142
65 | 0.99254 | -0.14307 | 0.00099583 | 0.00024958
66 | 0.99267 | -0.14038 | 0 | 0
67 | 0.98519 | -0.28579 | 0 | 0
68 | 0.98478 | -0.29382 | 0 | 0
69 | 0.98529 | -0.28373 | 0.00089934 | 0.0002254
70 | 0.98595 | -0.27087 | 0 | 0
71 | 0.98562 | -0.27734 | 0 | 0
72 | 0.98649 | -0.26048 | 0.00031774 | 7.9632e-05
73 | 0.98471 | -0.2952 | 0.00039513 | 9.903e-05
74 | 0.98471 | -0.29519 | 0.00079876 | 0.00020019
75 | 0.99204 | -0.15271 | 0.0012754 | 0.00031965
76 | 0.98649 | -0.26043 | 0.0006626 | 0.00016606
77 | 0.98707 | -0.2491 | 0.0022641 | 0.00056744
78 | 0.98722 | -0.24608 | 0 | 0
79 | 0.98556 | -0.27858 | 0.00063363 | 0.0001588
80 | 0.98733 | -0.24409 | 0 | 0
81 | 0.98716 | -0.24728 | 0.0017363 | 0.00043515
82 | 0.98555 | -0.27867 | 0.00082875 | 0.0002077
83 | 0.98469 | -0.29561 | 0 | 0
84 | 0.98475 | -0.29442 | 0.00049565 | 0.00012422
85 | 0.98791 | -0.23263 | 0.00033088 | 8.2925e-05
86 | 0.99174 | -0.15853 | 0.00040857 | 0.0001024
87 | 0.99174 | -0.15852 | 0.0030689 | 0.00076913
88 | 0.99203 | -0.15283 | 0.00078331 | 0.00019631
89 | 0.9908 | -0.17661 | 0.0041627 | 0.0010433
90 | 0.99165 | -0.16021 | 0.0006656 | 0.00016682
91 | 0.99007 | -0.19075 | 0.0027414 | 0.00068705
92 | 0.99185 | -0.15627 | 0 | 0
93 | 0.98923 | -0.20711 | 0 | 0
94 | 0.99179 | -0.15754 | 0.00038158 | 9.5633e-05
95 | 0.98847 | -0.22187 | 0.0030054 | 0.00075322
96 | 0.98436 | -0.30202 | 0.0016991 | 0.00042583
97 | 0.98438 | -0.30159 | 0.00058213 | 0.0001459
98 | 0.98422 | -0.30471 | 0.00061936 | 0.00015523
99 | 0.98452 | -0.29891 | 0.000489 | 0.00012256
100 | 0.98364 | -0.31616 | 0.00087929 | 0.00022037
101 | 0.98345 | -0.32006 | 0 | 0
102 | 0.98325 | -0.32399 | 0.00013866 | 3.4752e-05
103 | 0.98352 | -0.31872 | 0.00068771 | 0.00017236
104 | 0.98304 | -0.32817 | 0.00029705 | 7.4447e-05
105 | 0.98459 | -0.29751 | 0.00032544 | 8.1564e-05
106 | 0.98358 | -0.31744 | 0 | 0
107 | 0.98554 | -0.27899 | 0.00031739 | 7.9544e-05
108 | 0.98549 | -0.2799 | 0.00039878 | 9.9943e-05
109 | 0.98548 | -0.28008 | 0.0005217 | 0.00013075
110 | 0.98545 | -0.28064 | 0.00090457 | 0.00022671
111 | 0.98473 | -0.29477 | 0.00051904 | 0.00013008
112 | 0.98461 | -0.29713 | 0.0033795 | 0.00084699
113 | 0.98646 | -0.26118 | 0.00017507 | 4.3876e-05
114 | 0.98301 | -0.32862 | 0.00067447 | 0.00016904
115 | 0.98636 | -0.263 | 0.00018976 | 4.7559e-05
116 | 0.98636 | -0.263 | 0.00022424 | 5.62e-05
117 | 0.98638 | -0.26273 | 0 | 0
118 | 0.98635 | -0.26315 | 0 | 0
119 | 0.98634 | -0.26338 | 0.00069174 | 0.00017337
120 | 0.98641 | -0.26214 | 0 | 0
121 | 0.98637 | -0.26288 | 0.00033681 | 8.4412e-05
122 | 0.98637 | -0.26294 | 0 | 0
123 | 0.98636 | -0.26298 | 0.00017078 | 4.2803e-05
124 | 0.99998 | 149.9956 | 0 | 0

## res_line
| p_from_mw | q_from_mvar | p_to_mw | q_to_mvar | pl_mw | ql_mvar | i_from_ka | i_to_ka | i_ka | vm_from_pu | va_from_degree | vm_to_pu | va_to_degree | loading_percent
0 | 0.018934 | 0.0047616 | -0.018929 | -0.0047584 | 5.442e-06 | 3.2432e-06 | 0.02818 | 0.02818 | 0.02818 | 1 | 0 | 0.99969 | -0.0060193 | 7.7418
1 | 0.050415 | 0.01281 | -0.050279 | -0.012724 | 0.00013513 | 8.5644e-05 | 0.075079 | 0.07508 | 0.07508 | 1 | 0 | 0.99707 | -0.055832 | 20.6263
2 | 0.015238 | 0.0038334 | -0.015194 | -0.0038085 | 4.3566e-05 | 2.4932e-05 | 0.022686 | 0.022687 | 0.022687 | 0.99969 | -0.0060193 | 0.99657 | -0.066031 | 6.2328
3 | 0.050279 | 0.012724 | -0.050265 | -0.012715 | 1.4183e-05 | 8.9897e-06 | 0.07508 | 0.07508 | 0.07508 | 0.99707 | -0.055832 | 0.99677 | -0.061711 | 20.6263
4 | 0.00042254 | 0.00010542 | -0.00042253 | -0.0001059 | 5.4914e-09 | -4.7594e-07 | 0.00063074 | 0.00063091 | 0.00063091 | 0.99657 | -0.066031 | 0.99655 | -0.066304 | 0.17333
5 | 0.014772 | 0.003703 | -0.014764 | -0.0036988 | 7.4974e-06 | 4.2632e-06 | 0.022057 | 0.022057 | 0.022057 | 0.99657 | -0.066031 | 0.99601 | -0.076688 | 6.0596
6 | 0.049518 | 0.012528 | -0.049466 | -0.012495 | 5.1687e-05 | 3.2751e-05 | 0.073964 | 0.073964 | 0.073964 | 0.99677 | -0.061711 | 0.99563 | -0.083488 | 20.3198
7 | 0.0036769 | 0.0009164 | -0.0036768 | -0.00091645 | 1.0486e-07 | -5.1516e-08 | 0.005515 | 0.005515 | 0.005515 | 0.99174 | -0.1596 | 0.99171 | -0.1602 | 1.5151
8 | -0.0038163 | -0.00095135 | 0.0038173 | 0.00095096 | 9.4076e-07 | -3.8614e-07 | 0.0057243 | 0.0057239 | 0.0057243 | 0.99174 | -0.1596 | 0.992 | -0.15441 | 1.5726
9 | 0.0035113 | 0.00087499 | -0.0035108 | -0.0008753 | 5.0875e-07 | -3.053e-07 | 0.0052668 | 0.0052671 | 0.0052671 | 0.99171 | -0.1602 | 0.99155 | -0.16326 | 1.447
10 | -0.0038173 | -0.00095096 | 0.0038174 | 0.00095091 | 1.2942e-07 | -5.3173e-08 | 0.0057239 | 0.0057239 | 0.0057239 | 0.992 | -0.15441 | 0.99204 | -0.15369 | 1.5725
11 | 0.0021396 | 0.00053234 | -0.0021394 | -0.00053292 | 2.1433e-07 | -5.7833e-07 | 0.0032096 | 0.0032098 | 0.0032098 | 0.99155 | -0.16326 | 0.99144 | -0.16537 | 0.88182
12 | 0.0013712 | 0.00034296 | -0.0013711 | -0.00034332 | 4.749e-08 | -3.5544e-07 | 0.0020575 | 0.0020576 | 0.0020576 | 0.99155 | -0.16326 | 0.99151 | -0.16399 | 0.56528
13 | -0.0039641 | -0.00098768 | 0.0039645 | 0.00098753 | 4.199e-07 | -1.4053e-07 | 0.0059439 | 0.0059437 | 0.0059439 | 0.99204 | -0.15369 | 0.99216 | -0.15146 | 1.6329
14 | 0.0019484 | 0.00048689 | -0.0019481 | -0.00048763 | 2.2107e-07 | -7.4765e-07 | 0.0029237 | 0.002924 | 0.002924 | 0.99144 | -0.16537 | 0.99132 | -0.16776 | 0.80331
15 | 0.00019107 | 4.6029e-05 | -0.00019106 | -4.7885e-05 | 4.4332e-09 | -1.8552e-06 | 0.00028612 | 0.00028676 | 0.00028676 | 0.99144 | -0.16537 | 0.99142 | -0.16587 | 0.078781
16 | 0.00020113 | 5.0085e-05 | -0.00020113 | -5.0408e-05 | 8.5839e-10 | -3.236e-07 | 0.00030174 | 0.00030185 | 0.00030185 | 0.99151 | -0.16399 | 0.99151 | -0.16408 | 0.082926
17 | -0.0042808 | -0.0010663 | 0.0042809 | 0.0010663 | 5.173e-08 | -1.0143e-08 | 0.006418 | 0.006418 | 0.006418 | 0.99216 | -0.15146 | 0.99217 | -0.1512 | 1.7632
18 | 0.00031632 | 7.8777e-05 | -0.00031632 | -7.8969e-05 | 1.2614e-09 | -1.9231e-07 | 0.00047423 | 0.0004743 | 0.0004743 | 0.99216 | -0.15146 | 0.99215 | -0.15154 | 0.1303
19 | -0.0065624 | -0.0016377 | 0.006563 | 0.0016379 | 5.9725e-07 | 1.6972e-07 | 0.009839 | 0.0098389 | 0.009839 | 0.99223 | -0.15004 | 0.99233 | -0.14812 | 2.703
20 | 0.0063369 | 0.0015812 | -0.0063365 | -0.0015811 | 4.1844e-07 | 1.0815e-07 | 0.0095008 | 0.0095009 | 0.0095009 | 0.99223 | -0.15004 | 0.99216 | -0.15143 | 2.6101
21 | -0.010914 | -0.0027214 | 0.010916 | 0.0027223 | 1.8509e-06 | 9.4635e-07 | 0.016361 | 0.016361 | 0.016361 | 0.99233 | -0.14812 | 0.99251 | -0.14455 | 4.4949
22 | 0.0043513 | 0.0010835 | -0.0043507 | -0.0010836 | 6.3619e-07 | -1.0792e-07 | 0.0065224 | 0.0065226 | 0.0065226 | 0.99233 | -0.14812 | 0.99217 | -0.1512 | 1.7919
23 | 0.0019912 | 0.00049768 | -0.0019911 | -0.00049788 | 6.473e-08 | -2.086e-07 | 0.0029858 | 0.0029859 | 0.0029859 | 0.99216 | -0.15143 | 0.99212 | -0.15211 | 0.82031
24 | 0.0043453 | 0.0010834 | -0.0043449 | -0.0010835 | 4.0787e-07 | -6.9849e-08 | 0.006515 | 0.0065151 | 0.0065151 | 0.99216 | -0.15143 | 0.99206 | -0.15341 | 1.7899
25 | -0.011334 | -0.002827 | 0.011338 | 0.0028292 | 4.2374e-06 | 2.2057e-06 | 0.016987 | 0.016987 | 0.016987 | 0.99251 | -0.14455 | 0.99292 | -0.13667 | 4.6669
26 | 6.9837e-05 | 1.73e-05 | -6.9836e-05 | -1.7503e-05 | 6.4467e-11 | -2.0249e-07 | 0.00010467 | 0.00010474 | 0.00010474 | 0.99217 | -0.1512 | 0.99217 | -0.15122 | 0.028774
27 | 0.0012297 | 0.00030705 | -0.0012297 | -0.00030714 | 1.0052e-08 | -9.5379e-08 | 0.0018439 | 0.0018439 | 0.0018439 | 0.99212 | -0.15211 | 0.99211 | -0.15228 | 0.50657
28 | 0.004146 | 0.0010336 | -0.0041454 | -0.0010338 | 5.4061e-07 | -1.3555e-07 | 0.0062167 | 0.0062169 | 0.0062169 | 0.99206 | -0.15341 | 0.99191 | -0.15615 | 1.7079
29 | -0.011338 | -0.0028292 | 0.01134 | 0.0028301 | 1.8043e-06 | 9.3907e-07 | 0.016987 | 0.016987 | 0.016987 | 0.99292 | -0.13667 | 0.99309 | -0.13332 | 4.6668
30 | 0.00098984 | 0.00024704 | -0.0009898 | -0.00024756 | 3.5056e-08 | -5.2545e-07 | 0.0014842 | 0.0014844 | 0.0014844 | 0.99211 | -0.15228 | 0.99208 | -0.15303 | 0.40781
31 | 0.0031361 | 0.00078079 | -0.0031347 | -0.000782 | 1.3227e-06 | -1.2109e-06 | 0.0047027 | 0.0047034 | 0.0047034 | 0.99191 | -0.15615 | 0.99146 | -0.16505 | 1.2922
32 | -0.00098977 | -0.00024806 | 0.0009898 | 0.00024756 | 3.3073e-08 | -4.9556e-07 | 0.0014846 | 0.0014844 | 0.0014846 | 0.99204 | -0.15373 | 0.99208 | -0.15303 | 0.40786
33 | 0.0029609 | 0.00073843 | -0.0029608 | -0.00073859 | 1.4581e-07 | -1.6074e-07 | 0.0044425 | 0.0044426 | 0.0044426 | 0.99146 | -0.16505 | 0.9914 | -0.16608 | 1.2205
34 | 0.0029608 | 0.00073859 | -0.0029604 | -0.00073899 | 3.5724e-07 | -3.9364e-07 | 0.0044426 | 0.0044429 | 0.0044429 | 0.9914 | -0.16608 | 0.99127 | -0.16862 | 1.2206
35 | 0.0027651 | 0.00069004 | -0.0027643 | -0.00069109 | 7.7231e-07 | -1.0468e-06 | 0.0041497 | 0.0041502 | 0.0041502 | 0.99127 | -0.16862 | 0.99097 | -0.1745 | 1.1402
36 | 0.00010837 | 2.6853e-05 | -0.00010837 | -2.7161e-05 | 2.3606e-10 | -3.0777e-07 | 0.00016243 | 0.00016254 | 0.00016254 | 0.99215 | -0.15154 | 0.99215 | -0.15159 | 0.044654
37 | -0.011399 | -0.002845 | 0.011399 | 0.0028451 | 2.7771e-07 | 1.4487e-07 | 0.017076 | 0.017076 | 0.017076 | 0.99309 | -0.13332 | 0.99312 | -0.13281 | 4.6912
38 | -0.011399 | -0.0028451 | 0.011401 | 0.0028458 | 1.2028e-06 | 6.2742e-07 | 0.017076 | 0.017076 | 0.017076 | 0.99312 | -0.13281 | 0.99323 | -0.13059 | 4.6912
39 | 0.0016587 | 0.00041509 | -0.0016586 | -0.0004155 | 8.4185e-08 | -4.1305e-07 | 0.0024896 | 0.0024897 | 0.0024897 | 0.99132 | -0.16776 | 0.99126 | -0.16882 | 0.68399
40 | 0.0025159 | 0.00062884 | -0.0025155 | -0.00062963 | 4.4785e-07 | -7.9145e-07 | 0.0037773 | 0.0037777 | 0.0037777 | 0.99097 | -0.1745 | 0.99078 | -0.17825 | 1.0378
41 | 0.0025155 | 0.00062963 | -0.0025154 | -0.00062981 | 1.0363e-07 | -1.8304e-07 | 0.0037777 | 0.0037777 | 0.0037777 | 0.99078 | -0.17825 | 0.99073 | -0.17911 | 1.0378
42 | 0.0019232 | 0.0004814 | -0.0019232 | -0.0004816 | 5.6329e-08 | -1.958e-07 | 0.0028883 | 0.0028884 | 0.0028884 | 0.99073 | -0.17911 | 0.9907 | -0.17973 | 0.79352
43 | -0.011485 | -0.0028668 | 0.011487 | 0.0028678 | 1.9692e-06 | 1.0305e-06 | 0.017202 | 0.017202 | 0.017202 | 0.99323 | -0.13059 | 0.99342 | -0.12698 | 4.7257
44 | -0.011975 | -0.0029915 | 0.011978 | 0.0029931 | 2.9502e-06 | 1.5708e-06 | 0.017925 | 0.017925 | 0.017925 | 0.99385 | -0.11857 | 0.99412 | -0.11339 | 4.9246
45 | 0.011975 | 0.0029915 | -0.011974 | -0.002991 | 1.022e-06 | 5.4418e-07 | 0.017925 | 0.017926 | 0.017926 | 0.99385 | -0.11857 | 0.99376 | -0.12037 | 4.9246
46 | -0.013452 | -0.0033625 | 0.013467 | 0.0033709 | 1.5129e-05 | 8.3903e-06 | 0.020132 | 0.020131 | 0.020132 | 0.99412 | -0.11339 | 0.99534 | -0.089757 | 5.5307
47 | 0.011714 | 0.0029259 | -0.011713 | -0.0029253 | 1.0266e-06 | 5.4173e-07 | 0.017537 | 0.017537 | 0.017537 | 0.99376 | -0.12037 | 0.99366 | -0.12221 | 4.8178
48 | -0.01171 | -0.0029239 | 0.011713 | 0.0029253 | 2.6525e-06 | 1.3998e-06 | 0.017537 | 0.017537 | 0.017537 | 0.99342 | -0.12698 | 0.99366 | -0.12221 | 4.8178
49 | -0.013885 | -0.0034757 | 0.01389 | 0.0034783 | 4.6118e-06 | 2.5804e-06 | 0.020757 | 0.020757 | 0.020757 | 0.99534 | -0.089757 | 0.9957 | -0.082781 | 5.7024
50 | -0.014369 | -0.0035984 | 0.014373 | 0.0036008 | 4.1693e-06 | 2.3546e-06 | 0.021473 | 0.021473 | 0.021473 | 0.9957 | -0.082781 | 0.99601 | -0.076688 | 5.8991
51 | 0.0015694 | 0.00039294 | -0.0015694 | -0.00039321 | 4.7617e-08 | -2.6378e-07 | 0.0023571 | 0.0023572 | 0.0023572 | 0.9907 | -0.17973 | 0.99067 | -0.18036 | 0.64759
52 | 0.00013462 | 3.3621e-05 | -0.00013462 | -3.374e-05 | 1.4171e-10 | -1.1892e-07 | 0.00020217 | 0.00020221 | 0.00020221 | 0.99067 | -0.18036 | 0.99067 | -0.18039 | 0.055552
53 | 0.00047132 | 0.00011794 | -0.00047132 | -0.00011801 | 1.0644e-09 | -7.243e-08 | 0.00070745 | 0.00070747 | 0.00070747 | 0.99126 | -0.16882 | 0.99126 | -0.16887 | 0.19436
54 | 0.0002792 | 6.9863e-05 | -0.0002792 | -6.9973e-05 | 5.6305e-10 | -1.0984e-07 | 0.00041907 | 0.00041911 | 0.00041911 | 0.99126 | -0.16887 | 0.99126 | -0.16891 | 0.11514
55 | 0.006709 | 0.0016809 | -0.0067082 | -0.0016807 | 7.831e-07 | 2.3477e-07 | 0.010061 | 0.010061 | 0.010061 | 0.99222 | -0.14911 | 0.9921 | -0.15156 | 2.7641
56 | -0.006709 | -0.0016809 | 0.0067097 | 0.0016812 | 7.1804e-07 | 2.152e-07 | 0.010061 | 0.010061 | 0.010061 | 0.99222 | -0.14911 | 0.99234 | -0.14686 | 2.7641
57 | 0.0037085 | 0.00092891 | -0.0037084 | -0.00092897 | 1.2798e-07 | -6.0535e-08 | 0.0055621 | 0.0055621 | 0.0055621 | 0.9921 | -0.15156 | 0.99206 | -0.15228 | 1.5281
58 | -0.0081513 | -0.0020425 | 0.0081521 | 0.0020428 | 7.6028e-07 | 3.1124e-07 | 0.012223 | 0.012223 | 0.012223 | 0.99234 | -0.14686 | 0.99244 | -0.1449 | 3.3579
59 | 0.049466 | 0.012495 | -0.049414 | -0.012462 | 5.2504e-05 | 3.327e-05 | 0.073964 | 0.073964 | 0.073964 | 0.99563 | -0.083488 | 0.99448 | -0.10566 | 20.3198
60 | 0.0020588 | 0.00051574 | -0.0020587 | -0.00051586 | 4.1514e-08 | -1.2333e-07 | 0.0030879 | 0.003088 | 0.003088 | 0.99206 | -0.15228 | 0.99204 | -0.15271 | 0.84835
61 | 0.0016496 | 0.00041323 | -0.0016495 | -0.00041342 | 3.6793e-08 | -1.8339e-07 | 0.0024742 | 0.0024743 | 0.0024743 | 0.99206 | -0.15228 | 0.99204 | -0.15275 | 0.67974
62 | -0.0081521 | -0.0020428 | 0.0081528 | 0.0020431 | 6.9618e-07 | 2.8497e-07 | 0.012223 | 0.012223 | 0.012223 | 0.99244 | -0.1449 | 0.99253 | -0.14311 | 3.3579
63 | 0.049414 | 0.012462 | -0.049379 | -0.01244 | 3.4291e-05 | 2.173e-05 | 0.073964 | 0.073964 | 0.073964 | 0.99448 | -0.10566 | 0.99372 | -0.12017 | 20.3198
64 | -0.0089232 | -0.0022361 | 0.0089232 | 0.0022361 | 1.616e-08 | 7.2305e-09 | 0.013378 | 0.013378 | 0.013378 | 0.99253 | -0.14311 | 0.99254 | -0.14307 | 3.6752
65 | 0.048177 | 0.012139 | -0.04813 | -0.012109 | 4.6519e-05 | 2.9464e-05 | 0.072163 | 0.072163 | 0.072163 | 0.99372 | -0.12017 | 0.99267 | -0.14038 | 19.8251
66 | -0.009919 | -0.0024857 | 0.0099203 | 0.0024863 | 1.274e-06 | 6.1679e-07 | 0.014871 | 0.014871 | 0.014871 | 0.99254 | -0.14307 | 0.99267 | -0.14038 | 4.0853
67 | 0.03821 | 0.0096229 | -0.038181 | -0.0096046 | 2.9017e-05 | 1.8266e-05 | 0.057293 | 0.057293 | 0.057293 | 0.99267 | -0.14038 | 0.99185 | -0.15627 | 15.7398
68 | 0.01199 | 0.0029954 | -0.011986 | -0.0029929 | 4.5783e-06 | 2.4561e-06 | 0.018107 | 0.018107 | 0.018107 | 0.98519 | -0.28579 | 0.98478 | -0.29382 | 4.9744
69 | -0.01199 | -0.0029954 | 0.011992 | 0.002996 | 1.1738e-06 | 6.2963e-07 | 0.018107 | 0.018107 | 0.018107 | 0.98519 | -0.28579 | 0.98529 | -0.28373 | 4.9744
70 | 0.0097771 | 0.0024399 | -0.0097763 | -0.0024395 | 8.3039e-07 | 4.0231e-07 | 0.01477 | 0.01477 | 0.01477 | 0.98478 | -0.29382 | 0.98469 | -0.29561 | 4.0576
71 | 0.0022087 | 0.00055301 | -0.0022086 | -0.00055316 | 6.3021e-08 | -1.5165e-07 | 0.0033372 | 0.0033373 | 0.0033373 | 0.98478 | -0.29382 | 0.98475 | -0.29442 | 0.91683
72 | -0.012891 | -0.0032214 | 0.012895 | 0.0032236 | 3.917e-06 | 2.1556e-06 | 0.019465 | 0.019465 | 0.019465 | 0.98529 | -0.28373 | 0.98562 | -0.27734 | 5.3475
73 | 0.016505 | 0.004129 | -0.0165 | -0.004126 | 5.0727e-06 | 2.9685e-06 | 0.024907 | 0.024907 | 0.024907 | 0.98595 | -0.27087 | 0.98562 | -0.27734 | 6.8426
74 | -0.016505 | -0.004129 | 0.016513 | 0.0041338 | 8.169e-06 | 4.7801e-06 | 0.024907 | 0.024907 | 0.024907 | 0.98595 | -0.27087 | 0.98649 | -0.26048 | 6.8426
75 | 0.0036052 | 0.00090243 | -0.003605 | -0.00090254 | 2.1413e-07 | -1.0863e-07 | 0.0054424 | 0.0054425 | 0.0054425 | 0.98562 | -0.27734 | 0.98556 | -0.27858 | 1.4952
76 | -0.016831 | -0.0042134 | 0.016831 | 0.0042134 | 3.7562e-08 | 2.2055e-08 | 0.025386 | 0.025386 | 0.025386 | 0.98649 | -0.26048 | 0.98649 | -0.26043 | 6.9742
77 | -0.00039513 | -9.903e-05 | 0.00039513 | 9.9028e-05 | 2.8394e-11 | -2.6082e-09 | 0.0005971 | 0.0005971 | 0.0005971 | 0.98471 | -0.2952 | 0.98471 | -0.29519 | 0.16404
78 | -0.0011939 | -0.00029922 | 0.0011939 | 0.00029898 | 2.4316e-08 | -2.3788e-07 | 0.0018041 | 0.001804 | 0.0018041 | 0.98471 | -0.29519 | 0.98473 | -0.29477 | 0.49564
79 | 0.00078331 | 0.00019621 | -0.00078331 | -0.00019631 | 4.463e-09 | -1.0846e-07 | 0.0011749 | 0.0011749 | 0.0011749 | 0.99204 | -0.15271 | 0.99203 | -0.15283 | 0.32278
80 | -0.017494 | -0.0043795 | 0.017503 | 0.0043851 | 9.4386e-06 | 5.5788e-06 | 0.026386 | 0.026386 | 0.026386 | 0.98649 | -0.26043 | 0.98707 | -0.2491 | 7.2488
81 | -0.019767 | -0.0049525 | 0.01977 | 0.0049542 | 2.8444e-06 | 1.7112e-06 | 0.029799 | 0.029799 | 0.029799 | 0.98707 | -0.2491 | 0.98722 | -0.24608 | 8.1864
82 | -0.023296 | -0.0058304 | 0.023298 | 0.0058317 | 2.2014e-06 | 1.348e-06 | 0.035111 | 0.035111 | 0.035111 | 0.98722 | -0.24608 | 0.98733 | -0.24409 | 9.6458
83 | 0.0035262 | 0.00087616 | -0.003526 | -0.00087628 | 1.9961e-07 | -1.1341e-07 | 0.0053122 | 0.0053123 | 0.0053123 | 0.98722 | -0.24608 | 0.98716 | -0.24728 | 1.4594
84 | 0.0029713 | 0.00074374 | -0.0029713 | -0.00074375 | 1.1495e-08 | -1.2054e-08 | 0.0044859 | 0.0044859 | 0.0044859 | 0.98556 | -0.27858 | 0.98555 | -0.27867 | 1.2324
85 | -0.023298 | -0.0058317 | 0.023311 | 0.0058395 | 1.2714e-05 | 7.7853e-06 | 0.035111 | 0.035111 | 0.035111 | 0.98733 | -0.24409 | 0.98791 | -0.23263 | 9.6458
86 | 0.0017897 | 0.00044113 | -0.0017885 | -0.00044588 | 1.1753e-06 | -4.7562e-06 | 0.0026951 | 0.0026971 | 0.0026971 | 0.98716 | -0.24728 | 0.98646 | -0.26118 | 0.74096
87 | 0.0021426 | 0.00053605 | -0.0021426 | -0.00053613 | 3.3099e-08 | -8.6314e-08 | 0.0032346 | 0.0032346 | 0.0032346 | 0.98555 | -0.27867 | 0.98554 | -0.27899 | 0.88864
88 | 0.0033798 | 0.00084682 | -0.0033795 | -0.00084699 | 2.4466e-07 | -1.6156e-07 | 0.0051073 | 0.0051074 | 0.0051074 | 0.98469 | -0.29561 | 0.98461 | -0.29713 | 1.4031
89 | 0.0063965 | 0.0015927 | -0.006396 | -0.0015926 | 5.7486e-07 | 1.5907e-07 | 0.0096625 | 0.0096625 | 0.0096625 | 0.98469 | -0.29561 | 0.98459 | -0.29751 | 2.6545
90 | 0.001713 | 0.00042894 | -0.001713 | -0.00042906 | 2.7959e-08 | -1.2369e-07 | 0.0025883 | 0.0025884 | 0.0025884 | 0.98475 | -0.29442 | 0.98473 | -0.29477 | 0.71109
91 | -0.023642 | -0.0059224 | 0.023654 | 0.0059299 | 1.2121e-05 | 7.431e-06 | 0.035609 | 0.035609 | 0.035609 | 0.98791 | -0.23263 | 0.98847 | -0.22187 | 9.7827
92 | -0.00040857 | -0.0001024 | 0.00040857 | 0.00010237 | 2.3426e-10 | -2.1306e-08 | 0.00061302 | 0.00061301 | 0.00061302 | 0.99174 | -0.15853 | 0.99174 | -0.15852 | 0.16841
93 | -0.0034774 | -0.00087151 | 0.0034776 | 0.00087141 | 1.6234e-07 | -1.013e-07 | 0.0052176 | 0.0052175 | 0.0052176 | 0.99174 | -0.15852 | 0.99179 | -0.15754 | 1.4334
94 | -0.033623 | -0.0084503 | 0.033649 | 0.0084668 | 2.6347e-05 | 1.6507e-05 | 0.050504 | 0.050504 | 0.050504 | 0.9908 | -0.17661 | 0.99165 | -0.16021 | 13.8749
95 | 0.02946 | 0.007407 | -0.02944 | -0.0073946 | 1.9881e-05 | 1.2376e-05 | 0.044253 | 0.044253 | 0.044253 | 0.9908 | -0.17661 | 0.99007 | -0.19075 | 12.1574
96 | -0.034315 | -0.0086336 | 0.034321 | 0.0086376 | 6.4534e-06 | 4.0465e-06 | 0.051503 | 0.051503 | 0.051503 | 0.99165 | -0.16021 | 0.99185 | -0.15627 | 14.1492
97 | 0.026699 | 0.0067076 | -0.026678 | -0.0066947 | 2.0834e-05 | 1.2891e-05 | 0.040133 | 0.040133 | 0.040133 | 0.99007 | -0.19075 | 0.98923 | -0.20711 | 11.0256
98 | 0.0038594 | 0.00096695 | -0.0038592 | -0.00096704 | 2.3281e-07 | -8.9995e-08 | 0.00579 | 0.00579 | 0.00579 | 0.99185 | -0.15627 | 0.99179 | -0.15754 | 1.5907
99 | 0.026678 | 0.0066947 | -0.026659 | -0.0066831 | 1.8766e-05 | 1.1612e-05 | 0.040133 | 0.040133 | 0.040133 | 0.98923 | -0.20711 | 0.98847 | -0.22187 | 11.0256
100 | -0.0049982 | -0.0012423 | 0.0049983 | 0.0012423 | 1.0299e-07 | 4.6946e-09 | 0.0075519 | 0.0075518 | 0.0075519 | 0.98436 | -0.30202 | 0.98438 | -0.30159 | 2.0747
101 | 0.0032991 | 0.00081649 | -0.0032987 | -0.0008168 | 4.1783e-07 | -3.0282e-07 | 0.0049834 | 0.0049836 | 0.0049836 | 0.98436 | -0.30202 | 0.98422 | -0.30471 | 1.3691
102 | -0.0055804 | -0.0013882 | 0.0055811 | 0.0013883 | 7.0891e-07 | 1.1562e-07 | 0.0084318 | 0.0084317 | 0.0084318 | 0.98438 | -0.30159 | 0.98452 | -0.29891 | 2.3164
103 | 0.0026793 | 0.00066157 | -0.0026779 | -0.00066364 | 1.4465e-06 | -2.0644e-06 | 0.0040473 | 0.0040483 | 0.0040483 | 0.98422 | -0.30471 | 0.98364 | -0.31616 | 1.1122
104 | -0.0060701 | -0.0015109 | 0.0060705 | 0.001511 | 4.0247e-07 | 9.5293e-08 | 0.0091708 | 0.0091707 | 0.0091708 | 0.98452 | -0.29891 | 0.98459 | -0.29751 | 2.5194
105 | 0.0017986 | 0.00044327 | -0.0017985 | -0.00044369 | 1.0864e-07 | -4.2814e-07 | 0.0027182 | 0.0027183 | 0.0027183 | 0.98364 | -0.31616 | 0.98358 | -0.31744 | 0.7468
106 | 0.0011106 | 0.00027256 | -0.0011104 | -0.00027489 | 2.051e-07 | -2.3307e-06 | 0.0016783 | 0.0016792 | 0.0016792 | 0.98345 | -0.32006 | 0.98325 | -0.32399 | 0.46132
107 | -0.0011106 | -0.00027256 | 0.0011107 | 0.00027176 | 6.9885e-08 | -7.9494e-07 | 0.0016783 | 0.0016781 | 0.0016783 | 0.98345 | -0.32006 | 0.98352 | -0.31872 | 0.46108
108 | 0.00097172 | 0.00024014 | -0.00097153 | -0.00024303 | 1.9242e-07 | -2.8884e-06 | 0.0014694 | 0.0014704 | 0.0014704 | 0.98325 | -0.32399 | 0.98304 | -0.32817 | 0.40397
109 | -0.0017984 | -0.00044412 | 0.0017985 | 0.00044369 | 1.0829e-07 | -4.2663e-07 | 0.0027185 | 0.0027183 | 0.0027185 | 0.98352 | -0.31872 | 0.98358 | -0.31744 | 0.74685
110 | 0.00067448 | 0.00016858 | -0.00067447 | -0.00016904 | 1.4429e-08 | -4.5882e-07 | 0.0010208 | 0.001021 | 0.001021 | 0.98304 | -0.32817 | 0.98301 | -0.32862 | 0.28048
111 | 0.0018252 | 0.00045659 | -0.0018251 | -0.00045689 | 7.8994e-08 | -3.0295e-07 | 0.0027554 | 0.0027556 | 0.0027556 | 0.98554 | -0.27899 | 0.98549 | -0.2799 | 0.75702
112 | 0.0014263 | 0.00035695 | -0.0014263 | -0.00035703 | 1.2077e-08 | -8.0755e-08 | 0.0021534 | 0.0021535 | 0.0021535 | 0.98549 | -0.2799 | 0.98548 | -0.28008 | 0.59161
113 | 0.0009046 | 0.00022628 | -0.00090457 | -0.00022671 | 2.4363e-08 | -4.2813e-07 | 0.0013657 | 0.0013659 | 0.0013659 | 0.98548 | -0.28008 | 0.98545 | -0.28064 | 0.37524
114 | 0.0016135 | 0.00040201 | -0.0016134 | -0.00040238 | 7.3571e-08 | -3.7598e-07 | 0.002433 | 0.0024332 | 0.0024332 | 0.98646 | -0.26118 | 0.98641 | -0.26214 | 0.66845
115 | -0.00018976 | -4.7559e-05 | 0.00018976 | 4.753e-05 | 6.817e-11 | -2.827e-08 | 0.00028627 | 0.00028626 | 0.00028627 | 0.98636 | -0.263 | 0.98636 | -0.263 | 0.078646
116 | -0.000414 | -0.00010373 | 0.00041401 | 0.00010328 | 5.1544e-09 | -4.466e-07 | 0.00062455 | 0.00062439 | 0.00062455 | 0.98636 | -0.263 | 0.98638 | -0.26273 | 0.17158
117 | -0.0016134 | -0.00040262 | 0.0016134 | 0.00040238 | 4.5503e-08 | -2.3249e-07 | 0.0024333 | 0.0024332 | 0.0024333 | 0.98638 | -0.26273 | 0.98641 | -0.26214 | 0.66848
118 | 0.0005076 | 0.00012662 | -0.00050759 | -0.00012682 | 3.565e-09 | -2.0476e-07 | 0.00076553 | 0.00076561 | 0.00076561 | 0.98638 | -0.26273 | 0.98637 | -0.26288 | 0.21033
119 | 0.00069176 | 0.00017271 | -0.00069174 | -0.00017313 | 1.3505e-08 | -4.1359e-07 | 0.0010433 | 0.0010435 | 0.0010435 | 0.98638 | -0.26273 | 0.98635 | -0.26315 | 0.28667
120 | 0.00069174 | 0.00017313 | -0.00069174 | -0.00017337 | 7.7585e-09 | -2.3754e-07 | 0.0010435 | 0.0010436 | 0.0010436 | 0.98635 | -0.26315 | 0.98634 | -0.26338 | 0.28669
121 | 0.00017079 | 4.241e-05 | -0.00017078 | -4.2642e-05 | 4.5146e-10 | -2.3137e-07 | 0.0002575 | 0.00025759 | 0.00025759 | 0.98637 | -0.26288 | 0.98637 | -0.26294 | 0.070765
122 | 0.00017078 | 4.2642e-05 | -0.00017078 | -4.2803e-05 | 3.1424e-10 | -1.6096e-07 | 0.00025759 | 0.00025764 | 0.00025764 | 0.98637 | -0.26294 | 0.98636 | -0.26298 | 0.070781

## res_trafo
| p_hv_mw | q_hv_mvar | p_lv_mw | q_lv_mvar | pl_mw | ql_mvar | i_hv_ka | i_lv_ka | vm_hv_pu | va_hv_degree | vm_lv_pu | va_lv_degree | loading_percent
0 | -1.2729e-15 | -1.3162e-15 | 0.00165 | 1.2699e-07 | 0.00165 | 1.2699e-07 | 5.2857e-17 | 0.0023815 | 0.99998 | 149.9956 | 1 | 0 | 0.2619

## res_ext_grid
| p_mw | q_mvar
0 | 0.074149 | 0.018361

## res_load
| p_mw | q_mvar
0 | 0.0031503 | 0.00078955
1 | 0.0036908 | 0.000925
2 | 0.00074742 | 0.00018732
3 | 0.00013946 | 3.4952e-05
4 | 0.00016542 | 4.1458e-05
5 | 0.00014669 | 3.6764e-05
6 | 0.00117 | 0.00029323
7 | 0.00022548 | 5.6511e-05
8 | 0.00041764 | 0.00010467
9 | 0.00076145 | 0.00019084
10 | 0.00019894 | 4.986e-05
11 | 6.9836e-05 | 1.7503e-05
12 | 0.00023982 | 6.0103e-05
13 | 0.0010094 | 0.00025297
14 | 0.00098977 | 0.00024806
15 | 0.00017383 | 4.3567e-05
16 | 0.00019529 | 4.8944e-05
17 | 0.00020794 | 5.2116e-05
18 | 0.00010837 | 2.7161e-05
19 | 5.9232e-05 | 1.4845e-05
20 | 0.00020113 | 5.0408e-05
21 | 0.00028945 | 7.2543e-05
22 | 0.00019106 | 4.7885e-05
23 | 0.00024839 | 6.2252e-05
24 | 0.00059218 | 0.00014841
25 | 8.396e-05 | 2.1042e-05
26 | 0.0014741 | 0.00036945
27 | 0.00025965 | 6.5075e-05
28 | 0.00022388 | 5.6109e-05
29 | 0.00041833 | 0.00010484
30 | 0.00047912 | 0.00012008
31 | 0.00039105 | 9.8008e-05
32 | 0.00042253 | 0.0001059
33 | 0.00035373 | 8.8654e-05
34 | 0.0014348 | 0.00035958
35 | 0.0011873 | 0.00029756
36 | 0.00019212 | 4.815e-05
37 | 0.0002792 | 6.9973e-05
38 | 0.0029997 | 0.0007518
39 | 0.0014416 | 0.0003613
40 | 0.0016495 | 0.00041342
41 | 0.00013462 | 3.374e-05
42 | 0.0007704 | 0.00019308
43 | 0.0012027 | 0.00030142
44 | 0.00099583 | 0.00024958
45 | 0.00089934 | 0.0002254
46 | 0.00031774 | 7.9632e-05
47 | 0.00039513 | 9.903e-05
48 | 0.00079876 | 0.00020019
49 | 0.0012754 | 0.00031965
50 | 0.0006626 | 0.00016606
51 | 0.0022641 | 0.00056744
52 | 0.00063363 | 0.0001588
53 | 0.0017363 | 0.00043515
54 | 0.00082875 | 0.0002077
55 | 0.00049565 | 0.00012422
56 | 0.00033088 | 8.2925e-05
57 | 0.00040857 | 0.0001024
58 | 0.0030689 | 0.00076913
59 | 0.00078331 | 0.00019631
60 | 0.0041627 | 0.0010433
61 | 0.0006656 | 0.00016682
62 | 0.0027414 | 0.00068705
63 | 0.00038158 | 9.5633e-05
64 | 0.0030054 | 0.00075322
65 | 0.0016991 | 0.00042583
66 | 0.00058213 | 0.0001459
67 | 0.00061936 | 0.00015523
68 | 0.000489 | 0.00012256
69 | 0.00087929 | 0.00022037
70 | 0.00013866 | 3.4752e-05
71 | 0.00068771 | 0.00017236
72 | 0.00029705 | 7.4447e-05
73 | 0.00032544 | 8.1564e-05
74 | 0.00031739 | 7.9544e-05
75 | 0.00039878 | 9.9943e-05
76 | 0.0005217 | 0.00013075
77 | 0.00090457 | 0.00022671
78 | 0.00051904 | 0.00013008
79 | 0.0033795 | 0.00084699
80 | 0.00017507 | 4.3876e-05
81 | 0.00067447 | 0.00016904
82 | 0.00018976 | 4.7559e-05
83 | 0.00022424 | 5.62e-05
84 | 0.00069174 | 0.00017337
85 | 0.00033681 | 8.4412e-05
86 | 0.00017078 | 4.2803e-05

## dtypes
| element | column | dtype
0 | bus | name | object
1 | bus | vn_kv | float64
2 | bus | type | object
3 | bus | zone | object
4 | bus | in_service | bool
5 | load | name | object
6 | load | bus | uint32
7 | load | p_mw | float64
8 | load | q_mvar | float64
9 | load | const_z_percent | float64
10 | load | const_i_percent | float64
11 | load | sn_mva | float64
12 | load | scaling | float64
13 | load | in_service | bool
14 | load | type | object
15 | ext_grid | name | object
16 | ext_grid | bus | uint32
17 | ext_grid | vm_pu | float64
18 | ext_grid | va_degree | float64
19 | ext_grid | slack_weight | float64
20 | ext_grid | in_service | bool
21 | line | name | object
22 | line | std_type | object
23 | line | from_bus | uint32
24 | line | to_bus | uint32
25 | line | length_km | float64
26 | line | r_ohm_per_km | float64
27 | line | x_ohm_per_km | float64
28 | line | c_nf_per_km | float64
29 | line | g_us_per_km | float64
30 | line | max_i_ka | float64
31 | line | df | float64
32 | line | parallel | uint32
33 | line | type | object
34 | line | in_service | bool
35 | trafo | name | object
36 | trafo | std_type | object
37 | trafo | hv_bus | uint32
38 | trafo | lv_bus | uint32
39 | trafo | sn_mva | float64
40 | trafo | vn_hv_kv | float64
41 | trafo | vn_lv_kv | float64
42 | trafo | vk_percent | float64
43 | trafo | vkr_percent | float64
44 | trafo | pfe_kw | float64
45 | trafo | i0_percent | float64
46 | trafo | shift_degree | float64
47 | trafo | tap_side | object
48 | trafo | tap_neutral | int32
49 | trafo | tap_min | int32
50 | trafo | tap_max | int32
51 | trafo | tap_step_percent | float64
52 | trafo | tap_step_degree | float64
53 | trafo | tap_pos | int32
54 | trafo | tap_phase_shifter | bool
55 | trafo | parallel | uint32
56 | trafo | df | float64
57 | trafo | in_service | bool
58 | line_geodata | coords | object
59 | bus_geodata | x | float64
60 | bus_geodata | y | float64
61 | bus_geodata | coords | object
62 | res_bus | vm_pu | float64
63 | res_bus | va_degree | float64
64 | res_bus | p_mw | float64
65 | res_bus | q_mvar | float64
66 | res_line | p_from_mw | float64
67 | res_line | q_from_mvar | float64
68 | res_line | p_to_mw | float64
69 | res_line | q_to_mvar | float64
70 | res_line | pl_mw | float64
71 | res_line | ql_mvar | float64
72 | res_line | i_from_ka | float64
73 | res_line | i_to_ka | float64
74 | res_line | i_ka | float64
75 | res_line | vm_from_pu | float64
76 | res_line | va_from_degree | float64
77 | res_line | vm_to_pu | float64
78 | res_line | va_to_degree | float64
79 | res_line | loading_percent | float64
80 | res_trafo | p_hv_mw | float64
81 | res_trafo | q_hv_mvar | float64
82 | res_trafo | p_lv_mw | float64
83 | res_trafo | q_lv_mvar | float64
84 | res_trafo | pl_mw | float64
85 | res_trafo | ql_mvar | float64
86 | res_trafo | i_hv_ka | float64
87 | res_trafo | i_lv_ka | float64
88 | res_trafo | vm_hv_pu | float64
89 | res_trafo | va_hv_degree | float64
90 | res_trafo | vm_lv_pu | float64
91 | res_trafo | va_lv_degree | float64
92 | res_trafo | loading_percent | float64
93 | res_ext_grid | p_mw | float64
94 | res_ext_grid | q_mvar | float64
95 | res_load | p_mw | float64
96 | res_load | q_mvar | float64

## parameters
| version | format_version | converged | OPF_converged | name | f_hz | sn_mva
0 | 2.14.6 | 2.14.0 | TRUE | FALSE |  | 50 | 1