## bus
| name | vn_kv | type | zone | in_service
0 | bus_LV_1702-31_0_8_node_0 | 0.4 | n |  | TRUE
1 | bus_LV_1702-31_0_8_node_1 | 0.4 | n |  | TRUE
2 | bus_LV_1702-31_0_8_node_2 | 0.4 | n |  | TRUE
3 | bus_LV_1702-31_0_8_node_4 | 0.4 | n |  | TRUE
4 | bus_LV_1702-31_0_8_node_3 | 0.4 | n |  | TRUE
5 | bus_LV_1702-31_0_8_node_5 | 0.4 | n |  | TRUE
6 | bus_LV_1702-31_0_8_node_6 | 0.4 | n |  | TRUE
7 | bus_LV_1702-31_0_8_node_8 | 0.4 | n |  | TRUE
8 | bus_LV_1702-31_0_8_node_54 | 0.4 | n |  | TRUE
9 | bus_LV_1702-31_0_8_node_140 | 0.4 | n |  | TRUE
10 | bus_LV_1702-31_0_8_node_13 | 0.4 | n |  | TRUE
11 | bus_LV_1702-31_0_8_node_10 | 0.4 | n |  | TRUE
12 | bus_LV_1702-31_0_8_node_32 | 0.4 | n |  | TRUE
13 | bus_LV_1702-31_0_8_node_45 | 0.4 | n |  | TRUE
14 | bus_LV_1702-31_0_8_node_141 | 0.4 | n |  | TRUE
15 | bus_LV_1702-31_0_8_node_31 | 0.4 | n |  | TRUE
16 | bus_LV_1702-31_0_8_node_29 | 0.4 | n |  | TRUE
17 | bus_LV_1702-31_0_8_node_95 | 0.4 | n |  | TRUE
18 | bus_LV_1702-31_0_8_node_11 | 0.4 | n |  | TRUE
19 | bus_LV_1702-31_0_8_node_23 | 0.4 | n |  | TRUE
20 | bus_LV_1702-31_0_8_node_64 | 0.4 | n |  | TRUE
21 | bus_LV_1702-31_0_8_node_113 | 0.4 | n |  | TRUE
22 | bus_LV_1702-31_0_8_node_76 | 0.4 | n |  | TRUE
23 | bus_LV_1702-31_0_8_node_73 | 0.4 | n |  | TRUE
24 | bus_LV_1702-31_0_8_node_12 | 0.4 | n |  | TRUE
25 | bus_LV_1702-31_0_8_node_96 | 0.4 | n |  | TRUE
26 | bus_LV_1702-31_0_8_node_14 | 0.4 | n |  | TRUE
27 | bus_LV_1702-31_0_8_node_15 | 0.4 | n |  | TRUE
28 | bus_LV_1702-31_0_8_node_17 | 0.4 | n |  | TRUE
29 | bus_LV_1702-31_0_8_node_18 | 0.4 | n |  | TRUE
30 | bus_LV_1702-31_0_8_node_27 | 0.4 | n |  | TRUE
31 | bus_LV_1702-31_0_8_node_60 | 0.4 | n |  | TRUE
32 | bus_LV_1702-31_0_8_node_19 | 0.4 | n |  | TRUE
33 | bus_LV_1702-31_0_8_node_26 | 0.4 | n |  | TRUE
34 | bus_LV_1702-31_0_8_node_24 | 0.4 | n |  | TRUE
35 | bus_LV_1702-31_0_8_node_20 | 0.4 | n |  | TRUE
36 | bus_LV_1702-31_0_8_node_28 | 0.4 | n |  | TRUE
37 | bus_LV_1702-31_0_8_node_21 | 0.4 | n |  | TRUE
38 | bus_LV_1702-31_0_8_node_25 | 0.4 | n |  | TRUE
39 | bus_LV_1702-31_0_8_node_22 | 0.4 | n |  | TRUE
40 | bus_LV_1702-31_0_8_node_122 | 0.4 | n |  | TRUE
41 | bus_LV_1702-31_0_8_node_121 | 0.4 | n |  | TRUE
42 | bus_LV_1702-31_0_8_node_112 | 0.4 | n |  | TRUE
43 | bus_LV_1702-31_0_8_node_78 | 0.4 | n |  | TRUE
44 | bus_LV_1702-31_0_8_node_82 | 0.4 | n |  | TRUE
45 | bus_LV_1702-31_0_8_node_58 | 0.4 | n |  | TRUE
46 | bus_LV_1702-31_0_8_node_155 | 0.4 | n |  | TRUE
47 | bus_LV_1702-31_0_8_node_87 | 0.4 | n |  | TRUE
48 | bus_LV_1702-31_0_8_node_154 | 0.4 | n |  | TRUE
49 | bus_LV_1702-31_0_8_node_118 | 0.4 | n |  | TRUE
50 | bus_LV_1702-31_0_8_node_62 | 0.4 | n |  | TRUE
51 | bus_LV_1702-31_0_8_node_110 | 0.4 | n |  | TRUE
52 | bus_LV_1702-31_0_8_node_30 | 0.4 | n |  | TRUE
53 | bus_LV_1702-31_0_8_node_46 | 0.4 | n |  | TRUE
54 | bus_LV_1702-31_0_8_node_152 | 0.4 | n |  | TRUE
55 | bus_LV_1702-31_0_8_node_151 | 0.4 | n |  | TRUE
56 | bus_LV_1702-31_0_8_node_48 | 0.4 | n |  | TRUE
57 | bus_LV_1702-31_0_8_node_50 | 0.4 | n |  | TRUE
58 | bus_LV_1702-31_0_8_node_147 | 0.4 | n |  | TRUE
59 | bus_LV_1702-31_0_8_node_53 | 0.4 | n |  | TRUE
60 | bus_LV_1702-31_0_8_node_128 | 0.4 | n |  | TRUE
61 | bus_LV_1702-31_0_8_node_130 | 0.4 | n |  | TRUE
62 | bus_LV_1702-31_0_8_node_148 | 0.4 | n |  | TRUE
63 | bus_LV_1702-31_0_8_node_52 | 0.4 | n |  | TRUE
64 | bus_LV_1702-31_0_8_node_49 | 0.4 | n |  | TRUE
65 | bus_LV_1702-31_0_8_node_156 | 0.4 | n |  | TRUE
66 | bus_LV_1702-31_0_8_node_44 | 0.4 | n |  | TRUE
67 | bus_LV_1702-31_0_8_node_33 | 0.4 | n |  | TRUE
68 | bus_LV_1702-31_0_8_node_34 | 0.4 | n |  | TRUE
69 | bus_LV_1702-31_0_8_node_35 | 0.4 | n |  | TRUE
70 | bus_LV_1702-31_0_8_node_36 | 0.4 | n |  | TRUE
71 | bus_LV_1702-31_0_8_node_37 | 0.4 | n |  | TRUE
72 | bus_LV_1702-31_0_8_node_38 | 0.4 | n |  | TRUE
73 | bus_LV_1702-31_0_8_node_39 | 0.4 | n |  | TRUE
74 | bus_LV_1702-31_0_8_node_55 | 0.4 | n |  | TRUE
75 | bus_LV_1702-31_0_8_node_41 | 0.4 | n |  | TRUE
76 | bus_LV_1702-31_0_8_node_42 | 0.4 | n |  | TRUE
77 | bus_LV_1702-31_0_8_node_43 | 0.4 | n |  | TRUE
78 | bus_LV_1702-31_0_8_node_40 | 0.4 | n |  | TRUE
79 | bus_LV_1702-31_0_8_node_56 | 0.4 | n |  | TRUE
80 | bus_LV_1702-31_0_8_node_153 | 0.4 | n |  | TRUE
81 | bus_LV_1702-31_0_8_node_116 | 0.4 | n |  | TRUE
82 | bus_LV_1702-31_0_8_node_117 | 0.4 | n |  | TRUE
83 | bus_LV_1702-31_0_8_node_115 | 0.4 | n |  | TRUE
84 | bus_LV_1702-31_0_8_node_119 | 0.4 | n |  | TRUE
85 | bus_LV_1702-31_0_8_node_126 | 0.4 | n |  | TRUE
86 | bus_LV_1702-31_0_8_node_137 | 0.4 | n |  | TRUE
87 | bus_LV_1702-31_0_8_node_120 | 0.4 | n |  | TRUE
88 | bus_LV_1702-31_0_8_node_138 | 0.4 | n |  | TRUE
89 | bus_LV_1702-31_0_8_node_149 | 0.4 | n |  | TRUE
90 | bus_LV_1702-31_0_8_node_125 | 0.4 | n |  | TRUE
91 | bus_LV_1702-31_0_8_node_129 | 0.4 | n |  | TRUE
92 | bus_LV_1702-31_0_8_node_57 | 0.4 | n |  | TRUE
93 | bus_LV_1702-31_0_8_node_59 | 0.4 | n |  | TRUE
94 | bus_LV_1702-31_0_8_node_61 | 0.4 | n |  | TRUE
95 | bus_LV_1702-31_0_8_node_79 | 0.4 | n |  | TRUE
96 | bus_LV_1702-31_0_8_node_80 | 0.4 | n |  | TRUE
97 | bus_LV_1702-31_0_8_node_63 | 0.4 | n |  | TRUE
98 | bus_LV_1702-31_0_8_node_65 | 0.4 | n |  | TRUE
99 | bus_LV_1702-31_0_8_node_77 | 0.4 | n |  | TRUE
100 | bus_LV_1702-31_0_8_node_66 | 0.4 | n |  | TRUE
101 | bus_LV_1702-31_0_8_node_67 | 0.4 | n |  | TRUE
102 | bus_LV_1702-31_0_8_node_68 | 0.4 | n |  | TRUE
103 | bus_LV_1702-31_0_8_node_69 | 0.4 | n |  | TRUE
104 | bus_LV_1702-31_0_8_node_70 | 0.4 | n |  | TRUE
105 | bus_LV_1702-31_0_8_node_81 | 0.4 | n |  | TRUE
106 | bus_LV_1702-31_0_8_node_75 | 0.4 | n |  | TRUE
107 | bus_LV_1702-31_0_8_node_71 | 0.4 | n |  | TRUE
108 | bus_LV_1702-31_0_8_node_72 | 0.4 | n |  | TRUE
109 | bus_LV_1702-31_0_8_node_83 | 0.4 | n |  | TRUE
110 | bus_LV_1702-31_0_8_node_84 | 0.4 | n |  | TRUE
111 | bus_LV_1702-31_0_8_node_85 | 0.4 | n |  | TRUE
112 | bus_LV_1702-31_0_8_node_86 | 0.4 | n |  | TRUE
113 | bus_LV_1702-31_0_8_node_88 | 0.4 | n |  | TRUE
114 | bus_LV_1702-31_0_8_node_92 | 0.4 | n |  | TRUE
115 | bus_LV_1702-31_0_8_node_102 | 0.4 | n |  | TRUE
116 | bus_LV_1702-31_0_8_node_90 | 0.4 | n |  | TRUE
117 | bus_LV_1702-31_0_8_node_89 | 0.4 | n |  | TRUE
118 | bus_LV_1702-31_0_8_node_91 | 0.4 | n |  | TRUE
119 | bus_LV_1702-31_0_8_node_93 | 0.4 | n |  | TRUE
120 | bus_LV_1702-31_0_8_node_94 | 0.4 | n |  | TRUE
121 | bus_LV_1702-31_0_8_node_99 | 0.4 | n |  | TRUE
122 | bus_LV_1702-31_0_8_node_111 | 0.4 | n |  | TRUE
123 | bus_LV_1702-31_0_8_node_97 | 0.4 | n |  | TRUE
124 | bus_LV_1702-31_0_8_node_98 | 0.4 | n |  | TRUE
125 | bus_LV_1702-31_0_8_node_109 | 0.4 | n |  | TRUE
126 | bus_LV_1702-31_0_8_node_100 | 0.4 | n |  | TRUE
127 | bus_LV_1702-31_0_8_node_101 | 0.4 | n |  | TRUE
128 | bus_LV_1702-31_0_8_node_103 | 0.4 | n |  | TRUE
129 | bus_LV_1702-31_0_8_node_104 | 0.4 | n |  | TRUE
130 | bus_LV_1702-31_0_8_node_105 | 0.4 | n |  | TRUE
131 | bus_LV_1702-31_0_8_node_106 | 0.4 | n |  | TRUE
132 | bus_LV_1702-31_0_8_node_107 | 0.4 | n |  | TRUE
133 | bus_LV_1702-31_0_8_node_108 | 0.4 | n |  | TRUE
134 | bus_LV_1702-31_0_8_node_114 | 0.4 | n |  | TRUE
135 | bus_LV_1702-31_0_8_node_134 | 0.4 | n |  | TRUE
136 | bus_LV_1702-31_0_8_node_133 | 0.4 | n |  | TRUE
137 | bus_LV_1702-31_0_8_node_135 | 0.4 | n |  | TRUE
138 | bus_LV_1702-31_0_8_node_124 | 0.4 | n |  | TRUE
139 | bus_LV_1702-31_0_8_node_123 | 0.4 | n |  | TRUE
140 | bus_LV_1702-31_0_8_node_127 | 0.4 | n |  | TRUE
141 | bus_LV_1702-31_0_8_node_136 | 0.4 | n |  | TRUE
142 | bus_LV_1702-31_0_8_node_131 | 0.4 | n |  | TRUE
143 | bus_LV_1702-31_0_8_node_132 | 0.4 | n |  | TRUE
144 | bus_LV_1702-31_0_8_node_139 | 0.4 | n |  | TRUE
145 | bus_LV_1702-31_0_8_node_142 | 0.4 | n |  | TRUE
146 | bus_LV_1702-31_0_8_node_143 | 0.4 | n |  | TRUE
147 | bus_LV_1702-31_0_8_node_144 | 0.4 | n |  | TRUE
148 | bus_LV_1702-31_0_8_node_146 | 0.4 | n |  | TRUE
149 | bus_LV_1702-31_0_8_node_145 | 0.4 | n |  | TRUE
150 | bus_LV_1702-31_0_8_node_150 | 0.4 | n |  | TRUE
151 | bus_MV_498_0_node_28 | 20 | n |  | TRUE

## load
| name | bus | p_mw | q_mvar | const_z_percent | const_i_percent | sn_mva | scaling | in_service | type
0 | LV_1702-31_0_8_load_0 | 0 | 0.060548 | 0.015175 | 0 | 0 |  | 1 | TRUE | wye
1 | LV_1702-31_0_8_load_1 | 1 | 0.010385 | 0.0026028 | 0 | 0 |  | 1 | TRUE | wye
2 | LV_1702-31_0_8_load_2 | 2 | 0.0060029 | 0.0015045 | 0 | 0 |  | 1 | TRUE | wye
3 | LV_1702-31_0_8_load_5 | 5 | 0.0010376 | 0.00026005 | 0 | 0 |  | 1 | TRUE | wye
4 | LV_1702-31_0_8_load_140 | 9 | 0.00034283 | 8.5921e-05 | 0 | 0 |  | 1 | TRUE | wye
5 | LV_1702-31_0_8_load_13 | 10 | 0.023376 | 0.0058587 | 0 | 0 |  | 1 | TRUE | wye
6 | LV_1702-31_0_8_load_10 | 11 | 0.0026636 | 0.00066757 | 0 | 0 |  | 1 | TRUE | wye
7 | LV_1702-31_0_8_load_141 | 14 | 0.00032312 | 8.0981e-05 | 0 | 0 |  | 1 | TRUE | wye
8 | LV_1702-31_0_8_load_31 | 15 | 0.00066289 | 0.00016614 | 0 | 0 |  | 1 | TRUE | wye
9 | LV_1702-31_0_8_load_29 | 16 | 0.00086759 | 0.00021744 | 0 | 0 |  | 1 | TRUE | wye
10 | LV_1702-31_0_8_load_95 | 17 | 0.0038268 | 0.00095908 | 0 | 0 |  | 1 | TRUE | wye
11 | LV_1702-31_0_8_load_11 | 18 | 0.029386 | 0.0073649 | 0 | 0 |  | 1 | TRUE | wye
12 | LV_1702-31_0_8_load_64 | 20 | 0.006328 | 0.0015859 | 0 | 0 |  | 1 | TRUE | wye
13 | LV_1702-31_0_8_load_113 | 21 | 0.0022535 | 0.00056479 | 0 | 0 |  | 1 | TRUE | wye
14 | LV_1702-31_0_8_load_76 | 22 | 0.0015869 | 0.00039771 | 0 | 0 |  | 1 | TRUE | wye
15 | LV_1702-31_0_8_load_12 | 24 | 0.022016 | 0.0055178 | 0 | 0 |  | 1 | TRUE | wye
16 | LV_1702-31_0_8_load_96 | 25 | 0.0039193 | 0.00098227 | 0 | 0 |  | 1 | TRUE | wye
17 | LV_1702-31_0_8_load_14 | 26 | 0.0077174 | 0.0019342 | 0 | 0 |  | 1 | TRUE | wye
18 | LV_1702-31_0_8_load_17 | 28 | 0.0047245 | 0.0011841 | 0 | 0 |  | 1 | TRUE | wye
19 | LV_1702-31_0_8_load_60 | 31 | 0.0043635 | 0.0010936 | 0 | 0 |  | 1 | TRUE | wye
20 | LV_1702-31_0_8_load_26 | 33 | 0.0075796 | 0.0018996 | 0 | 0 |  | 1 | TRUE | wye
21 | LV_1702-31_0_8_load_24 | 34 | 0.010849 | 0.0027191 | 0 | 0 |  | 1 | TRUE | wye
22 | LV_1702-31_0_8_load_28 | 36 | 0.0048372 | 0.0012123 | 0 | 0 |  | 1 | TRUE | wye
23 | LV_1702-31_0_8_load_121 | 41 | 0.0038608 | 0.00096762 | 0 | 0 |  | 1 | TRUE | wye
24 | LV_1702-31_0_8_load_112 | 42 | 0.002823 | 0.00070751 | 0 | 0 |  | 1 | TRUE | wye
25 | LV_1702-31_0_8_load_82 | 44 | 0.0017868 | 0.00044782 | 0 | 0 |  | 1 | TRUE | wye
26 | LV_1702-31_0_8_load_58 | 45 | 0.0053385 | 0.001338 | 0 | 0 |  | 1 | TRUE | wye
27 | LV_1702-31_0_8_load_155 | 46 | 0.0039372 | 0.00098676 | 0 | 0 |  | 1 | TRUE | wye
28 | LV_1702-31_0_8_load_154 | 48 | 0.011911 | 0.0029852 | 0 | 0 |  | 1 | TRUE | wye
29 | LV_1702-31_0_8_load_62 | 50 | 0.0046531 | 0.0011662 | 0 | 0 |  | 1 | TRUE | wye
30 | LV_1702-31_0_8_load_110 | 51 | 0.0040108 | 0.0010052 | 0 | 0 |  | 1 | TRUE | wye
31 | LV_1702-31_0_8_load_30 | 52 | 0.00043784 | 0.00010973 | 0 | 0 |  | 1 | TRUE | wye
32 | LV_1702-31_0_8_load_151 | 55 | 0.0035242 | 0.00088324 | 0 | 0 |  | 1 | TRUE | wye
33 | LV_1702-31_0_8_load_147 | 58 | 0.00088923 | 0.00022286 | 0 | 0 |  | 1 | TRUE | wye
34 | LV_1702-31_0_8_load_128 | 60 | 0.0049809 | 0.0012483 | 0 | 0 |  | 1 | TRUE | wye
35 | LV_1702-31_0_8_load_130 | 61 | 0.0030596 | 0.00076681 | 0 | 0 |  | 1 | TRUE | wye
36 | LV_1702-31_0_8_load_148 | 62 | 0.0045126 | 0.001131 | 0 | 0 |  | 1 | TRUE | wye
37 | LV_1702-31_0_8_load_156 | 65 | 0.00031084 | 7.7903e-05 | 0 | 0 |  | 1 | TRUE | wye
38 | LV_1702-31_0_8_load_44 | 66 | 0.003041 | 0.00076215 | 0 | 0 |  | 1 | TRUE | wye
39 | LV_1702-31_0_8_load_33 | 67 | 0.0030389 | 0.00076162 | 0 | 0 |  | 1 | TRUE | wye
40 | LV_1702-31_0_8_load_34 | 68 | 0.0030381 | 0.00076142 | 0 | 0 |  | 1 | TRUE | wye
41 | LV_1702-31_0_8_load_36 | 70 | 0.0030406 | 0.00076204 | 0 | 0 |  | 1 | TRUE | wye
42 | LV_1702-31_0_8_load_37 | 71 | 0.003037 | 0.00076116 | 0 | 0 |  | 1 | TRUE | wye
43 | LV_1702-31_0_8_load_38 | 72 | 0.0061297 | 0.0015362 | 0 | 0 |  | 1 | TRUE | wye
44 | LV_1702-31_0_8_load_39 | 73 | 0.0030382 | 0.00076145 | 0 | 0 |  | 1 | TRUE | wye
45 | LV_1702-31_0_8_load_55 | 74 | 0.0030391 | 0.00076167 | 0 | 0 |  | 1 | TRUE | wye
46 | LV_1702-31_0_8_load_43 | 77 | 0.0030367 | 0.00076108 | 0 | 0 |  | 1 | TRUE | wye
47 | LV_1702-31_0_8_load_40 | 78 | 0.0030371 | 0.00076118 | 0 | 0 |  | 1 | TRUE | wye
48 | LV_1702-31_0_8_load_56 | 79 | 0.0030382 | 0.00076145 | 0 | 0 |  | 1 | TRUE | wye
49 | LV_1702-31_0_8_load_153 | 80 | 0.0012093 | 0.00030308 | 0 | 0 |  | 1 | TRUE | wye
50 | LV_1702-31_0_8_load_117 | 82 | 0.0056935 | 0.0014269 | 0 | 0 |  | 1 | TRUE | wye
51 | LV_1702-31_0_8_load_115 | 83 | 0.0023552 | 0.00059026 | 0 | 0 |  | 1 | TRUE | wye
52 | LV_1702-31_0_8_load_137 | 86 | 0.0031571 | 0.00079125 | 0 | 0 |  | 1 | TRUE | wye
53 | LV_1702-31_0_8_load_138 | 88 | 0.0032291 | 0.00080929 | 0 | 0 |  | 1 | TRUE | wye
54 | LV_1702-31_0_8_load_129 | 91 | 0.0041103 | 0.0010301 | 0 | 0 |  | 1 | TRUE | wye
55 | LV_1702-31_0_8_load_57 | 92 | 0.0029885 | 0.00074899 | 0 | 0 |  | 1 | TRUE | wye
56 | LV_1702-31_0_8_load_59 | 93 | 0.002573 | 0.00064486 | 0 | 0 |  | 1 | TRUE | wye
57 | LV_1702-31_0_8_load_79 | 95 | 0.0044545 | 0.0011164 | 0 | 0 |  | 1 | TRUE | wye
58 | LV_1702-31_0_8_load_80 | 96 | 0.0076362 | 0.0019138 | 0 | 0 |  | 1 | TRUE | wye
59 | LV_1702-31_0_8_load_63 | 97 | 0.0020955 | 0.00052518 | 0 | 0 |  | 1 | TRUE | wye
60 | LV_1702-31_0_8_load_65 | 98 | 0.0058595 | 0.0014685 | 0 | 0 |  | 1 | TRUE | wye
61 | LV_1702-31_0_8_load_77 | 99 | 0.0031846 | 0.00079814 | 0 | 0 |  | 1 | TRUE | wye
62 | LV_1702-31_0_8_load_66 | 100 | 0.0016321 | 0.00040904 | 0 | 0 |  | 1 | TRUE | wye
63 | LV_1702-31_0_8_load_67 | 101 | 0.0034938 | 0.00087562 | 0 | 0 |  | 1 | TRUE | wye
64 | LV_1702-31_0_8_load_68 | 102 | 0.0018572 | 0.00046546 | 0 | 0 |  | 1 | TRUE | wye
65 | LV_1702-31_0_8_load_69 | 103 | 0.0085806 | 0.0021505 | 0 | 0 |  | 1 | TRUE | wye
66 | LV_1702-31_0_8_load_70 | 104 | 0.0012442 | 0.00031184 | 0 | 0 |  | 1 | TRUE | wye
67 | LV_1702-31_0_8_load_81 | 105 | 0.0040872 | 0.0010243 | 0 | 0 |  | 1 | TRUE | wye
68 | LV_1702-31_0_8_load_75 | 106 | 0.0022274 | 0.00055824 | 0 | 0 |  | 1 | TRUE | wye
69 | LV_1702-31_0_8_load_71 | 107 | 0.0028319 | 0.00070973 | 0 | 0 |  | 1 | TRUE | wye
70 | LV_1702-31_0_8_load_72 | 108 | 0.003001 | 0.00075213 | 0 | 0 |  | 1 | TRUE | wye
71 | LV_1702-31_0_8_load_83 | 109 | 0.0043717 | 0.0010957 | 0 | 0 |  | 1 | TRUE | wye
72 | LV_1702-31_0_8_load_84 | 110 | 0.0049504 | 0.0012407 | 0 | 0 |  | 1 | TRUE | wye
73 | LV_1702-31_0_8_load_85 | 111 | 0.0026603 | 0.00066673 | 0 | 0 |  | 1 | TRUE | wye
74 | LV_1702-31_0_8_load_86 | 112 | 0.0032956 | 0.00082597 | 0 | 0 |  | 1 | TRUE | wye
75 | LV_1702-31_0_8_load_88 | 113 | 0.0036598 | 0.00091724 | 0 | 0 |  | 1 | TRUE | wye
76 | LV_1702-31_0_8_load_102 | 115 | 0.0041509 | 0.0010403 | 0 | 0 |  | 1 | TRUE | wye
77 | LV_1702-31_0_8_load_90 | 116 | 0.0037307 | 0.00093501 | 0 | 0 |  | 1 | TRUE | wye
78 | LV_1702-31_0_8_load_89 | 117 | 0.0039486 | 0.00098961 | 0 | 0 |  | 1 | TRUE | wye
79 | LV_1702-31_0_8_load_93 | 119 | 0.002454 | 0.00061502 | 0 | 0 |  | 1 | TRUE | wye
80 | LV_1702-31_0_8_load_94 | 120 | 0.0028072 | 0.00070354 | 0 | 0 |  | 1 | TRUE | wye
81 | LV_1702-31_0_8_load_99 | 121 | 0.0035674 | 0.00089408 | 0 | 0 |  | 1 | TRUE | wye
82 | LV_1702-31_0_8_load_111 | 122 | 0.0051724 | 0.0012963 | 0 | 0 |  | 1 | TRUE | wye
83 | LV_1702-31_0_8_load_97 | 123 | 0.0033371 | 0.00083635 | 0 | 0 |  | 1 | TRUE | wye
84 | LV_1702-31_0_8_load_98 | 124 | 0.0032005 | 0.00080213 | 0 | 0 |  | 1 | TRUE | wye
85 | LV_1702-31_0_8_load_100 | 126 | 0.0051854 | 0.0012996 | 0 | 0 |  | 1 | TRUE | wye
86 | LV_1702-31_0_8_load_101 | 127 | 0.0046459 | 0.0011644 | 0 | 0 |  | 1 | TRUE | wye
87 | LV_1702-31_0_8_load_103 | 128 | 0.0052203 | 0.0013083 | 0 | 0 |  | 1 | TRUE | wye
88 | LV_1702-31_0_8_load_104 | 129 | 0.0076778 | 0.0019242 | 0 | 0 |  | 1 | TRUE | wye
89 | LV_1702-31_0_8_load_105 | 130 | 0.0031976 | 0.00080141 | 0 | 0 |  | 1 | TRUE | wye
90 | LV_1702-31_0_8_load_106 | 131 | 0.0027909 | 0.00069947 | 0 | 0 |  | 1 | TRUE | wye
91 | LV_1702-31_0_8_load_108 | 133 | 0.0041532 | 0.0010409 | 0 | 0 |  | 1 | TRUE | wye
92 | LV_1702-31_0_8_load_114 | 134 | 0.0025553 | 0.00064042 | 0 | 0 |  | 1 | TRUE | wye
93 | LV_1702-31_0_8_load_134 | 135 | 0.0057038 | 0.0014295 | 0 | 0 |  | 1 | TRUE | wye
94 | LV_1702-31_0_8_load_133 | 136 | 0.0042549 | 0.0010664 | 0 | 0 |  | 1 | TRUE | wye
95 | LV_1702-31_0_8_load_135 | 137 | 0.0051746 | 0.0012969 | 0 | 0 |  | 1 | TRUE | wye
96 | LV_1702-31_0_8_load_124 | 138 | 0.0036281 | 0.0009093 | 0 | 0 |  | 1 | TRUE | wye
97 | LV_1702-31_0_8_load_123 | 139 | 0.0031557 | 0.0007909 | 0 | 0 |  | 1 | TRUE | wye
98 | LV_1702-31_0_8_load_127 | 140 | 0.0014725 | 0.00036905 | 0 | 0 |  | 1 | TRUE | wye
99 | LV_1702-31_0_8_load_136 | 141 | 0.0058899 | 0.0014762 | 0 | 0 |  | 1 | TRUE | wye
100 | LV_1702-31_0_8_load_131 | 142 | 0.0034557 | 0.00086608 | 0 | 0 |  | 1 | TRUE | wye
101 | LV_1702-31_0_8_load_132 | 143 | 0.0033517 | 0.00084002 | 0 | 0 |  | 1 | TRUE | wye
102 | LV_1702-31_0_8_load_139 | 144 | 0.0035458 | 0.00088865 | 0 | 0 |  | 1 | TRUE | wye
103 | LV_1702-31_0_8_load_142 | 145 | 0.00025001 | 6.2659e-05 | 0 | 0 |  | 1 | TRUE | wye
104 | LV_1702-31_0_8_load_143 | 146 | 0.00036676 | 9.192e-05 | 0 | 0 |  | 1 | TRUE | wye
105 | LV_1702-31_0_8_load_144 | 147 | 0.0015124 | 0.00037903 | 0 | 0 |  | 1 | TRUE | wye
106 | LV_1702-31_0_8_load_146 | 148 | 0.0019923 | 0.00049932 | 0 | 0 |  | 1 | TRUE | wye
107 | LV_1702-31_0_8_load_145 | 149 | 0.00047599 | 0.00011929 | 0 | 0 |  | 1 | TRUE | wye
108 | LV_1702-31_0_8_load_150 | 150 | 0.0019497 | 0.00048865 | 0 | 0 |  | 1 | TRUE | wye

## ext_grid
| name | bus | vm_pu | va_degree | slack_weight | in_service
0 |  | 25 | 1 | 0 | 1 | TRUE

## line
| name | std_type | from_bus | to_bus | length_km | r_ohm_per_km | x_ohm_per_km | c_nf_per_km | g_us_per_km | max_i_ka | df | parallel | type | in_service
0 | LV_1702-31_0_8_line_0 |  | 0 | 1 | 0.020805 | 0.125 | 0.08 | 261 | 0 | 0.364 | 1 | 1 | cs | TRUE
1 | LV_1702-31_0_8_line_1 |  | 0 | 2 | 0.028989 | 0.125 | 0.08 | 261 | 0 | 0.364 | 1 | 1 | cs | TRUE
2 | LV_1702-31_0_8_line_2 |  | 2 | 3 | 0.026768 | 0.125 | 0.08 | 261 | 0 | 0.364 | 1 | 1 | cs | TRUE
3 | LV_1702-31_0_8_line_3 |  | 3 | 7 | 0.08731 | 0.125 | 0.08 | 261 | 0 | 0.364 | 1 | 1 | cs | TRUE
4 | LV_1702-31_0_8_line_4 |  | 4 | 5 | 0.0070276 | 0.125 | 0.08 | 261 | 0 | 0.364 | 1 | 1 | cs | TRUE
5 | LV_1702-31_0_8_line_5 |  | 4 | 6 | 0.10393 | 0.125 | 0.08 | 261 | 0 | 0.364 | 1 | 1 | cs | TRUE
6 | LV_1702-31_0_8_line_6 |  | 5 | 8 | 0.10423 | 0.125 | 0.08 | 261 | 0 | 0.364 | 1 | 1 | cs | TRUE
7 | LV_1702-31_0_8_line_7 |  | 6 | 9 | 0.10519 | 0.125 | 0.08 | 261 | 0 | 0.364 | 1 | 1 | cs | TRUE
8 | LV_1702-31_0_8_line_8 |  | 7 | 10 | 0.06951 | 0.125 | 0.08 | 261 | 0 | 0.364 | 1 | 1 | cs | TRUE
9 | LV_1702-31_0_8_line_9 |  | 7 | 11 | 0.023379 | 0.125 | 0.08 | 261 | 0 | 0.364 | 1 | 1 | cs | TRUE
10 | LV_1702-31_0_8_line_10 |  | 8 | 12 | 0.020465 | 0.125 | 0.08 | 261 | 0 | 0.364 | 1 | 1 | cs | TRUE
11 | LV_1702-31_0_8_line_11 |  | 8 | 13 | 0.04077 | 0.125 | 0.08 | 261 | 0 | 0.364 | 1 | 1 | cs | TRUE
12 | LV_1702-31_0_8_line_12 |  | 9 | 14 | 0.00020818 | 0.125 | 0.08 | 261 | 0 | 0.364 | 1 | 1 | cs | TRUE
13 | LV_1702-31_0_8_line_13 |  | 10 | 17 | 0.031887 | 0.125 | 0.08 | 261 | 0 | 0.364 | 1 | 2 | cs | TRUE
14 | LV_1702-31_0_8_line_14 |  | 11 | 18 | 0.040983 | 0.125 | 0.08 | 261 | 0 | 0.364 | 1 | 1 | cs | TRUE
15 | LV_1702-31_0_8_line_15 |  | 12 | 52 | 0.022701 | 0.125 | 0.08 | 261 | 0 | 0.364 | 1 | 1 | cs | TRUE
16 | LV_1702-31_0_8_line_16 |  | 13 | 66 | 0.019887 | 0.125 | 0.08 | 261 | 0 | 0.364 | 1 | 1 | cs | TRUE
17 | LV_1702-31_0_8_line_17 |  | 13 | 53 | 0.046485 | 0.125 | 0.08 | 261 | 0 | 0.364 | 1 | 1 | cs | TRUE
18 | LV_1702-31_0_8_line_18 |  | 14 | 145 | 0.0020128 | 0.125 | 0.08 | 261 | 0 | 0.364 | 1 | 1 | cs | TRUE
19 | LV_1702-31_0_8_line_19 |  | 15 | 16 | 0.010907 | 0.125 | 0.08 | 261 | 0 | 0.364 | 1 | 1 | cs | TRUE
20 | LV_1702-31_0_8_line_20 |  | 16 | 52 | 0.037311 | 0.125 | 0.08 | 261 | 0 | 0.364 | 1 | 1 | cs | TRUE
21 | LV_1702-31_0_8_line_21 |  | 17 | 25 | 0.023186 | 0.125 | 0.08 | 261 | 0 | 0.364 | 1 | 4 | cs | TRUE
22 | LV_1702-31_0_8_line_22 |  | 18 | 24 | 0.0028172 | 0.125 | 0.08 | 261 | 0 | 0.364 | 1 | 1 | cs | TRUE
23 | LV_1702-31_0_8_line_23 |  | 19 | 20 | 0.017 | 0.125 | 0.08 | 261 | 0 | 0.364 | 1 | 1 | cs | TRUE
24 | LV_1702-31_0_8_line_24 |  | 19 | 21 | 0.033474 | 0.125 | 0.08 | 261 | 0 | 0.364 | 1 | 1 | cs | TRUE
25 | LV_1702-31_0_8_line_25 |  | 20 | 50 | 0.0084738 | 0.125 | 0.08 | 261 | 0 | 0.364 | 1 | 1 | cs | TRUE
26 | LV_1702-31_0_8_line_26 |  | 21 | 43 | 0.019283 | 0.125 | 0.08 | 261 | 0 | 0.364 | 1 | 1 | cs | TRUE
27 | LV_1702-31_0_8_line_27 |  | 22 | 23 | 0.023714 | 0.125 | 0.08 | 261 | 0 | 0.364 | 1 | 1 | cs | TRUE
28 | LV_1702-31_0_8_line_28 |  | 23 | 106 | 0.00059381 | 0.125 | 0.08 | 261 | 0 | 0.364 | 1 | 1 | cs | TRUE
29 | LV_1702-31_0_8_line_29 |  | 23 | 107 | 0.014751 | 0.125 | 0.08 | 261 | 0 | 0.364 | 1 | 1 | cs | TRUE
30 | LV_1702-31_0_8_line_30 |  | 25 | 123 | 0.0056566 | 0.125 | 0.08 | 261 | 0 | 0.364 | 1 | 4 | cs | TRUE
31 | LV_1702-31_0_8_line_31 |  | 26 | 27 | 0.015509 | 0.125 | 0.08 | 261 | 0 | 0.364 | 1 | 1 | cs | TRUE
32 | LV_1702-31_0_8_line_32 |  | 27 | 28 | 0.0099809 | 0.125 | 0.08 | 261 | 0 | 0.364 | 1 | 2 | cs | TRUE
33 | LV_1702-31_0_8_line_33 |  | 27 | 29 | 0.014776 | 0.125 | 0.08 | 261 | 0 | 0.364 | 1 | 2 | cs | TRUE
34 | LV_1702-31_0_8_line_34 |  | 28 | 30 | 0.025657 | 0.125 | 0.08 | 261 | 0 | 0.364 | 1 | 4 | cs | TRUE
35 | LV_1702-31_0_8_line_35 |  | 29 | 31 | 0.026896 | 0.125 | 0.08 | 261 | 0 | 0.364 | 1 | 1 | cs | TRUE
36 | LV_1702-31_0_8_line_36 |  | 30 | 42 | 0.010448 | 0.125 | 0.08 | 261 | 0 | 0.364 | 1 | 1 | cs | TRUE
37 | LV_1702-31_0_8_line_37 |  | 30 | 35 | 0.006787 | 0.125 | 0.08 | 261 | 0 | 0.364 | 1 | 4 | cs | TRUE
38 | LV_1702-31_0_8_line_38 |  | 31 | 45 | 0.0051965 | 0.125 | 0.08 | 261 | 0 | 0.364 | 1 | 1 | cs | TRUE
39 | LV_1702-31_0_8_line_39 |  | 32 | 33 | 0.018479 | 0.125 | 0.08 | 261 | 0 | 0.364 | 1 | 4 | cs | TRUE
40 | LV_1702-31_0_8_line_40 |  | 32 | 34 | 0.017684 | 0.125 | 0.08 | 261 | 0 | 0.364 | 1 | 4 | cs | TRUE
41 | LV_1702-31_0_8_line_41 |  | 33 | 35 | 0.017076 | 0.125 | 0.08 | 261 | 0 | 0.364 | 1 | 4 | cs | TRUE
42 | LV_1702-31_0_8_line_42 |  | 34 | 37 | 0.016107 | 0.125 | 0.08 | 261 | 0 | 0.364 | 1 | 4 | cs | TRUE
43 | LV_1702-31_0_8_line_43 |  | 35 | 36 | 0.031023 | 0.125 | 0.08 | 261 | 0 | 0.364 | 1 | 1 | cs | TRUE
44 | LV_1702-31_0_8_line_44 |  | 37 | 38 | 0.00752 | 0.125 | 0.08 | 261 | 0 | 0.364 | 1 | 4 | cs | TRUE
45 | LV_1702-31_0_8_line_45 |  | 38 | 46 | 0.008059 | 0.125 | 0.08 | 261 | 0 | 0.364 | 1 | 1 | cs | TRUE
46 | LV_1702-31_0_8_line_46 |  | 38 | 47 | 0.00628 | 0.125 | 0.08 | 261 | 0 | 0.364 | 1 | 1 | cs | TRUE
47 | LV_1702-31_0_8_line_47 |  | 38 | 40 | 0.024223 | 0.125 | 0.08 | 261 | 0 | 0.364 | 1 | 4 | cs | TRUE
48 | LV_1702-31_0_8_line_48 |  | 39 | 40 | 0.029048 | 0.125 | 0.08 | 261 | 0 | 0.364 | 1 | 4 | cs | TRUE
49 | LV_1702-31_0_8_line_49 |  | 39 | 41 | 0.044745 | 0.125 | 0.08 | 261 | 0 | 0.364 | 1 | 4 | cs | TRUE
50 | LV_1702-31_0_8_line_50 |  | 40 | 48 | 0.005802 | 0.125 | 0.08 | 261 | 0 | 0.364 | 1 | 1 | cs | TRUE
51 | LV_1702-31_0_8_line_51 |  | 41 | 49 | 0.0090451 | 0.125 | 0.08 | 261 | 0 | 0.364 | 1 | 4 | cs | TRUE
52 | LV_1702-31_0_8_line_52 |  | 43 | 44 | 0.016361 | 0.125 | 0.08 | 261 | 0 | 0.364 | 1 | 1 | cs | TRUE
53 | LV_1702-31_0_8_line_53 |  | 44 | 94 | 0.021587 | 0.125 | 0.08 | 261 | 0 | 0.364 | 1 | 1 | cs | TRUE
54 | LV_1702-31_0_8_line_54 |  | 45 | 92 | 0.0078665 | 0.125 | 0.08 | 261 | 0 | 0.364 | 1 | 1 | cs | TRUE
55 | LV_1702-31_0_8_line_55 |  | 47 | 51 | 0.020788 | 0.125 | 0.08 | 261 | 0 | 0.364 | 1 | 1 | cs | TRUE
56 | LV_1702-31_0_8_line_56 |  | 49 | 82 | 0.0021567 | 0.125 | 0.08 | 261 | 0 | 0.364 | 1 | 4 | cs | TRUE
57 | LV_1702-31_0_8_line_57 |  | 50 | 97 | 0.0085324 | 0.125 | 0.08 | 261 | 0 | 0.364 | 1 | 1 | cs | TRUE
58 | LV_1702-31_0_8_line_58 |  | 53 | 54 | 0.002773 | 0.125 | 0.08 | 261 | 0 | 0.364 | 1 | 1 | cs | TRUE
59 | LV_1702-31_0_8_line_59 |  | 53 | 55 | 0.03584 | 0.125 | 0.08 | 261 | 0 | 0.364 | 1 | 1 | cs | TRUE
60 | LV_1702-31_0_8_line_60 |  | 54 | 80 | 0.013783 | 0.125 | 0.08 | 261 | 0 | 0.364 | 1 | 1 | cs | TRUE
61 | LV_1702-31_0_8_line_61 |  | 54 | 64 | 0.032974 | 0.125 | 0.08 | 261 | 0 | 0.364 | 1 | 1 | cs | TRUE
62 | LV_1702-31_0_8_line_62 |  | 56 | 57 | 0.030249 | 0.125 | 0.08 | 261 | 0 | 0.364 | 1 | 1 | cs | TRUE
63 | LV_1702-31_0_8_line_63 |  | 56 | 58 | 0.011873 | 0.125 | 0.08 | 261 | 0 | 0.364 | 1 | 1 | cs | TRUE
64 | LV_1702-31_0_8_line_64 |  | 57 | 62 | 0.0045714 | 0.125 | 0.08 | 261 | 0 | 0.364 | 1 | 1 | cs | TRUE
65 | LV_1702-31_0_8_line_65 |  | 57 | 59 | 0.051807 | 0.125 | 0.08 | 261 | 0 | 0.364 | 1 | 1 | cs | TRUE
66 | LV_1702-31_0_8_line_66 |  | 58 | 63 | 0.016634 | 0.125 | 0.08 | 261 | 0 | 0.364 | 1 | 1 | cs | TRUE
67 | LV_1702-31_0_8_line_67 |  | 59 | 60 | 0.045088 | 0.125 | 0.08 | 261 | 0 | 0.364 | 1 | 2 | cs | TRUE
68 | LV_1702-31_0_8_line_68 |  | 59 | 61 | 0.0070901 | 0.125 | 0.08 | 261 | 0 | 0.364 | 1 | 1 | cs | TRUE
69 | LV_1702-31_0_8_line_69 |  | 60 | 90 | 0.0057777 | 0.125 | 0.08 | 261 | 0 | 0.364 | 1 | 4 | cs | TRUE
70 | LV_1702-31_0_8_line_70 |  | 61 | 91 | 0.02836 | 0.125 | 0.08 | 261 | 0 | 0.364 | 1 | 1 | cs | TRUE
71 | LV_1702-31_0_8_line_71 |  | 62 | 89 | 0.014053 | 0.125 | 0.08 | 261 | 0 | 0.364 | 1 | 1 | cs | TRUE
72 | LV_1702-31_0_8_line_72 |  | 63 | 64 | 0.050697 | 0.125 | 0.08 | 261 | 0 | 0.364 | 1 | 1 | cs | TRUE
73 | LV_1702-31_0_8_line_73 |  | 64 | 65 | 0.011602 | 0.125 | 0.08 | 261 | 0 | 0.364 | 1 | 1 | cs | TRUE
74 | LV_1702-31_0_8_line_74 |  | 66 | 76 | 0.019435 | 0.125 | 0.08 | 261 | 0 | 0.364 | 1 | 1 | cs | TRUE
75 | LV_1702-31_0_8_line_75 |  | 67 | 68 | 0.010489 | 0.125 | 0.08 | 261 | 0 | 0.364 | 1 | 1 | cs | TRUE
76 | LV_1702-31_0_8_line_76 |  | 67 | 69 | 0.006916 | 0.125 | 0.08 | 261 | 0 | 0.364 | 1 | 1 | cs | TRUE
77 | LV_1702-31_0_8_line_77 |  | 68 | 70 | 0.012931 | 0.125 | 0.08 | 261 | 0 | 0.364 | 1 | 1 | cs | TRUE
78 | LV_1702-31_0_8_line_78 |  | 69 | 71 | 0.036492 | 0.125 | 0.08 | 261 | 0 | 0.364 | 1 | 1 | cs | TRUE
79 | LV_1702-31_0_8_line_79 |  | 69 | 72 | 0.0072177 | 0.125 | 0.08 | 261 | 0 | 0.364 | 1 | 1 | cs | TRUE
80 | LV_1702-31_0_8_line_80 |  | 71 | 73 | 0.023273 | 0.125 | 0.08 | 261 | 0 | 0.364 | 1 | 1 | cs | TRUE
81 | LV_1702-31_0_8_line_81 |  | 72 | 74 | 0.0079679 | 0.125 | 0.08 | 261 | 0 | 0.364 | 1 | 1 | cs | TRUE
82 | LV_1702-31_0_8_line_82 |  | 73 | 78 | 0.032911 | 0.125 | 0.08 | 261 | 0 | 0.364 | 1 | 1 | cs | TRUE
83 | LV_1702-31_0_8_line_83 |  | 74 | 79 | 0.0011687 | 0.125 | 0.08 | 261 | 0 | 0.364 | 1 | 1 | cs | TRUE
84 | LV_1702-31_0_8_line_84 |  | 75 | 76 | 0.025732 | 0.125 | 0.08 | 261 | 0 | 0.364 | 1 | 1 | cs | TRUE
85 | LV_1702-31_0_8_line_85 |  | 75 | 77 | 0.007523 | 0.125 | 0.08 | 261 | 0 | 0.364 | 1 | 1 | cs | TRUE
86 | LV_1702-31_0_8_line_86 |  | 76 | 78 | 0.02078 | 0.125 | 0.08 | 261 | 0 | 0.364 | 1 | 1 | cs | TRUE
87 | LV_1702-31_0_8_line_87 |  | 81 | 82 | 0.033819 | 0.125 | 0.08 | 261 | 0 | 0.364 | 1 | 4 | cs | TRUE
88 | LV_1702-31_0_8_line_88 |  | 81 | 83 | 0.039237 | 0.125 | 0.08 | 261 | 0 | 0.364 | 1 | 4 | cs | TRUE
89 | LV_1702-31_0_8_line_89 |  | 83 | 134 | 0.012428 | 0.125 | 0.08 | 261 | 0 | 0.364 | 1 | 4 | cs | TRUE
90 | LV_1702-31_0_8_line_90 |  | 84 | 85 | 0.007096 | 0.125 | 0.08 | 261 | 0 | 0.364 | 1 | 1 | cs | TRUE
91 | LV_1702-31_0_8_line_91 |  | 84 | 86 | 0.027052 | 0.125 | 0.08 | 261 | 0 | 0.364 | 1 | 1 | cs | TRUE
92 | LV_1702-31_0_8_line_92 |  | 85 | 137 | 0.024781 | 0.125 | 0.08 | 261 | 0 | 0.364 | 1 | 1 | cs | TRUE
93 | LV_1702-31_0_8_line_93 |  | 85 | 138 | 0.027678 | 0.125 | 0.08 | 261 | 0 | 0.364 | 1 | 1 | cs | TRUE
94 | LV_1702-31_0_8_line_94 |  | 86 | 87 | 0.030589 | 0.125 | 0.08 | 261 | 0 | 0.364 | 1 | 1 | cs | TRUE
95 | LV_1702-31_0_8_line_95 |  | 87 | 88 | 0.016032 | 0.125 | 0.08 | 261 | 0 | 0.364 | 1 | 1 | cs | TRUE
96 | LV_1702-31_0_8_line_96 |  | 89 | 150 | 0.015041 | 0.125 | 0.08 | 261 | 0 | 0.364 | 1 | 1 | cs | TRUE
97 | LV_1702-31_0_8_line_97 |  | 90 | 140 | 0.018175 | 0.125 | 0.08 | 261 | 0 | 0.364 | 1 | 4 | cs | TRUE
98 | LV_1702-31_0_8_line_98 |  | 90 | 139 | 0.046751 | 0.125 | 0.08 | 261 | 0 | 0.364 | 1 | 1 | cs | TRUE
99 | LV_1702-31_0_8_line_99 |  | 91 | 142 | 0.0033799 | 0.125 | 0.08 | 261 | 0 | 0.364 | 1 | 1 | cs | TRUE
100 | LV_1702-31_0_8_line_100 |  | 92 | 93 | 0.013015 | 0.125 | 0.08 | 261 | 0 | 0.364 | 1 | 1 | cs | TRUE
101 | LV_1702-31_0_8_line_101 |  | 93 | 94 | 0.0036551 | 0.125 | 0.08 | 261 | 0 | 0.364 | 1 | 1 | cs | TRUE
102 | LV_1702-31_0_8_line_102 |  | 94 | 95 | 0.014656 | 0.125 | 0.08 | 261 | 0 | 0.364 | 1 | 1 | cs | TRUE
103 | LV_1702-31_0_8_line_103 |  | 95 | 96 | 0.0058518 | 0.125 | 0.08 | 261 | 0 | 0.364 | 1 | 1 | cs | TRUE
104 | LV_1702-31_0_8_line_104 |  | 96 | 105 | 0.028097 | 0.125 | 0.08 | 261 | 0 | 0.364 | 1 | 1 | cs | TRUE
105 | LV_1702-31_0_8_line_105 |  | 97 | 98 | 0.041313 | 0.125 | 0.08 | 261 | 0 | 0.364 | 1 | 1 | cs | TRUE
106 | LV_1702-31_0_8_line_106 |  | 98 | 99 | 0.025325 | 0.125 | 0.08 | 261 | 0 | 0.364 | 1 | 1 | cs | TRUE
107 | LV_1702-31_0_8_line_107 |  | 100 | 101 | 0.0052754 | 0.125 | 0.08 | 261 | 0 | 0.364 | 1 | 1 | cs | TRUE
108 | LV_1702-31_0_8_line_108 |  | 100 | 102 | 0.020766 | 0.125 | 0.08 | 261 | 0 | 0.364 | 1 | 1 | cs | TRUE
109 | LV_1702-31_0_8_line_109 |  | 101 | 103 | 0.025286 | 0.125 | 0.08 | 261 | 0 | 0.364 | 1 | 1 | cs | TRUE
110 | LV_1702-31_0_8_line_110 |  | 102 | 104 | 0.0060694 | 0.125 | 0.08 | 261 | 0 | 0.364 | 1 | 1 | cs | TRUE
111 | LV_1702-31_0_8_line_111 |  | 103 | 105 | 0.00056229 | 0.125 | 0.08 | 261 | 0 | 0.364 | 1 | 1 | cs | TRUE
112 | LV_1702-31_0_8_line_112 |  | 104 | 106 | 0.030008 | 0.125 | 0.08 | 261 | 0 | 0.364 | 1 | 1 | cs | TRUE
113 | LV_1702-31_0_8_line_113 |  | 107 | 108 | 0.00049379 | 0.125 | 0.08 | 261 | 0 | 0.364 | 1 | 1 | cs | TRUE
114 | LV_1702-31_0_8_line_114 |  | 109 | 110 | 0.031041 | 0.125 | 0.08 | 261 | 0 | 0.364 | 1 | 1 | cs | TRUE
115 | LV_1702-31_0_8_line_115 |  | 109 | 111 | 0.02547 | 0.125 | 0.08 | 261 | 0 | 0.364 | 1 | 1 | cs | TRUE
116 | LV_1702-31_0_8_line_116 |  | 110 | 112 | 0.018459 | 0.125 | 0.08 | 261 | 0 | 0.364 | 1 | 1 | cs | TRUE
117 | LV_1702-31_0_8_line_117 |  | 112 | 113 | 0.016263 | 0.125 | 0.08 | 261 | 0 | 0.364 | 1 | 1 | cs | TRUE
118 | LV_1702-31_0_8_line_118 |  | 113 | 114 | 0.0042602 | 0.125 | 0.08 | 261 | 0 | 0.364 | 1 | 1 | cs | TRUE
119 | LV_1702-31_0_8_line_119 |  | 114 | 115 | 0.015821 | 0.125 | 0.08 | 261 | 0 | 0.364 | 1 | 4 | cs | TRUE
120 | LV_1702-31_0_8_line_120 |  | 114 | 116 | 0.01454 | 0.125 | 0.08 | 261 | 0 | 0.364 | 1 | 4 | cs | TRUE
121 | LV_1702-31_0_8_line_121 |  | 115 | 123 | 0.0008665 | 0.125 | 0.08 | 261 | 0 | 0.364 | 1 | 4 | cs | TRUE
122 | LV_1702-31_0_8_line_122 |  | 116 | 117 | 0.024533 | 0.125 | 0.08 | 261 | 0 | 0.364 | 1 | 4 | cs | TRUE
123 | LV_1702-31_0_8_line_123 |  | 117 | 118 | 0.012123 | 0.125 | 0.08 | 261 | 0 | 0.364 | 1 | 4 | cs | TRUE
124 | LV_1702-31_0_8_line_124 |  | 118 | 119 | 0.014564 | 0.125 | 0.08 | 261 | 0 | 0.364 | 1 | 1 | cs | TRUE
125 | LV_1702-31_0_8_line_125 |  | 118 | 120 | 0.041232 | 0.125 | 0.08 | 261 | 0 | 0.364 | 1 | 4 | cs | TRUE
126 | LV_1702-31_0_8_line_126 |  | 119 | 121 | 0.023176 | 0.125 | 0.08 | 261 | 0 | 0.364 | 1 | 1 | cs | TRUE
127 | LV_1702-31_0_8_line_127 |  | 120 | 122 | 0.0016557 | 0.125 | 0.08 | 261 | 0 | 0.364 | 1 | 4 | cs | TRUE
128 | LV_1702-31_0_8_line_128 |  | 121 | 124 | 0.013887 | 0.125 | 0.08 | 261 | 0 | 0.364 | 1 | 1 | cs | TRUE
129 | LV_1702-31_0_8_line_129 |  | 122 | 125 | 0.018841 | 0.125 | 0.08 | 261 | 0 | 0.364 | 1 | 4 | cs | TRUE
130 | LV_1702-31_0_8_line_130 |  | 124 | 126 | 0.0020868 | 0.125 | 0.08 | 261 | 0 | 0.364 | 1 | 1 | cs | TRUE
131 | LV_1702-31_0_8_line_131 |  | 125 | 135 | 0.01674 | 0.125 | 0.08 | 261 | 0 | 0.364 | 1 | 4 | cs | TRUE
132 | LV_1702-31_0_8_line_132 |  | 125 | 132 | 0.015569 | 0.125 | 0.08 | 261 | 0 | 0.364 | 1 | 4 | cs | TRUE
133 | LV_1702-31_0_8_line_133 |  | 126 | 127 | 0.034769 | 0.125 | 0.08 | 261 | 0 | 0.364 | 1 | 1 | cs | TRUE
134 | LV_1702-31_0_8_line_134 |  | 127 | 128 | 0.0012958 | 0.125 | 0.08 | 261 | 0 | 0.364 | 1 | 1 | cs | TRUE
135 | LV_1702-31_0_8_line_135 |  | 128 | 129 | 0.032057 | 0.125 | 0.08 | 261 | 0 | 0.364 | 1 | 1 | cs | TRUE
136 | LV_1702-31_0_8_line_136 |  | 130 | 131 | 0.025742 | 0.125 | 0.08 | 261 | 0 | 0.364 | 1 | 1 | cs | TRUE
137 | LV_1702-31_0_8_line_137 |  | 130 | 132 | 0.015744 | 0.125 | 0.08 | 261 | 0 | 0.364 | 1 | 1 | cs | TRUE
138 | LV_1702-31_0_8_line_138 |  | 132 | 133 | 0.027853 | 0.125 | 0.08 | 261 | 0 | 0.364 | 1 | 4 | cs | TRUE
139 | LV_1702-31_0_8_line_139 |  | 133 | 134 | 0.013476 | 0.125 | 0.08 | 261 | 0 | 0.364 | 1 | 4 | cs | TRUE
140 | LV_1702-31_0_8_line_140 |  | 135 | 136 | 0.026377 | 0.125 | 0.08 | 261 | 0 | 0.364 | 1 | 4 | cs | TRUE
141 | LV_1702-31_0_8_line_141 |  | 136 | 140 | 0.0064857 | 0.125 | 0.08 | 261 | 0 | 0.364 | 1 | 4 | cs | TRUE
142 | LV_1702-31_0_8_line_142 |  | 137 | 141 | 0.007111 | 0.125 | 0.08 | 261 | 0 | 0.364 | 1 | 1 | cs | TRUE
143 | LV_1702-31_0_8_line_143 |  | 138 | 139 | 0.001369 | 0.125 | 0.08 | 261 | 0 | 0.364 | 1 | 1 | cs | TRUE
144 | LV_1702-31_0_8_line_144 |  | 142 | 143 | 0.016986 | 0.125 | 0.08 | 261 | 0 | 0.364 | 1 | 1 | cs | TRUE
145 | LV_1702-31_0_8_line_145 |  | 143 | 144 | 0.0057533 | 0.125 | 0.08 | 261 | 0 | 0.364 | 1 | 1 | cs | TRUE
146 | LV_1702-31_0_8_line_146 |  | 145 | 146 | 0.042268 | 0.125 | 0.08 | 261 | 0 | 0.364 | 1 | 1 | cs | TRUE
147 | LV_1702-31_0_8_line_147 |  | 146 | 147 | 0.0031189 | 0.125 | 0.08 | 261 | 0 | 0.364 | 1 | 1 | cs | TRUE
148 | LV_1702-31_0_8_line_148 |  | 147 | 148 | 0.0022666 | 0.125 | 0.08 | 261 | 0 | 0.364 | 1 | 1 | cs | TRUE
149 | LV_1702-31_0_8_line_149 |  | 148 | 149 | 0.011849 | 0.125 | 0.08 | 261 | 0 | 0.364 | 1 | 1 | cs | TRUE

## trafo
| name | std_type | hv_bus | lv_bus | sn_mva | vn_hv_kv | vn_lv_kv | vk_percent | vkr_percent | pfe_kw | i0_percent | shift_degree | tap_side | tap_neutral | tap_min | tap_max | tap_step_percent | tap_step_degree | tap_pos | tap_phase_shifter | parallel | df | in_service
0 | LV_1702-31_0_8_trafo_96 | 0.63 MVA 20/0.4 kV | 151 | 25 | 0.63 | 20 | 0.4 | 6 | 1.206 | 1.65 | 0.2619 | 150 | hv | 0 | -2 | 2 | 2.5 | 0 | 0 | FALSE | 1 | 1 | TRUE

## line_geodata
| x0 | y0 | x1 | y1 | x2 | y2 | x3 | y3 | x4 | y4 | x5 | y5 | x6 | y6 | x7 | y7 | x8 | y8 | x9 | y9
0 | 2677710.8677 | 1226787.065 | 2677712.7521 | 1226787.4348 | 2677730.5576 | 1226793.7267
1 | 2677710.8677 | 1226787.065 | 2677682.4216 | 1226781.4823
2 | 2677655.935 | 1226784.4912 | 2677680.2804 | 1226781.0621 | 2677682.4216 | 1226781.4823
3 | 2677655.935 | 1226784.4912 | 2677653.9108 | 1226776.3926 | 2677651.9466 | 1226757.3209 | 2677652.3714 | 1226740.4595 | 2677655.8575 | 1226720.7696 | 2677663.9071 | 1226699.3046
4 | 2677857.1146 | 1226818.776 | 2677857.595 | 1226812.7671 | 2677857.8802 | 1226811.8091
5 | 2677824.7403 | 1226910.4031 | 2677831.979 | 1226906.9176 | 2677841.7664 | 1226895.7492 | 2677851.3588 | 1226881.5318 | 2677855.5883 | 1226866.4659 | 2677857.086 | 1226830.8059 | 2677857.4282 | 1226826.085 | 2677858.5202 | 1226823.7311 | 2677857.4063 | 1226821.3927 | 2677857.1146 | 1226818.776
6 | 2677935.9809 | 1226745.926 | 2677915.5496 | 1226759.5232 | 2677899.1365 | 1226769.0036 | 2677877.4989 | 1226784.4307 | 2677867.1225 | 1226794.8353 | 2677859.26 | 1226807.1741 | 2677857.8802 | 1226811.8091
7 | 2677824.7403 | 1226910.4031 | 2677826.1534 | 1226916.5257 | 2677826.1997 | 1226931.5252 | 2677822.073 | 1226957.2664 | 2677807.7593 | 1227003.8883 | 2677806.1825 | 1227012.8141
8 | 2677663.9071 | 1226699.3046 | 2677677.942 | 1226664.709 | 2677689.8504 | 1226634.818
9 | 2677663.9071 | 1226699.3046 | 2677685.584 | 1226708.0618
10 | 2677935.9809 | 1226745.926 | 2677954.2566 | 1226736.6146
11 | 2677907.2914 | 1226721.0447 | 2677927.4441 | 1226728.7249 | 2677935.9809 | 1226745.926
12 | 2677806.1825 | 1227012.8141 | 2677806.1463 | 1227013.0191
13 | 2677689.8504 | 1226634.818 | 2677696.9699 | 1226616.9476 | 2677700.9492 | 1226604.9388
14 | 2677685.584 | 1226708.0618 | 2677723.5831 | 1226723.4128
15 | 2677954.2566 | 1226736.6146 | 2677964.0655 | 1226753.9103 | 2677964.9368 | 1226756.5894
16 | 2677907.2914 | 1226721.0447 | 2677902.273 | 1226721.6684 | 2677898.6605 | 1226720.8539 | 2677888.6373 | 1226716.0228
17 | 2677907.2914 | 1226721.0447 | 2677910.9071 | 1226718.7238 | 2677913.3944 | 1226714.587 | 2677916.6058 | 1226708.4137 | 2677929.5864 | 1226680.9208
18 | 2677806.1463 | 1227013.0191 | 2677805.7961 | 1227015.0012
19 | 2677976.5761 | 1226792.0385 | 2677979.9927 | 1226802.3967
20 | 2677976.5761 | 1226792.0385 | 2677968.714 | 1226768.203 | 2677964.9368 | 1226756.5894
21 | 2677700.9492 | 1226604.9388 | 2677708.2422 | 1226582.93
22 | 2677726.1952 | 1226724.468 | 2677723.5831 | 1226723.4128
23 | 2677576.9912 | 1226531.7809 | 2677584.9078 | 1226546.8246
24 | 2677576.9912 | 1226531.7809 | 2677603.5078 | 1226511.351
25 | 2677588.854 | 1226554.3235 | 2677584.9078 | 1226546.8246
26 | 2677618.7833 | 1226499.5819 | 2677603.5078 | 1226511.351
27 | 2677603.6538 | 1226654.0772 | 2677595.8934 | 1226669.075 | 2677591.5498 | 1226674.3428
28 | 2677603.6538 | 1226654.0772 | 2677603.8426 | 1226653.5142
29 | 2677603.6538 | 1226654.0772 | 2677590.1254 | 1226648.1961
30 | 2677710.4563 | 1226577.7249 | 2677708.2541 | 1226582.8942 | 2677708.2422 | 1226582.93
31 | 2677666.5393 | 1226465.8045 | 2677666.213 | 1226454.804 | 2677662.97 | 1226451.6784
32 | 2677666.5393 | 1226465.8045 | 2677672.3622 | 1226463.957 | 2677675.1838 | 1226461.3055
33 | 2677655.1109 | 1226472.004 | 2677659.5905 | 1226468.5379 | 2677662.1798 | 1226464.7135 | 2677666.5393 | 1226465.8045
34 | 2677693.8811 | 1226443.7354 | 2677675.1838 | 1226461.3055
35 | 2677655.1109 | 1226472.004 | 2677660.5239 | 1226480.6471 | 2677661.7993 | 1226485.1445 | 2677660.7815 | 1226492.8475 | 2677659.0887 | 1226496.7488
36 | 2677693.8811 | 1226443.7354 | 2677701.7424 | 1226450.6427
37 | 2677699.003 | 1226439.2659 | 2677693.8811 | 1226443.7354
38 | 2677657.0203 | 1226501.5159 | 2677659.0887 | 1226496.7488
39 | 2677723.5876 | 1226413.5808 | 2677710.7603 | 1226426.8825
40 | 2677723.5876 | 1226413.5808 | 2677735.2986 | 1226400.3309
41 | 2677699.003 | 1226439.2659 | 2677707.927 | 1226429.8206 | 2677710.7603 | 1226426.8825
42 | 2677744.8113 | 1226387.5517 | 2677743.3381 | 1226391.2349 | 2677735.2986 | 1226400.3309
43 | 2677724.3739 | 1226429.9799 | 2677721.7531 | 1226427.5107 | 2677713.7264 | 1226436.7343 | 2677706.6481 | 1226439.5215 | 2677699.003 | 1226439.2659
44 | 2677748.9743 | 1226393.8214 | 2677744.8113 | 1226387.5517
45 | 2677748.9743 | 1226393.8214 | 2677755.1525 | 1226399.0167
46 | 2677748.9743 | 1226393.8214 | 2677749.9317 | 1226400.0269
47 | 2677748.9743 | 1226393.8214 | 2677757.2388 | 1226371.0474
48 | 2677767.1471 | 1226343.7363 | 2677757.2388 | 1226371.0474
49 | 2677767.1471 | 1226343.7363 | 2677769.7462 | 1226347.8619 | 2677772.7622 | 1226350.8367 | 2677793.5052 | 1226363.3272 | 2677803.8168 | 1226368.2331
50 | 2677757.2388 | 1226371.0474 | 2677762.7796 | 1226372.821
51 | 2677811.9846 | 1226372.1191 | 2677803.8168 | 1226368.2331
52 | 2677618.7833 | 1226499.5819 | 2677626.4152 | 1226508.9655 | 2677629.6406 | 1226511.7577
53 | 2677647.2533 | 1226524.0252 | 2677637.9431 | 1226518.9448 | 2677629.6406 | 1226511.7577
54 | 2677653.889 | 1226508.7323 | 2677657.0203 | 1226501.5159
55 | 2677749.9317 | 1226400.0269 | 2677737.5505 | 1226414.7306 | 2677738.7728 | 1226415.7473
56 | 2677811.9846 | 1226372.1191 | 2677813.9343 | 1226373.0412
57 | 2677588.854 | 1226554.3235 | 2677592.8274 | 1226561.8742
58 | 2677929.5864 | 1226680.9208 | 2677930.7714 | 1226678.4124
59 | 2677929.5864 | 1226680.9208 | 2677948.7847 | 1226690.2896 | 2677955.1439 | 1226677.2835
60 | 2677918.2112 | 1226672.6552 | 2677930.7714 | 1226678.4124
61 | 2677930.7714 | 1226678.4124 | 2677940.5793 | 1226657.6269 | 2677944.6632 | 1226648.4964
62 | 2677878.2574 | 1226600.317 | 2677886.8039 | 1226600.0175 | 2677889.8426 | 1226600.6688 | 2677891.6606 | 1226601.9157 | 2677892.7468 | 1226604.0535 | 2677894.7554 | 1226605.8032 | 2677896.4377 | 1226606.4145 | 2677901.6512 | 1226607.1055 | 2677905.4925 | 1226608.9792
63 | 2677905.4925 | 1226608.9792 | 2677910.7177 | 1226613.4061 | 2677914.7488 | 1226616.4054
64 | 2677878.2574 | 1226600.317 | 2677873.6888 | 1226600.1571
65 | 2677878.2574 | 1226600.317 | 2677881.6475 | 1226590.3324 | 2677884.7393 | 1226586.9261 | 2677888.4304 | 1226584.6396 | 2677892.8116 | 1226583.485 | 2677898.0432 | 1226583.3756 | 2677889.0513 | 1226562.6885
66 | 2677930.98 | 1226619.6868 | 2677929.5548 | 1226619.1233 | 2677923.0589 | 1226618.5378 | 2677914.7488 | 1226616.4054
67 | 2677889.0513 | 1226562.6885 | 2677885.7099 | 1226556.7964 | 2677879.8389 | 1226549.0032 | 2677868.9945 | 1226535.4855 | 2677861.0612 | 1226527.5417
68 | 2677889.0513 | 1226562.6885 | 2677895.5314 | 1226560.4385 | 2677895.7525 | 1226560.5039
69 | 2677856.9785 | 1226523.4536 | 2677861.0612 | 1226527.5417
70 | 2677922.9467 | 1226568.5498 | 2677895.7525 | 1226560.5039
71 | 2677860.7672 | 1226594.7733 | 2677868.0184 | 1226598.4595 | 2677873.6888 | 1226600.1571
72 | 2677930.98 | 1226619.6868 | 2677934.502 | 1226621.6231 | 2677939.0463 | 1226624.2177 | 2677941.8816 | 1226624.7663 | 2677944.5346 | 1226624.1895 | 2677947.5366 | 1226622.4277 | 2677954.3982 | 1226625.7642 | 2677950.2561 | 1226635.8612 | 2677944.6632 | 1226648.4964
73 | 2677934.3492 | 1226643.1244 | 2677944.6632 | 1226648.4964
74 | 2677871.13 | 1226707.5847 | 2677888.6373 | 1226716.0228
75 | 2677822.4476 | 1226644.8667 | 2677817.7394 | 1226654.2397
76 | 2677825.5521 | 1226638.6866 | 2677822.4476 | 1226644.8667
77 | 2677811.9349 | 1226665.7949 | 2677817.7394 | 1226654.2397
78 | 2677825.5521 | 1226638.6866 | 2677841.1677 | 1226646.1403 | 2677844.1204 | 1226647.5576 | 2677857.9206 | 1226654.1426 | 2677858.4825 | 1226654.4102
79 | 2677825.5521 | 1226638.6866 | 2677828.8884 | 1226632.2864
80 | 2677858.4825 | 1226654.4102 | 2677860.753 | 1226655.4917 | 2677878.3195 | 1226663.8827 | 2677879.4826 | 1226664.4408
81 | 2677832.5716 | 1226625.2208 | 2677828.8884 | 1226632.2864
82 | 2677879.4826 | 1226664.4408 | 2677881.2496 | 1226665.2887 | 2677889.5509 | 1226669.2444 | 2677880.1291 | 1226688.8544
83 | 2677832.5716 | 1226625.2208 | 2677833.1118 | 1226624.1845
84 | 2677850.6247 | 1226692.0949 | 2677857.1986 | 1226696.5616 | 2677866.1892 | 1226704.5958 | 2677871.13 | 1226707.5847
85 | 2677853.8593 | 1226685.2993 | 2677850.6247 | 1226692.0949
86 | 2677871.13 | 1226707.5847 | 2677880.1291 | 1226688.8544
87 | 2677844.5073 | 1226387.4992 | 2677813.9343 | 1226373.0412
88 | 2677844.5073 | 1226387.4992 | 2677828.5235 | 1226423.3328
89 | 2677823.4606 | 1226434.6832 | 2677828.5235 | 1226423.3328
90 | 2677904.5536 | 1226497.7922 | 2677897.9949 | 1226495.0379
91 | 2677904.5536 | 1226497.7922 | 2677930.346 | 1226505.9508
92 | 2677897.9949 | 1226495.0379 | 2677875.7441 | 1226484.1286
93 | 2677897.9949 | 1226495.0379 | 2677895.2763 | 1226502.3628 | 2677900.5605 | 1226504.6112 | 2677894.4194 | 1226517.3282
94 | 2677959.7322 | 1226514.3259 | 2677951.4166 | 1226512.6158 | 2677930.346 | 1226505.9508
95 | 2677959.7322 | 1226514.3259 | 2677961.5644 | 1226528.3704 | 2677961.9028 | 1226530.2081
96 | 2677860.7672 | 1226594.7733 | 2677858.3393 | 1226600.1562 | 2677855.8287 | 1226605.4937 | 2677854.4488 | 1226608.4225
97 | 2677856.9785 | 1226523.4536 | 2677843.3886 | 1226511.7791 | 2677843.1652 | 1226511.6482
98 | 2677856.9785 | 1226523.4536 | 2677860.0067 | 1226521.4252 | 2677867.654 | 1226523.2376 | 2677887.8995 | 1226530.8298 | 2677893.8241 | 1226518.561
99 | 2677922.9467 | 1226568.5498 | 2677926.1876 | 1226569.5088
100 | 2677653.889 | 1226508.7323 | 2677648.7083 | 1226520.6722
101 | 2677647.2533 | 1226524.0252 | 2677648.7083 | 1226520.6722
102 | 2677647.2533 | 1226524.0252 | 2677642.5947 | 1226537.9214
103 | 2677642.5947 | 1226537.9214 | 2677640.7347 | 1226543.4697
104 | 2677631.8037 | 1226570.1095 | 2677640.7347 | 1226543.4697
105 | 2677592.8274 | 1226561.8742 | 2677592.8274 | 1226561.8742 | 2677595.6366 | 1226571.9842 | 2677596.4641 | 1226580.6008 | 2677595.3152 | 1226587.3237 | 2677587.8129 | 1226595.309 | 2677584.3256 | 1226597.9702
106 | 2677564.1926 | 1226613.3338 | 2677584.3256 | 1226597.9702
107 | 2677621.9109 | 1226599.6187 | 2677623.5877 | 1226594.617
108 | 2677621.9109 | 1226599.6187 | 2677615.3102 | 1226619.3076
109 | 2677623.5877 | 1226594.617 | 2677631.625 | 1226570.6427
110 | 2677613.381 | 1226625.0622 | 2677615.3102 | 1226619.3076
111 | 2677631.625 | 1226570.6427 | 2677631.8037 | 1226570.1095
112 | 2677613.381 | 1226625.0622 | 2677603.8426 | 1226653.5142
113 | 2677589.6726 | 1226647.9992 | 2677590.1254 | 1226648.1961
114 | 2677731.3968 | 1226494.0181 | 2677724.0172 | 1226524.1687
115 | 2677731.3968 | 1226494.0181 | 2677734.5687 | 1226481.0584 | 2677738.5429 | 1226469.6003
116 | 2677724.0172 | 1226524.1687 | 2677719.6287 | 1226542.099
117 | 2677719.6287 | 1226542.099 | 2677717.7367 | 1226549.8292 | 2677717.2476 | 1226558.1196
118 | 2677716.9967 | 1226562.3724 | 2677717.2476 | 1226558.1196
119 | 2677716.9967 | 1226562.3724 | 2677710.7959 | 1226576.9277
120 | 2677716.9967 | 1226562.3724 | 2677728.5801 | 1226553.5844 | 2677728.5801 | 1226553.5844
121 | 2677710.7959 | 1226576.9277 | 2677710.4563 | 1226577.7249
122 | 2677747.0221 | 1226537.4162 | 2677743.6744 | 1226540.0614 | 2677728.5801 | 1226553.5844
123 | 2677756.5341 | 1226529.9003 | 2677747.0221 | 1226537.4162
124 | 2677756.5341 | 1226529.9003 | 2677763.9814 | 1226538.3144 | 2677766.6582 | 1226540.2907
125 | 2677756.5341 | 1226529.9003 | 2677773.5091 | 1226515.7349 | 2677787.2929 | 1226502.4797
126 | 2677766.6582 | 1226540.2907 | 2677771.9995 | 1226544.2343 | 2677778.8014 | 1226548.0924 | 2677786.7031 | 1226551.7736
127 | 2677787.2929 | 1226502.4797 | 2677788.4862 | 1226501.332 | 2677788.4862 | 1226501.332
128 | 2677799.2915 | 1226557.6382 | 2677786.7031 | 1226551.7736
129 | 2677800.3135 | 1226486.6657 | 2677788.4862 | 1226501.332
130 | 2677799.2915 | 1226557.6382 | 2677801.1831 | 1226558.5194
131 | 2677800.3135 | 1226486.6657 | 2677814.8022 | 1226495.0506
132 | 2677800.3135 | 1226486.6657 | 2677806.6245 | 1226472.4275
133 | 2677832.6995 | 1226573.202 | 2677801.1831 | 1226558.5194
134 | 2677832.6995 | 1226573.202 | 2677833.8741 | 1226573.7492
135 | 2677862.9327 | 1226587.2868 | 2677833.8741 | 1226573.7492
136 | 2677791.8458 | 1226466.9999 | 2677767.6815 | 1226458.1252
137 | 2677806.6245 | 1226472.4275 | 2677791.8458 | 1226466.9999
138 | 2677806.6245 | 1226472.4275 | 2677817.9711 | 1226446.9901
139 | 2677823.4606 | 1226434.6832 | 2677817.9711 | 1226446.9901
140 | 2677837.5694 | 1226508.3694 | 2677817.8274 | 1226496.8014 | 2677814.8022 | 1226495.0506
141 | 2677837.5694 | 1226508.3694 | 2677843.1652 | 1226511.6482
142 | 2677869.3592 | 1226480.9982 | 2677875.7441 | 1226484.1286
143 | 2677893.8241 | 1226518.561 | 2677894.4194 | 1226517.3282
144 | 2677942.4758 | 1226574.328 | 2677926.1876 | 1226569.5088
145 | 2677947.9927 | 1226575.9603 | 2677942.4758 | 1226574.328
146 | 2677804.345 | 1227057.153 | 2677804.4769 | 1227022.469 | 2677805.7961 | 1227015.0012
147 | 2677804.345 | 1227057.153 | 2677804.3331 | 1227060.2719
148 | 2677804.3245 | 1227062.5385 | 2677804.3331 | 1227060.2719
149 | 2677804.2794 | 1227074.3877 | 2677804.3245 | 1227062.5385

## bus_geodata
| x | y | coords
0 | 2677710.8677 | 1226787.065
1 | 2677730.5576 | 1226793.7267
2 | 2677682.4216 | 1226781.4824
3 | 2677655.935 | 1226784.4912
4 | 2677857.1146 | 1226818.776
5 | 2677857.8802 | 1226811.8091
6 | 2677824.7403 | 1226910.4031
7 | 2677663.9071 | 1226699.3046
8 | 2677935.9809 | 1226745.926
9 | 2677806.1825 | 1227012.8141
10 | 2677689.8504 | 1226634.818
11 | 2677685.584 | 1226708.0618
12 | 2677954.2566 | 1226736.6146
13 | 2677907.2914 | 1226721.0447
14 | 2677806.1463 | 1227013.0191
15 | 2677979.9927 | 1226802.3967
16 | 2677976.5761 | 1226792.0385
17 | 2677700.9492 | 1226604.9388
18 | 2677723.5831 | 1226723.4128
19 | 2677576.9912 | 1226531.7809
20 | 2677584.9078 | 1226546.8246
21 | 2677603.5078 | 1226511.351
22 | 2677591.5498 | 1226674.3428
23 | 2677603.6538 | 1226654.0772
24 | 2677726.1952 | 1226724.468
25 | 2677708.2422 | 1226582.93
26 | 2677662.97 | 1226451.6784
27 | 2677666.5393 | 1226465.8045
28 | 2677675.1838 | 1226461.3055
29 | 2677655.1109 | 1226472.004
30 | 2677693.8811 | 1226443.7354
31 | 2677659.0887 | 1226496.7488
32 | 2677723.5876 | 1226413.5808
33 | 2677710.7603 | 1226426.8825
34 | 2677735.2986 | 1226400.3309
35 | 2677699.003 | 1226439.2659
36 | 2677724.3739 | 1226429.9799
37 | 2677744.8113 | 1226387.5517
38 | 2677748.9743 | 1226393.8214
39 | 2677767.1471 | 1226343.7363
40 | 2677757.2388 | 1226371.0474
41 | 2677803.8168 | 1226368.2331
42 | 2677701.7424 | 1226450.6427
43 | 2677618.7833 | 1226499.5819
44 | 2677629.6406 | 1226511.7577
45 | 2677657.0203 | 1226501.5159
46 | 2677755.1525 | 1226399.0167
47 | 2677749.9317 | 1226400.0269
48 | 2677762.7796 | 1226372.821
49 | 2677811.9846 | 1226372.1191
50 | 2677588.854 | 1226554.3235
51 | 2677738.7728 | 1226415.7473
52 | 2677964.9368 | 1226756.5894
53 | 2677929.5864 | 1226680.9208
54 | 2677930.7714 | 1226678.4124
55 | 2677955.1439 | 1226677.2835
56 | 2677905.4925 | 1226608.9792
57 | 2677878.2574 | 1226600.317
58 | 2677914.7488 | 1226616.4054
59 | 2677889.0513 | 1226562.6885
60 | 2677861.0612 | 1226527.5417
61 | 2677895.7525 | 1226560.5039
62 | 2677873.6888 | 1226600.1571
63 | 2677930.98 | 1226619.6868
64 | 2677944.6632 | 1226648.4964
65 | 2677934.3492 | 1226643.1244
66 | 2677888.6373 | 1226716.0228
67 | 2677822.4476 | 1226644.8667
68 | 2677817.7394 | 1226654.2397
69 | 2677825.5521 | 1226638.6866
70 | 2677811.9349 | 1226665.7949
71 | 2677858.4825 | 1226654.4102
72 | 2677828.8884 | 1226632.2864
73 | 2677879.4826 | 1226664.4408
74 | 2677832.5716 | 1226625.2208
75 | 2677850.6247 | 1226692.0949
76 | 2677871.13 | 1226707.5847
77 | 2677853.8593 | 1226685.2993
78 | 2677880.1291 | 1226688.8544
79 | 2677833.1118 | 1226624.1845
80 | 2677918.2112 | 1226672.6552
81 | 2677844.5073 | 1226387.4992
82 | 2677813.9343 | 1226373.0412
83 | 2677828.5235 | 1226423.3328
84 | 2677904.5536 | 1226497.7922
85 | 2677897.9949 | 1226495.0379
86 | 2677930.346 | 1226505.9508
87 | 2677959.7322 | 1226514.3259
88 | 2677961.9028 | 1226530.2081
89 | 2677860.7672 | 1226594.7733
90 | 2677856.9785 | 1226523.4536
91 | 2677922.9467 | 1226568.5498
92 | 2677653.889 | 1226508.7323
93 | 2677648.7083 | 1226520.6722
94 | 2677647.2533 | 1226524.0252
95 | 2677642.5947 | 1226537.9214
96 | 2677640.7347 | 1226543.4697
97 | 2677592.8274 | 1226561.8742
98 | 2677584.3256 | 1226597.9702
99 | 2677564.1926 | 1226613.3338
100 | 2677621.9109 | 1226599.6187
101 | 2677623.5877 | 1226594.617
102 | 2677615.3102 | 1226619.3076
103 | 2677631.625 | 1226570.6427
104 | 2677613.381 | 1226625.0622
105 | 2677631.8037 | 1226570.1095
106 | 2677603.8426 | 1226653.5142
107 | 2677590.1254 | 1226648.1961
108 | 2677589.6726 | 1226647.9992
109 | 2677731.3968 | 1226494.0181
110 | 2677724.0172 | 1226524.1687
111 | 2677738.5429 | 1226469.6003
112 | 2677719.6287 | 1226542.099
113 | 2677717.2476 | 1226558.1196
114 | 2677716.9967 | 1226562.3724
115 | 2677710.7959 | 1226576.9277
116 | 2677728.5801 | 1226553.5844
117 | 2677747.0221 | 1226537.4162
118 | 2677756.5341 | 1226529.9003
119 | 2677766.6582 | 1226540.2907
120 | 2677787.2929 | 1226502.4797
121 | 2677786.7031 | 1226551.7736
122 | 2677788.4862 | 1226501.332
123 | 2677710.4563 | 1226577.7249
124 | 2677799.2915 | 1226557.6382
125 | 2677800.3135 | 1226486.6657
126 | 2677801.1831 | 1226558.5194
127 | 2677832.6995 | 1226573.202
128 | 2677833.8741 | 1226573.7492
129 | 2677862.9327 | 1226587.2868
130 | 2677791.8458 | 1226466.9999
131 | 2677767.6815 | 1226458.1252
132 | 2677806.6245 | 1226472.4275
133 | 2677817.9711 | 1226446.9901
134 | 2677823.4606 | 1226434.6832
135 | 2677814.8022 | 1226495.0506
136 | 2677837.5694 | 1226508.3694
137 | 2677875.7441 | 1226484.1286
138 | 2677894.4194 | 1226517.3282
139 | 2677893.8241 | 1226518.561
140 | 2677843.1652 | 1226511.6482
141 | 2677869.3592 | 1226480.9982
142 | 2677926.1876 | 1226569.5088
143 | 2677942.4758 | 1226574.328
144 | 2677947.9927 | 1226575.9603
145 | 2677805.7961 | 1227015.0012
146 | 2677804.345 | 1227057.153
147 | 2677804.3331 | 1227060.2719
148 | 2677804.3245 | 1227062.5385
149 | 2677804.2794 | 1227074.3877
150 | 2677854.4488 | 1226608.4225
151 | 2677716.9967 | 1226562.3724

## line_std_types
| c_nf_per_km | r_ohm_per_km | x_ohm_per_km | max_i_ka | type | q_mm2 | alpha | voltage_rating
NAYY 4x50 SE | 210 | 0.642 | 0.083 | 0.142 | cs | 50 | 0.00403 | LV
NAYY 4x120 SE | 264 | 0.225 | 0.08 | 0.242 | cs | 120 | 0.00403 | LV
NAYY 4x150 SE | 261 | 0.208 | 0.08 | 0.27 | cs | 150 | 0.00403 | LV
NA2XS2Y 1x95 RM/25 12/20 kV | 216 | 0.313 | 0.132 | 0.252 | cs | 95 | 0.00403 | MV
NA2XS2Y 1x185 RM/25 12/20 kV | 273 | 0.161 | 0.117 | 0.362 | cs | 185 | 0.00403 | MV
NA2XS2Y 1x240 RM/25 12/20 kV | 304 | 0.122 | 0.112 | 0.421 | cs | 240 | 0.00403 | MV
NA2XS2Y 1x95 RM/25 6/10 kV | 315 | 0.313 | 0.123 | 0.249 | cs | 95 | 0.00403 | MV
NA2XS2Y 1x185 RM/25 6/10 kV | 406 | 0.161 | 0.11 | 0.358 | cs | 185 | 0.00403 | MV
NA2XS2Y 1x240 RM/25 6/10 kV | 456 | 0.122 | 0.105 | 0.416 | cs | 240 | 0.00403 | MV
NA2XS2Y 1x150 RM/25 12/20 kV | 250 | 0.206 | 0.116 | 0.319 | cs | 150 | 0.00403 | MV
NA2XS2Y 1x120 RM/25 12/20 kV | 230 | 0.253 | 0.119 | 0.283 | cs | 120 | 0.00403 | MV
NA2XS2Y 1x70 RM/25 12/20 kV | 190 | 0.443 | 0.132 | 0.22 | cs | 70 | 0.00403 | MV
NA2XS2Y 1x150 RM/25 6/10 kV | 360 | 0.206 | 0.11 | 0.315 | cs | 150 | 0.00403 | MV
NA2XS2Y 1x120 RM/25 6/10 kV | 340 | 0.253 | 0.113 | 0.28 | cs | 120 | 0.00403 | MV
NA2XS2Y 1x70 RM/25 6/10 kV | 280 | 0.443 | 0.123 | 0.217 | cs | 70 | 0.00403 | MV
N2XS(FL)2Y 1x120 RM/35 64/110 kV | 112 | 0.153 | 0.166 | 0.366 | cs | 120 | 0.00393 | HV
N2XS(FL)2Y 1x185 RM/35 64/110 kV | 125 | 0.099 | 0.156 | 0.457 | cs | 185 | 0.00393 | HV
N2XS(FL)2Y 1x240 RM/35 64/110 kV | 135 | 0.075 | 0.149 | 0.526 | cs | 240 | 0.00393 | HV
N2XS(FL)2Y 1x300 RM/35 64/110 kV | 144 | 0.06 | 0.144 | 0.588 | cs | 300 | 0.00393 | HV
15-AL1/3-ST1A 0.4 | 11 | 1.8769 | 0.35 | 0.105 | ol | 16 | 0.00403 | LV
24-AL1/4-ST1A 0.4 | 11.25 | 1.2012 | 0.335 | 0.14 | ol | 24 | 0.00403 | LV
48-AL1/8-ST1A 0.4 | 12.2 | 0.5939 | 0.3 | 0.21 | ol | 48 | 0.00403 | LV
94-AL1/15-ST1A 0.4 | 13.2 | 0.306 | 0.29 | 0.35 | ol | 94 | 0.00403 | LV
34-AL1/6-ST1A 10.0 | 9.7 | 0.8342 | 0.36 | 0.17 | ol | 34 | 0.00403 | MV
48-AL1/8-ST1A 10.0 | 10.1 | 0.5939 | 0.35 | 0.21 | ol | 48 | 0.00403 | MV
70-AL1/11-ST1A 10.0 | 10.4 | 0.4132 | 0.339 | 0.29 | ol | 70 | 0.00403 | MV
94-AL1/15-ST1A 10.0 | 10.75 | 0.306 | 0.33 | 0.35 | ol | 94 | 0.00403 | MV
122-AL1/20-ST1A 10.0 | 11.1 | 0.2376 | 0.323 | 0.41 | ol | 122 | 0.00403 | MV
149-AL1/24-ST1A 10.0 | 11.25 | 0.194 | 0.315 | 0.47 | ol | 149 | 0.00403 | MV
34-AL1/6-ST1A 20.0 | 9.15 | 0.8342 | 0.382 | 0.17 | ol | 34 | 0.00403 | MV
48-AL1/8-ST1A 20.0 | 9.5 | 0.5939 | 0.372 | 0.21 | ol | 48 | 0.00403 | MV
70-AL1/11-ST1A 20.0 | 9.7 | 0.4132 | 0.36 | 0.29 | ol | 70 | 0.00403 | MV
94-AL1/15-ST1A 20.0 | 10 | 0.306 | 0.35 | 0.35 | ol | 94 | 0.00403 | MV
122-AL1/20-ST1A 20.0 | 10.3 | 0.2376 | 0.344 | 0.41 | ol | 122 | 0.00403 | MV
149-AL1/24-ST1A 20.0 | 10.5 | 0.194 | 0.337 | 0.47 | ol | 149 | 0.00403 | MV
184-AL1/30-ST1A 20.0 | 10.75 | 0.1571 | 0.33 | 0.535 | ol | 184 | 0.00403 | MV
243-AL1/39-ST1A 20.0 | 11 | 0.1188 | 0.32 | 0.645 | ol | 243 | 0.00403 | MV
48-AL1/8-ST1A 110.0 | 8 | 0.5939 | 0.46 | 0.21 | ol | 48 | 0.00403 | HV
70-AL1/11-ST1A 110.0 | 8.4 | 0.4132 | 0.45 | 0.29 | ol | 70 | 0.00403 | HV
94-AL1/15-ST1A 110.0 | 8.65 | 0.306 | 0.44 | 0.35 | ol | 94 | 0.00403 | HV
122-AL1/20-ST1A 110.0 | 8.5 | 0.2376 | 0.43 | 0.41 | ol | 122 | 0.00403 | HV
149-AL1/24-ST1A 110.0 | 8.75 | 0.194 | 0.41 | 0.47 | ol | 149 | 0.00403 | HV
184-AL1/30-ST1A 110.0 | 8.8 | 0.1571 | 0.4 | 0.535 | ol | 184 | 0.00403 | HV
243-AL1/39-ST1A 110.0 | 9 | 0.1188 | 0.39 | 0.645 | ol | 243 | 0.00403 | HV
305-AL1/39-ST1A 110.0 | 9.2 | 0.0949 | 0.38 | 0.74 | ol | 305 | 0.00403 | HV
490-AL1/64-ST1A 110.0 | 9.75 | 0.059 | 0.37 | 0.96 | ol | 490 | 0.00403 | HV
679-AL1/86-ST1A 110.0 | 9.95 | 0.042 | 0.36 | 1.15 | ol | 679 | 0.00403 | HV
490-AL1/64-ST1A 220.0 | 10 | 0.059 | 0.285 | 0.96 | ol | 490 | 0.00403 | HV
679-AL1/86-ST1A 220.0 | 11.7 | 0.042 | 0.275 | 1.15 | ol | 679 | 0.00403 | HV
490-AL1/64-ST1A 380.0 | 11 | 0.059 | 0.253 | 0.96 | ol | 490 | 0.00403 | HV
679-AL1/86-ST1A 380.0 | 14.6 | 0.042 | 0.25 | 1.15 | ol | 679 | 0.00403 | HV

## trafo_std_types
| i0_percent | pfe_kw | vkr_percent | sn_mva | vn_lv_kv | vn_hv_kv | vk_percent | shift_degree | vector_group | tap_side | tap_neutral | tap_min | tap_max | tap_step_degree | tap_step_percent | tap_phase_shifter
160 MVA 380/110 kV | 0.06 | 60 | 0.25 | 160 | 110 | 380 | 12.2 | 0 | Yy0 | hv | 0 | -9 | 9 | 0 | 1.5 | FALSE
100 MVA 220/110 kV | 0.06 | 55 | 0.26 | 100 | 110 | 220 | 12 | 0 | Yy0 | hv | 0 | -9 | 9 | 0 | 1.5 | FALSE
63 MVA 110/20 kV | 0.04 | 22 | 0.32 | 63 | 20 | 110 | 18 | 150 | YNd5 | hv | 0 | -9 | 9 | 0 | 1.5 | FALSE
40 MVA 110/20 kV | 0.05 | 18 | 0.34 | 40 | 20 | 110 | 16.2 | 150 | YNd5 | hv | 0 | -9 | 9 | 0 | 1.5 | FALSE
25 MVA 110/20 kV | 0.07 | 14 | 0.41 | 25 | 20 | 110 | 12 | 150 | YNd5 | hv | 0 | -9 | 9 | 0 | 1.5 | FALSE
63 MVA 110/10 kV | 0.04 | 22 | 0.32 | 63 | 10 | 110 | 18 | 150 | YNd5 | hv | 0 | -9 | 9 | 0 | 1.5 | FALSE
40 MVA 110/10 kV | 0.05 | 18 | 0.34 | 40 | 10 | 110 | 16.2 | 150 | YNd5 | hv | 0 | -9 | 9 | 0 | 1.5 | FALSE
25 MVA 110/10 kV | 0.07 | 14 | 0.41 | 25 | 10 | 110 | 12 | 150 | YNd5 | hv | 0 | -9 | 9 | 0 | 1.5 | FALSE
0.25 MVA 20/0.4 kV | 0.32 | 0.8 | 1.44 | 0.25 | 0.4 | 20 | 6 | 150 | Yzn5 | hv | 0 | -2 | 2 | 0 | 2.5 | FALSE
0.4 MVA 20/0.4 kV | 0.3375 | 1.35 | 1.425 | 0.4 | 0.4 | 20 | 6 | 150 | Dyn5 | hv | 0 | -2 | 2 | 0 | 2.5 | FALSE
0.63 MVA 20/0.4 kV | 0.2619 | 1.65 | 1.206 | 0.63 | 0.4 | 20 | 6 | 150 | Dyn5 | hv | 0 | -2 | 2 | 0 | 2.5 | FALSE
0.25 MVA 10/0.4 kV | 0.24 | 0.6 | 1.2 | 0.25 | 0.4 | 10 | 4 | 150 | Dyn5 | hv | 0 | -2 | 2 | 0 | 2.5 | FALSE
0.4 MVA 10/0.4 kV | 0.2375 | 0.95 | 1.325 | 0.4 | 0.4 | 10 | 4 | 150 | Dyn5 | hv | 0 | -2 | 2 | 0 | 2.5 | FALSE
0.63 MVA 10/0.4 kV | 0.1873 | 1.18 | 1.0794 | 0.63 | 0.4 | 10 | 4 | 150 | Dyn5 | hv | 0 | -2 | 2 | 0 | 2.5 | FALSE

## trafo3w_std_types
| sn_hv_mva | sn_mv_mva | sn_lv_mva | vn_hv_kv | vn_mv_kv | vn_lv_kv | vk_hv_percent | vk_mv_percent | vk_lv_percent | vkr_hv_percent | vkr_mv_percent | vkr_lv_percent | pfe_kw | i0_percent | shift_mv_degree | shift_lv_degree | vector_group | tap_side | tap_neutral | tap_min | tap_max | tap_step_percent
63/25/38 MVA 110/20/10 kV | 63 | 25 | 38 | 110 | 20 | 10 | 10.4 | 10.4 | 10.4 | 0.28 | 0.32 | 0.35 | 35 | 0.89 | 0 | 0 | YN0yn0yn0 | hv | 0 | -10 | 10 | 1.2
63/25/38 MVA 110/10/10 kV | 63 | 25 | 38 | 110 | 10 | 10 | 10.4 | 10.4 | 10.4 | 0.28 | 0.32 | 0.35 | 35 | 0.89 | 0 | 0 | YN0yn0yn0 | hv | 0 | -10 | 10 | 1.2

## fuse_std_types
| fuse_type | i_rated_a | t_avg | t_min | t_total | x_avg | x_min | x_total
HV 100A | HV 100A | 100 | 0 | [10.0, 3.64, 0.854, 0.281, 0.1, 0.0531, 0.022, 0.01] | [10.0, 4.267, 1.21, 0.403, 0.1, 0.058, 0.022, 0.01] | 0 | [300.0, 350.0, 450.0, 550.0, 700.0, 850.0, 1200.0, 1752.0] | [600.0, 700.0, 900.0, 1150.0, 1665.0, 2000.0, 3000.0, 4313.0]
HV 10A | HV 10A | 10 | 0 | [10.0, 1675.0, 0.344, 0.156, 0.1, 0.0417, 0.0171, 0.01] | [10.0, 1.3, 0.3, 0.155, 0.1, 0.0555, 0.023, 0.01] | 0 | [30.0, 32.0, 35.0, 37.0, 39.0, 50.0, 70.0, 88.0] | [60.0, 70.0, 80.0, 87.0, 94.0, 110.0, 150.0, 216.0]
HV 125A | HV 125A | 125 | 0 | [10.0, 1.82, 0.344, 0.1, 0.0467, 0.0269, 0.01] | [10.0, 2.478, 0.426, 0.1, 0.0427, 0.0211, 0.01] | 0 | [375.0, 500.0, 700.0, 925.0, 1200.0, 1500.0, 2341.0] | [750.0, 1000.0, 1500.0, 2200.0, 3000.0, 4000.0, 5765.0]
HV 160A | HV 160A | 160 | 0 | [10.0, 4.15, 1.03, 0.198, 0.1, 0.051, 0.0172, 0.01] | [10.0, 2.3, 0.734, 0.274, 0.1, 0.046, 0.0177, 0.01] | 0 | [480.0, 550.0, 700.0, 1000.0, 1260.0, 1600.0, 2500.0, 3227.0] | [960.0, 1300.0, 1700.0, 2200.0, 2996.0, 4000.0, 6000.0, 7946.0]
HV 16A | HV 16A | 16 | 0 | [10.0, 0.352, 0.164, 0.1, 0.0649, 0.0342, 0.01] | [10.0, 2.34, 0.722, 0.181, 0.1, 0.055, 0.0296, 0.01] | 0 | [48.0, 60.0, 65.0, 71.0, 80.0, 100.0, 162.0] | [96.0, 110.0, 125.0, 150.0, 168.0, 200.0, 250.0, 398.0]
HV 200A | HV 200A | 200 | 0 | [10.0, 4.267, 1.21, 0.403, 0.1, 0.058, 0.022, 0.01] | [10.0, 3.73, 1.654, 0.328, 0.1, 0.0531, 0.019, 0.01] | 0 | [600.0, 700.0, 900.0, 1150.0, 1665.0, 2000.0, 3000.0, 4313.0] | [1200.0, 1500.0, 1800.0, 2700.0, 3960.0, 5000.0, 7500.0, 10620.0]
HV 20A | HV 20A | 20 | 0 | [10.0, 1.3, 0.3, 0.155, 0.1, 0.0555, 0.023, 0.01] | [10.0, 1.3, 0.161, 0.1, 0.0611, 0.0399, 0.0141, 0.01] | 0 | [60.0, 70.0, 80.0, 87.0, 94.0, 110.0, 150.0, 216.0] | [120.0, 150.0, 200.0, 223.0, 260.0, 300.0, 450.0, 532.0]
HV 25A | HV 25A | 25 | 0 | [10.0, 2.512, 0.833, 0.299, 0.1, 0.0372, 0.0223, 0.01] | [10.0, 3.125, 0.597, 0.198, 0.1, 0.0378, 0.022, 0.01] | 0 | [75.0, 82.0, 90.0, 100.0, 124.0, 170.0, 200.0, 289.0] | [150.0, 170.0, 210.0, 250.0, 294.0, 400.0, 500.0, 711.0]
HV 31.5A | HV 31.5A | 31.5 | 0 | [10.0, 2.34, 0.722, 0.181, 0.1, 0.055, 0.0296, 0.01] | [10.0, 2.84, 0.368, 0.164, 0.1, 0.0621, 0.0378, 0.0195, 0.01] | 0 | [95.0, 110.0, 125.0, 150.0, 165.0, 200.0, 250.0, 390.0] | [189.0, 220.0, 300.0, 350.0, 393.0, 450.0, 530.0, 700.0, 960.0]
HV 40A | HV 40A | 40 | 0 | [10.0, 1.3, 0.161, 0.1, 0.0611, 0.0399, 0.0141, 0.01] | [10.0, 2.05, 0.369, 0.198, 0.1, 0.051, 0.0298, 0.01] | 0 | [120.0, 150.0, 200.0, 223.0, 260.0, 300.0, 450.0, 532.0] | [240.0, 300.0, 400.0, 450.0, 530.0, 650.0, 800.0, 1311.0]
HV 50A | HV 50A | 50 | 0 | [10.0, 3.215, 0.597, 0.198, 0.1, 0.0378, 0.022, 0.01] | [10.0, 3.64, 0.854, 0.281, 0.1, 0.0531, 0.022, 0.01] | 0 | [150.0, 170.0, 210.0, 250.0, 294.0, 400.0, 500.0, 711.0] | [300.0, 350.0, 450.0, 550.0, 700.0, 850.0, 1200.0, 1752.0]
HV 6.3A | HV 6.3A | 6.3 | 0 | [10.0, 1.39, 0.344, 0.168, 0.1, 0.056, 0.0263, 0.01] | [10.0, 1.711, 0.516, 0.198, 0.1, 0.0634, 0.0303, 0.01] | 0 | [19.0, 19.5, 20.4, 20.8, 22.0, 25.0, 32.0, 48.0] | [38.0, 40.0, 43.0, 48.0, 53.0, 60.0, 75.0, 118.0]
HV 63A | HV 63A | 63 | 0 | [10.0, 2.84, 0.368, 0.164, 0.1, 0.0621, 0.0378, 0.0195, 0.01] | [10.0, 1.82, 0.344, 0.1, 0.0467, 0.0269, 0.01] | 0 | [189.0, 220.0, 300.0, 350.0, 393.0, 450.0, 530.0, 700.0, 961.0] | [378.0, 500.0, 700.0, 934.0, 1200.0, 1500.0, 2366.0]
HV 80A | HV 80A | 80 | 0 | [10.0, 2.05, 0.369, 0.198, 0.1, 0.051, 0.0298, 0.01] | [10.0, 4.15, 1.03, 0.198, 0.1, 0.051, 0.0172, 0.01] | 0 | [240.0, 300.0, 400.0, 450.0, 530.0, 650.0, 800.0, 1311.0] | [480.0, 550.0, 700.0, 1000.0, 1260.0, 1600.0, 2500.0, 3227.0]
Siemens NH-1-100 | Siemens NH-1-100 | 100 | [5400.0, 2000.0, 400.0, 20.0, 1.0, 0.2, 0.012, 0.004] | 0 | 0 | [150.0, 190.0, 250.0, 430.0, 900.0, 1250.0, 2700.0, 3600.0] | 0 | 0
Siemens NH-1-125 | Siemens NH-1-125 | 125 | [4800.0, 120.0, 7.0, 0.1, 0.004] | 0 | 0 | [180.0, 400.0, 740.0, 2000.0, 4250.0] | 0 | 0
Siemens NH-1-16 | Siemens NH-1-16 | 16 | [4000.0, 400.0, 2.0, 0.1, 0.04, 0.01] | 0 | 0 | [26.0, 35.0, 75.0, 150.0, 200.0, 300.0] | 0 | 0
Siemens NH-1-160 | Siemens NH-1-160 | 160 | [4800.0, 120.0, 7.0, 0.1, 0.004] | 0 | 0 | [210.0, 500.0, 900.0, 2300.0, 5000.0] | 0 | 0
Siemens NH-1-25 | Siemens NH-1-25 | 25 | [4000.0, 1000.0, 10.0, 0.2, 0.02, 0.01] | 0 | 0 | [40.0, 50.0, 100.0, 210.0, 400.0, 500.0] | 0 | 0
Siemens NH-1-50 | Siemens NH-1-50 | 50 | [4000.0, 40.0, 4.0, 1.0, 0.02, 0.01] | 0 | 0 | [86.0, 200.0, 300.0, 400.0, 1000.0, 1280.0] | 0 | 0
Siemens NH-1-63 | Siemens NH-1-63 | 63 | [4000.0, 100.0, 10.0, 2.0, 0.04, 0.01] | 0 | 0 | [100.0, 200.0, 300.0, 400.0, 1000.0, 1500.0] | 0 | 0
Siemens NH-1-80 | Siemens NH-1-80 | 80 | [4800.0, 120.0, 7.0, 0.1, 0.01] | 0 | 0 | [150.58, 250.0, 450.0, 1150.0, 2470.0] | 0 | 0
Siemens NH-2-1000 | Siemens NH-2-1000 | 1000 | [4800.0, 120.0, 7.0, 0.1, 0.004] | 0 | 0 | [1900.0, 3500.0, 8400.0, 24000.0, 52000.0] | 0 | 0
Siemens NH-2-200 | Siemens NH-2-200 | 200 | [4800.0, 120.0, 7.0, 0.1, 0.004] | 0 | 0 | [280.0, 650.0, 1200.0, 3000.0, 7000.0] | 0 | 0
Siemens NH-2-224 | Siemens NH-2-224 | 224 | [4800.0, 120.0, 7.0, 0.2, 0.04, 0.004] | 0 | 0 | [400.0, 750.0, 1453.0, 3025.0, 4315.0, 7600.0] | 0 | 0
Siemens NH-2-250 | Siemens NH-2-250 | 250 | [4800.0, 120.0, 7.0, 0.1, 0.004] | 0 | 0 | [450.0, 800.0, 1650.0, 4000.0, 8500.0] | 0 | 0
Siemens NH-2-315 | Siemens NH-2-315 | 315 | [4800.0, 120.0, 7.0, 0.1, 0.004] | 0 | 0 | [550.0, 920.0, 1900.0, 5000.0, 11000.0] | 0 | 0
Siemens NH-2-355 | Siemens NH-2-355 | 355 | [4800.0, 120.0, 6.0, 0.1, 0.004] | 0 | 0 | [650.0, 1116.27, 2350.0, 5840.0, 12790.0] | 0 | 0
Siemens NH-2-400 | Siemens NH-2-400 | 400 | [4800.0, 120.0, 7.0, 0.1, 0.004] | 0 | 0 | [720.0, 1350.0, 2800.0, 6500.0, 15000.0] | 0 | 0
Siemens NH-2-425 | Siemens NH-2-425 | 425 | [4800.0, 120.0, 7.0, 0.1, 0.004] | 0 | 0 | [850.0, 1500.0, 3050.0, 7500.0, 16500.0] | 0 | 0
Siemens NH-2-630 | Siemens NH-2-630 | 630 | [4800.0, 120.0, 7.0, 0.1, 0.004] | 0 | 0 | [1200.0, 2000.0, 4800.0, 12000.0, 26000.0] | 0 | 0

## res_bus
| vm_pu | va_degree | p_mw | q_mvar
0 | 0.97842 | -0.41539 | 0.060548 | 0.015175
1 | 0.97822 | -0.41932 | 0.010385 | 0.0026028
2 | 0.98032 | -0.37802 | 0.0060029 | 0.0015045
3 | 0.98223 | -0.34074 | 0 | 0
4 | 0.97439 | -0.49327 | 0 | 0
5 | 0.97442 | -0.49259 | 0.0010376 | 0.00026005
6 | 0.97388 | -0.50333 | 0 | 0
7 | 0.98846 | -0.22015 | 0 | 0
8 | 0.97503 | -0.48052 | 0 | 0
9 | 0.97336 | -0.51352 | 0.00034283 | 8.5921e-05
10 | 0.99688 | -0.059072 | 0.023376 | 0.0058587
11 | 0.9873 | -0.24273 | 0.0026636 | 0.00066757
12 | 0.975 | -0.48126 | 0 | 0
13 | 0.97535 | -0.47433 | 0 | 0
14 | 0.97336 | -0.51354 | 0.00032312 | 8.0981e-05
15 | 0.97489 | -0.48326 | 0.00066289 | 0.00016614
16 | 0.9749 | -0.48313 | 0.00086759 | 0.00021744
17 | 0.99915 | -0.015998 | 0.0038268 | 0.00095908
18 | 0.98536 | -0.28047 | 0.029386 | 0.0073649
19 | 0.97153 | -0.54956 | 0 | 0
20 | 0.97118 | -0.55651 | 0.006328 | 0.0015859
21 | 0.97222 | -0.53589 | 0.0022535 | 0.00056479
22 | 0.97084 | -0.56319 | 0.0015869 | 0.00039771
23 | 0.97088 | -0.56249 | 0 | 0
24 | 0.9853 | -0.28158 | 0.022016 | 0.0055178
25 | 1 | 0 | -0.52462 | -0.13424
26 | 0.97817 | -0.41903 | 0.0077174 | 0.0019342
27 | 0.97828 | -0.41685 | 0 | 0
28 | 0.97871 | -0.40852 | 0.0047245 | 0.0011841
29 | 0.9777 | -0.42817 | 0 | 0
30 | 0.97928 | -0.39726 | 0 | 0
31 | 0.97559 | -0.46949 | 0.0043635 | 0.0010936
32 | 0.98034 | -0.37675 | 0 | 0
33 | 0.97986 | -0.38612 | 0.0075796 | 0.0018996
34 | 0.9808 | -0.36779 | 0.010849 | 0.0027191
35 | 0.97944 | -0.39419 | 0 | 0
36 | 0.9793 | -0.39692 | 0.0048372 | 0.0012123
37 | 0.98126 | -0.35885 | 0 | 0
38 | 0.98147 | -0.35468 | 0 | 0
39 | 0.98317 | -0.32171 | 0 | 0
40 | 0.98221 | -0.34038 | 0 | 0
41 | 0.98465 | -0.29301 | 0.0038608 | 0.00096762
42 | 0.97926 | -0.39779 | 0.002823 | 0.00070751
43 | 0.97266 | -0.52723 | 0 | 0
44 | 0.97303 | -0.51988 | 0.0017868 | 0.00044782
45 | 0.97521 | -0.47708 | 0.0053385 | 0.001338
46 | 0.98144 | -0.35525 | 0.0039372 | 0.00098676
47 | 0.98145 | -0.35513 | 0 | 0
48 | 0.98214 | -0.34163 | 0.011911 | 0.0029852
49 | 0.98496 | -0.28706 | 0 | 0
50 | 0.97105 | -0.55898 | 0.0046531 | 0.0011662
51 | 0.98137 | -0.35664 | 0.0040108 | 0.0010052
52 | 0.97495 | -0.48208 | 0.00043784 | 0.00010973
53 | 0.97729 | -0.43624 | 0 | 0
54 | 0.97741 | -0.4338 | 0 | 0
55 | 0.97717 | -0.43855 | 0.0035242 | 0.00088324
56 | 0.98262 | -0.3323 | 0 | 0
57 | 0.98406 | -0.30463 | 0 | 0
58 | 0.98206 | -0.34318 | 0.00088923 | 0.00022286
59 | 0.98682 | -0.25143 | 0 | 0
60 | 0.98838 | -0.22132 | 0.0049809 | 0.0012483
61 | 0.9867 | -0.25365 | 0.0030596 | 0.00076681
62 | 0.98403 | -0.30516 | 0.0045126 | 0.001131
63 | 0.98129 | -0.35818 | 0 | 0
64 | 0.97893 | -0.40404 | 0 | 0
65 | 0.97893 | -0.40411 | 0.00031084 | 7.7903e-05
66 | 0.97467 | -0.48765 | 0.003041 | 0.00076215
67 | 0.97132 | -0.55381 | 0.0030389 | 0.00076162
68 | 0.97126 | -0.55498 | 0.0030381 | 0.00076142
69 | 0.97137 | -0.55264 | 0 | 0
70 | 0.97122 | -0.55571 | 0.0030406 | 0.00076204
71 | 0.9721 | -0.53828 | 0.003037 | 0.00076116
72 | 0.97129 | -0.55427 | 0.0061297 | 0.0015362
73 | 0.97263 | -0.52782 | 0.0030382 | 0.00076145
74 | 0.97125 | -0.55516 | 0.0030391 | 0.00076167
75 | 0.97399 | -0.50103 | 0 | 0
76 | 0.97406 | -0.49959 | 0 | 0
77 | 0.97397 | -0.50145 | 0.0030367 | 0.00076108
78 | 0.97347 | -0.51122 | 0.0030371 | 0.00076118
79 | 0.97124 | -0.55523 | 0.0030382 | 0.00076145
80 | 0.9774 | -0.4341 | 0.0012093 | 0.00030308
81 | 0.98623 | -0.26258 | 0 | 0
82 | 0.98503 | -0.28564 | 0.0056935 | 0.0014269
83 | 0.98761 | -0.23589 | 0.0023552 | 0.00059026
84 | 0.98693 | -0.24946 | 0 | 0
85 | 0.98698 | -0.24865 | 0 | 0
86 | 0.98677 | -0.25256 | 0.0031571 | 0.00079125
87 | 0.98668 | -0.25433 | 0 | 0
88 | 0.98664 | -0.25525 | 0.0032291 | 0.00080929
89 | 0.984 | -0.30565 | 0 | 0
90 | 0.98849 | -0.21926 | 0 | 0
91 | 0.98632 | -0.261 | 0.0041103 | 0.0010301
92 | 0.97466 | -0.48781 | 0.0029885 | 0.00074899
93 | 0.97379 | -0.50487 | 0.002573 | 0.00064486
94 | 0.97356 | -0.50949 | 0 | 0
95 | 0.97298 | -0.52099 | 0.0044545 | 0.0011164
96 | 0.97277 | -0.5251 | 0.0076362 | 0.0019138
97 | 0.97096 | -0.56074 | 0.0020955 | 0.00052518
98 | 0.97061 | -0.56765 | 0.0058595 | 0.0014685
99 | 0.97054 | -0.56914 | 0.0031846 | 0.00079814
100 | 0.97146 | -0.55095 | 0.0016321 | 0.00040904
101 | 0.97153 | -0.54954 | 0.0034938 | 0.00087562
102 | 0.97121 | -0.55584 | 0.0018572 | 0.00046546
103 | 0.97195 | -0.5412 | 0.0085806 | 0.0021505
104 | 0.97115 | -0.55706 | 0.0012442 | 0.00031184
105 | 0.97197 | -0.54093 | 0.0040872 | 0.0010243
106 | 0.97088 | -0.56241 | 0.0022274 | 0.00055824
107 | 0.9708 | -0.56408 | 0.0028319 | 0.00070973
108 | 0.97079 | -0.56411 | 0.003001 | 0.00075213
109 | 0.99749 | -0.047708 | 0.0043717 | 0.0010957
110 | 0.99769 | -0.043885 | 0.0049504 | 0.0012407
111 | 0.99743 | -0.048895 | 0.0026603 | 0.00066673
112 | 0.99789 | -0.040012 | 0.0032956 | 0.00082597
113 | 0.99811 | -0.035663 | 0.0036598 | 0.00091724
114 | 0.99819 | -0.034251 | 0 | 0
115 | 0.99946 | -0.010128 | 0.0041509 | 0.0010403
116 | 0.99708 | -0.055267 | 0.0037307 | 0.00093501
117 | 0.99522 | -0.090431 | 0.0039486 | 0.00098961
118 | 0.99432 | -0.10765 | 0 | 0
119 | 0.99389 | -0.11585 | 0.002454 | 0.00061502
120 | 0.99154 | -0.16059 | 0.0028072 | 0.00070354
121 | 0.99327 | -0.12792 | 0.0035674 | 0.00089408
122 | 0.99143 | -0.1627 | 0.0051724 | 0.0012963
123 | 0.99953 | -0.0087932 | 0.0033371 | 0.00083635
124 | 0.99294 | -0.13429 | 0.0032005 | 0.00080213
125 | 0.9902 | -0.18632 | 0 | 0
126 | 0.9929 | -0.13513 | 0.0051854 | 0.0012996
127 | 0.99234 | -0.14592 | 0.0046459 | 0.0011644
128 | 0.99232 | -0.14621 | 0.0052203 | 0.0013083
129 | 0.9921 | -0.15057 | 0.0076778 | 0.0019242
130 | 0.98951 | -0.19957 | 0.0031976 | 0.00080141
131 | 0.98944 | -0.20085 | 0.0027909 | 0.00069947
132 | 0.98959 | -0.19789 | 0 | 0
133 | 0.98855 | -0.21788 | 0.0041532 | 0.0010409
134 | 0.98806 | -0.22732 | 0.0025553 | 0.00064042
135 | 0.98975 | -0.19491 | 0.0057038 | 0.0014295
136 | 0.98908 | -0.20779 | 0.0042549 | 0.0010664
137 | 0.98672 | -0.25356 | 0.0051746 | 0.0012969
138 | 0.98742 | -0.24001 | 0.0036281 | 0.0009093
139 | 0.98745 | -0.2395 | 0.0031557 | 0.0007909
140 | 0.98892 | -0.21084 | 0.0014725 | 0.00036905
141 | 0.98668 | -0.25431 | 0.0058899 | 0.0014762
142 | 0.98629 | -0.26162 | 0.0034557 | 0.00086608
143 | 0.98618 | -0.26372 | 0.0033517 | 0.00084002
144 | 0.98617 | -0.26409 | 0.0035458 | 0.00088865
145 | 0.97335 | -0.51371 | 0.00025001 | 6.2659e-05
146 | 0.97318 | -0.51709 | 0.00036676 | 9.192e-05
147 | 0.97317 | -0.51732 | 0.0015124 | 0.00037903
148 | 0.97316 | -0.51742 | 0.0019923 | 0.00049932
149 | 0.97316 | -0.51752 | 0.00047599 | 0.00011929
150 | 0.98398 | -0.30618 | 0.0019497 | 0.00048865
151 | 0.99998 | 149.9956 | 0 | 0

## res_line
| p_from_mw | q_from_mvar | p_to_mw | q_to_mvar | pl_mw | ql_mvar | i_from_ka | i_to_ka | i_ka | vm_from_pu | va_from_degree | vm_to_pu | va_to_degree | loading_percent
0 | 0.010387 | 0.0026038 | -0.010385 | -0.0026028 | 1.9471e-06 | 9.8491e-07 | 0.015798 | 0.015798 | 0.015798 | 0.97842 | -0.41539 | 0.97822 | -0.41932 | 4.3401
1 | -0.070935 | -0.017779 | 0.071062 | 0.017859 | 0.00012652 | 8.0607e-05 | 0.10788 | 0.10788 | 0.10788 | 0.97842 | -0.41539 | 0.98032 | -0.37802 | 29.6377
2 | -0.077065 | -0.019364 | 0.077202 | 0.019451 | 0.00013739 | 8.7593e-05 | 0.11699 | 0.11699 | 0.11699 | 0.98032 | -0.37802 | 0.98223 | -0.34074 | 32.1409
3 | -0.077202 | -0.019451 | 0.07765 | 0.019737 | 0.00044814 | 0.0002857 | 0.11699 | 0.11699 | 0.11699 | 0.98223 | -0.34074 | 0.98846 | -0.22015 | 32.1408
4 | -0.0052693 | -0.0013195 | 0.0052694 | 0.0013195 | 1.7063e-07 | 2.1663e-08 | 0.0080465 | 0.0080464 | 0.0080465 | 0.97439 | -0.49327 | 0.97442 | -0.49259 | 2.2106
5 | 0.0052693 | 0.0013195 | -0.0052667 | -0.0013192 | 2.5234e-06 | 3.2119e-07 | 0.0080465 | 0.0080469 | 0.0080469 | 0.97439 | -0.49327 | 0.97388 | -0.50333 | 2.2107
6 | -0.0063071 | -0.0015796 | 0.0063107 | 0.0015806 | 3.6254e-06 | 1.021e-06 | 0.009631 | 0.0096305 | 0.009631 | 0.97442 | -0.49259 | 0.97503 | -0.48052 | 2.6459
7 | 0.0052667 | 0.0013192 | -0.0052642 | -0.0013189 | 2.5543e-06 | 3.2665e-07 | 0.0080469 | 0.0080474 | 0.0080474 | 0.97388 | -0.50333 | 0.97336 | -0.51352 | 2.2108
8 | -0.13187 | -0.033384 | 0.1329 | 0.034041 | 0.0010284 | 0.0006573 | 0.19863 | 0.19863 | 0.19863 | 0.98846 | -0.22015 | 0.99688 | -0.059072 | 54.5694
9 | 0.054218 | 0.013647 | -0.05416 | -0.01361 | 5.8434e-05 | 3.7099e-05 | 0.081641 | 0.081641 | 0.081641 | 0.98846 | -0.22015 | 0.9873 | -0.24273 | 22.4288
10 | 0.0019685 | 0.00049231 | -0.0019685 | -0.00049252 | 6.9249e-08 | -2.1092e-07 | 0.0030039 | 0.003004 | 0.003004 | 0.97503 | -0.48052 | 0.975 | -0.48126 | 0.82526
11 | -0.0082792 | -0.0020729 | 0.0082817 | 0.002074 | 2.4404e-06 | 1.0532e-06 | 0.012634 | 0.012634 | 0.012634 | 0.97503 | -0.48052 | 0.97535 | -0.47433 | 3.471
12 | 0.0049214 | 0.001233 | -0.0049214 | -0.001233 | 4.4185e-09 | 2.4021e-10 | 0.0075233 | 0.0075233 | 0.0075233 | 0.97336 | -0.51352 | 0.97336 | -0.51354 | 2.0668
13 | -0.15627 | -0.0399 | 0.1566 | 0.040108 | 0.00032605 | 0.00020784 | 0.23353 | 0.23352 | 0.23353 | 0.99688 | -0.059072 | 0.99915 | -0.015998 | 32.0776
14 | 0.051496 | 0.012942 | -0.051404 | -0.012883 | 9.2608e-05 | 5.8746e-05 | 0.077626 | 0.077626 | 0.077626 | 0.9873 | -0.24273 | 0.98536 | -0.28047 | 21.3259
15 | 0.0019685 | 0.00049252 | -0.0019684 | -0.00049276 | 7.682e-08 | -2.3393e-07 | 0.003004 | 0.0030041 | 0.0030041 | 0.975 | -0.48126 | 0.97495 | -0.48208 | 0.82529
16 | 0.036625 | 0.0092192 | -0.036602 | -0.0092045 | 2.3296e-05 | 1.4661e-05 | 0.055891 | 0.055891 | 0.055891 | 0.97535 | -0.47433 | 0.97467 | -0.48765 | 15.3546
17 | -0.044907 | -0.011293 | 0.044989 | 0.011345 | 8.1854e-05 | 5.1806e-05 | 0.068525 | 0.068525 | 0.068525 | 0.97535 | -0.47433 | 0.97729 | -0.43624 | 18.8255
18 | 0.0045982 | 0.001152 | -0.0045982 | -0.001152 | 3.7297e-08 | -1.1486e-09 | 0.0070293 | 0.0070294 | 0.0070294 | 0.97336 | -0.51354 | 0.97335 | -0.51371 | 1.9311
19 | -0.00066289 | -0.00016614 | 0.00066289 | 0.000166 | 4.187e-09 | -1.3332e-07 | 0.0010118 | 0.0010117 | 0.0010118 | 0.97489 | -0.48326 | 0.9749 | -0.48313 | 0.27797
20 | -0.0015305 | -0.00038344 | 0.0015306 | 0.00038303 | 7.6344e-08 | -4.164e-07 | 0.002336 | 0.0023358 | 0.002336 | 0.9749 | -0.48313 | 0.97495 | -0.48208 | 0.64175
21 | -0.16043 | -0.041067 | 0.16055 | 0.041145 | 0.00012439 | 7.8396e-05 | 0.23922 | 0.23922 | 0.23922 | 0.99915 | -0.015998 | 1 | 0 | 16.4302
22 | 0.022018 | 0.0055185 | -0.022016 | -0.0055178 | 1.1679e-06 | 7.116e-07 | 0.03325 | 0.03325 | 0.03325 | 0.98536 | -0.28047 | 0.9853 | -0.28158 | 9.1345
23 | 0.022134 | 0.0055512 | -0.022127 | -0.0055468 | 7.3271e-06 | 4.4789e-06 | 0.033902 | 0.033902 | 0.033902 | 0.97153 | -0.54956 | 0.97118 | -0.55651 | 9.3138
24 | -0.022134 | -0.0055512 | 0.022148 | 0.0055601 | 1.4428e-05 | 8.8189e-06 | 0.033902 | 0.033902 | 0.033902 | 0.97153 | -0.54956 | 0.97222 | -0.53589 | 9.3138
25 | 0.015799 | 0.0039608 | -0.015797 | -0.0039597 | 1.862e-06 | 1.0869e-06 | 0.024207 | 0.024207 | 0.024207 | 0.97118 | -0.55651 | 0.97105 | -0.55898 | 6.6502
26 | -0.024402 | -0.0061248 | 0.024412 | 0.0061311 | 1.0088e-05 | 6.2174e-06 | 0.037351 | 0.037351 | 0.037351 | 0.97222 | -0.53589 | 0.97266 | -0.52723 | 10.2614
27 | -0.0015869 | -0.00039771 | 0.0015869 | 0.00039745 | 5.2606e-08 | -2.5958e-07 | 0.0024322 | 0.0024321 | 0.0024322 | 0.97084 | -0.56319 | 0.97088 | -0.56249 | 0.6682
28 | -0.0074203 | -0.0018594 | 0.0074203 | 0.0018594 | 2.88e-08 | 1.1089e-08 | 0.011373 | 0.011373 | 0.011373 | 0.97088 | -0.56249 | 0.97088 | -0.56241 | 3.1243
29 | 0.0058333 | 0.001462 | -0.0058329 | -0.0014619 | 4.4217e-07 | 1.0058e-07 | 0.0089405 | 0.0089405 | 0.0089405 | 0.97088 | -0.56249 | 0.9708 | -0.56408 | 2.4562
30 | 0.36241 | 0.093098 | -0.36226 | -0.093 | 0.00015469 | 9.8702e-05 | 0.54008 | 0.54008 | 0.54008 | 1 | 0 | 0.99953 | -0.0087932 | 37.0937
31 | -0.0077174 | -0.0019342 | 0.0077182 | 0.0019345 | 8.0159e-07 | 3.1831e-07 | 0.01174 | 0.01174 | 0.01174 | 0.97817 | -0.41903 | 0.97828 | -0.41685 | 3.2253
32 | -0.092258 | -0.023304 | 0.092295 | 0.023327 | 3.6887e-05 | 2.3357e-05 | 0.14039 | 0.14039 | 0.14039 | 0.97828 | -0.41685 | 0.97871 | -0.40852 | 19.285
33 | 0.08454 | 0.02137 | -0.084494 | -0.021341 | 4.5859e-05 | 2.8979e-05 | 0.12865 | 0.12865 | 0.12865 | 0.97828 | -0.41685 | 0.9777 | -0.42817 | 17.6724
34 | -0.097019 | -0.024512 | 0.097072 | 0.024544 | 5.2387e-05 | 3.2237e-05 | 0.14758 | 0.14758 | 0.14758 | 0.97871 | -0.40852 | 0.97928 | -0.39726 | 10.1358
35 | 0.084494 | 0.021341 | -0.084327 | -0.021234 | 0.00016694 | 0.00010651 | 0.12865 | 0.12865 | 0.12865 | 0.9777 | -0.42817 | 0.97559 | -0.46949 | 35.3448
36 | 0.0028231 | 0.00070743 | -0.002823 | -0.00070751 | 7.2095e-08 | -8.5306e-08 | 0.0042896 | 0.0042897 | 0.0042897 | 0.97928 | -0.39726 | 0.97926 | -0.39779 | 1.1785
37 | -0.099895 | -0.025251 | 0.099909 | 0.02526 | 1.4675e-05 | 9.0503e-06 | 0.15187 | 0.15187 | 0.15187 | 0.97928 | -0.39726 | 0.97944 | -0.39419 | 10.4304
38 | 0.079963 | 0.020141 | -0.079934 | -0.020122 | 2.9004e-05 | 1.8498e-05 | 0.122 | 0.122 | 0.122 | 0.97559 | -0.46949 | 0.97521 | -0.47708 | 33.5164
39 | 0.11242 | 0.028429 | -0.11237 | -0.028397 | 5.0495e-05 | 3.1386e-05 | 0.17073 | 0.17073 | 0.17073 | 0.98034 | -0.37675 | 0.97986 | -0.38612 | 11.7257
40 | -0.11242 | -0.028429 | 0.11247 | 0.028459 | 4.8321e-05 | 3.0033e-05 | 0.17073 | 0.17073 | 0.17073 | 0.98034 | -0.37675 | 0.9808 | -0.36779 | 11.7257
41 | 0.10479 | 0.026498 | -0.10475 | -0.026473 | 4.0582e-05 | 2.5112e-05 | 0.15922 | 0.15922 | 0.15922 | 0.97986 | -0.38612 | 0.97944 | -0.39419 | 10.9352
42 | -0.12332 | -0.031178 | 0.12337 | 0.031211 | 5.2908e-05 | 3.3048e-05 | 0.18719 | 0.18719 | 0.18719 | 0.9808 | -0.36779 | 0.98126 | -0.35885 | 12.8562
43 | 0.0048378 | 0.0012123 | -0.0048372 | -0.0012123 | 6.2845e-07 | 1.1824e-08 | 0.0073498 | 0.0073499 | 0.0073499 | 0.97944 | -0.39419 | 0.9793 | -0.39692 | 2.0192
44 | -0.12337 | -0.031211 | 0.12339 | 0.031226 | 2.4702e-05 | 1.5429e-05 | 0.18719 | 0.18719 | 0.18719 | 0.98126 | -0.35885 | 0.98147 | -0.35468 | 12.8561
45 | 0.0039373 | 0.00098673 | -0.0039372 | -0.00098676 | 1.0769e-07 | -3.2922e-08 | 0.0059694 | 0.0059694 | 0.0059694 | 0.98147 | -0.35468 | 0.98144 | -0.35525 | 1.64
46 | 0.0040112 | 0.0010051 | -0.0040111 | -0.0010051 | 8.7093e-08 | -2.3623e-08 | 0.0060813 | 0.0060813 | 0.0060813 | 0.98147 | -0.35468 | 0.98145 | -0.35513 | 1.6707
47 | -0.13134 | -0.033218 | 0.13143 | 0.033275 | 9.0143e-05 | 5.6466e-05 | 0.19924 | 0.19924 | 0.19924 | 0.98147 | -0.35468 | 0.98221 | -0.34038 | 13.6838
48 | 0.14347 | 0.036341 | -0.14334 | -0.03626 | 0.00012857 | 8.0812e-05 | 0.21728 | 0.21728 | 0.21728 | 0.98317 | -0.32171 | 0.98221 | -0.34038 | 14.9232
49 | -0.14347 | -0.036341 | 0.14367 | 0.036466 | 0.00019804 | 0.00012447 | 0.21728 | 0.21728 | 0.21728 | 0.98317 | -0.32171 | 0.98465 | -0.29301 | 14.9232
50 | 0.011912 | 0.0029856 | -0.011911 | -0.0029852 | 7.0858e-07 | 3.8006e-07 | 0.018046 | 0.018046 | 0.018046 | 0.98221 | -0.34038 | 0.98214 | -0.34163 | 4.9578
51 | -0.14753 | -0.037433 | 0.14757 | 0.03746 | 4.2213e-05 | 2.6556e-05 | 0.22312 | 0.22311 | 0.22312 | 0.98465 | -0.29301 | 0.98496 | -0.28706 | 15.3238
52 | -0.024412 | -0.0061311 | 0.024421 | 0.0061363 | 8.5598e-06 | 5.2751e-06 | 0.037351 | 0.037351 | 0.037351 | 0.97266 | -0.52723 | 0.97303 | -0.51988 | 10.2613
53 | -0.026207 | -0.0065842 | 0.02622 | 0.0065922 | 1.3007e-05 | 8.0559e-06 | 0.040084 | 0.040084 | 0.040084 | 0.97303 | -0.51988 | 0.97356 | -0.50949 | 11.012
54 | 0.074596 | 0.018784 | -0.074557 | -0.01876 | 3.8239e-05 | 2.4375e-05 | 0.11385 | 0.11385 | 0.11385 | 0.97521 | -0.47708 | 0.97466 | -0.48781 | 31.2785
55 | 0.0040111 | 0.0010051 | -0.0040108 | -0.0010052 | 2.883e-07 | -7.8166e-08 | 0.0060813 | 0.0060814 | 0.0060814 | 0.98145 | -0.35513 | 0.98137 | -0.35664 | 1.6707
56 | -0.14757 | -0.03746 | 0.14758 | 0.037466 | 1.0065e-05 | 6.332e-06 | 0.22311 | 0.22311 | 0.22311 | 0.98496 | -0.28706 | 0.98503 | -0.28564 | 15.3238
57 | 0.011144 | 0.0027936 | -0.011143 | -0.0027931 | 9.3305e-07 | 4.9161e-07 | 0.017077 | 0.017077 | 0.017077 | 0.97105 | -0.55898 | 0.97096 | -0.56074 | 4.6914
58 | -0.048513 | -0.012228 | 0.048519 | 0.012232 | 5.6776e-06 | 3.5989e-06 | 0.073891 | 0.073891 | 0.073891 | 0.97729 | -0.43624 | 0.97741 | -0.4338 | 20.2997
59 | 0.0035245 | 0.00088303 | -0.0035242 | -0.00088324 | 3.8705e-07 | -2.0131e-07 | 0.0053664 | 0.0053665 | 0.0053665 | 0.97729 | -0.43624 | 0.97717 | -0.43855 | 1.4743
60 | 0.0012093 | 0.00030292 | -0.0012093 | -0.00030308 | 1.7519e-08 | -1.6153e-07 | 0.001841 | 0.0018411 | 0.0018411 | 0.97741 | -0.4338 | 0.9774 | -0.4341 | 0.5058
61 | -0.049728 | -0.012535 | 0.049799 | 0.012579 | 7.0919e-05 | 4.4974e-05 | 0.075732 | 0.075732 | 0.075732 | 0.97741 | -0.4338 | 0.97893 | -0.40404 | 20.8055
62 | -0.051173 | -0.01299 | 0.051241 | 0.013033 | 6.822e-05 | 4.3277e-05 | 0.077551 | 0.077551 | 0.077551 | 0.98262 | -0.3323 | 0.98406 | -0.30463 | 21.3053
63 | 0.051173 | 0.01299 | -0.051146 | -0.012973 | 2.6777e-05 | 1.6987e-05 | 0.077551 | 0.077551 | 0.077551 | 0.98262 | -0.3323 | 0.98206 | -0.34318 | 21.3053
64 | 0.0064626 | 0.0016194 | -0.0064624 | -0.0016193 | 1.6371e-07 | 4.6696e-08 | 0.0097721 | 0.0097722 | 0.0097722 | 0.98406 | -0.30463 | 0.98403 | -0.30516 | 2.6847
65 | -0.057703 | -0.014653 | 0.057851 | 0.014747 | 0.00014814 | 9.4151e-05 | 0.087323 | 0.087323 | 0.087323 | 0.98406 | -0.30463 | 0.98682 | -0.25143 | 23.9899
66 | 0.050257 | 0.01275 | -0.05022 | -0.012727 | 3.6223e-05 | 2.2972e-05 | 0.076204 | 0.076204 | 0.076204 | 0.98206 | -0.34318 | 0.98129 | -0.35818 | 20.9352
67 | -0.075383 | -0.019143 | 0.075492 | 0.019212 | 0.0001094 | 6.8864e-05 | 0.11376 | 0.11376 | 0.11376 | 0.98682 | -0.25143 | 0.98838 | -0.22132 | 15.6262
68 | 0.017531 | 0.004396 | -0.017529 | -0.0043949 | 1.8581e-06 | 1.0986e-06 | 0.026436 | 0.026436 | 0.026436 | 0.98682 | -0.25143 | 0.9867 | -0.25365 | 7.2626
69 | -0.080473 | -0.02046 | 0.080481 | 0.020465 | 7.9642e-06 | 4.8008e-06 | 0.12126 | 0.12126 | 0.12126 | 0.98838 | -0.22132 | 0.98849 | -0.21926 | 8.3281
70 | 0.01447 | 0.0036281 | -0.014465 | -0.0036252 | 5.0642e-06 | 2.879e-06 | 0.021822 | 0.021822 | 0.021822 | 0.9867 | -0.25365 | 0.98632 | -0.261 | 5.995
71 | 0.0019498 | 0.00048834 | -0.0019498 | -0.00048849 | 4.5812e-08 | -1.492e-07 | 0.0029483 | 0.0029484 | 0.0029484 | 0.98403 | -0.30516 | 0.984 | -0.30565 | 0.81
72 | 0.05022 | 0.012727 | -0.05011 | -0.012657 | 0.0001104 | 7.0017e-05 | 0.076204 | 0.076204 | 0.076204 | 0.98129 | -0.35818 | 0.97893 | -0.40404 | 20.9352
73 | 0.00031084 | 7.7758e-05 | -0.00031084 | -7.7903e-05 | 9.7117e-10 | -1.4524e-07 | 0.00047244 | 0.00047249 | 0.00047249 | 0.97893 | -0.40404 | 0.97893 | -0.40411 | 0.1298
74 | 0.033561 | 0.0084423 | -0.033542 | -0.0084303 | 1.9141e-05 | 1.2008e-05 | 0.051248 | 0.051248 | 0.051248 | 0.97467 | -0.48765 | 0.97406 | -0.49959 | 14.0792
75 | 0.0060791 | 0.0015235 | -0.0060788 | -0.0015234 | 3.4115e-07 | 8.8514e-08 | 0.0093129 | 0.009313 | 0.009313 | 0.97132 | -0.55381 | 0.97126 | -0.55498 | 2.5585
76 | -0.009118 | -0.0022851 | 0.0091185 | 0.0022853 | 5.0603e-07 | 2.3825e-07 | 0.013968 | 0.013968 | 0.013968 | 0.97132 | -0.55381 | 0.97137 | -0.55264 | 3.8375
77 | 0.0030407 | 0.00076194 | -0.0030406 | -0.00076204 | 1.0523e-07 | -9.268e-08 | 0.0046584 | 0.0046585 | 0.0046585 | 0.97126 | -0.55498 | 0.97122 | -0.55571 | 1.2798
78 | -0.021327 | -0.0053452 | 0.021341 | 0.0053541 | 1.4605e-05 | 8.8954e-06 | 0.03267 | 0.03267 | 0.03267 | 0.97137 | -0.55264 | 0.9721 | -0.53828 | 8.9752
79 | 0.012208 | 0.0030599 | -0.012207 | -0.0030594 | 9.4663e-07 | 5.165e-07 | 0.018701 | 0.018701 | 0.018701 | 0.97137 | -0.55264 | 0.97129 | -0.55427 | 5.1378
80 | -0.024378 | -0.0061153 | 0.024391 | 0.0061228 | 1.2154e-05 | 7.49e-06 | 0.037318 | 0.037318 | 0.037318 | 0.9721 | -0.53828 | 0.97263 | -0.52782 | 10.2523
81 | 0.0060776 | 0.0015232 | -0.0060773 | -0.0015231 | 2.5903e-07 | 6.7167e-08 | 0.0093108 | 0.0093108 | 0.0093108 | 0.97129 | -0.55427 | 0.97125 | -0.55516 | 2.5579
82 | -0.027429 | -0.0068842 | 0.027451 | 0.0068977 | 2.1736e-05 | 1.3502e-05 | 0.041967 | 0.041966 | 0.041967 | 0.97263 | -0.52782 | 0.97347 | -0.51122 | 11.5293
83 | 0.0030382 | 0.00076144 | -0.0030382 | -0.00076145 | 9.4955e-09 | -8.3861e-09 | 0.0046548 | 0.0046548 | 0.0046548 | 0.97125 | -0.55516 | 0.97124 | -0.55523 | 1.2788
84 | -0.0030368 | -0.00076102 | 0.003037 | 0.00076084 | 2.077e-07 | -1.8735e-07 | 0.0046395 | 0.0046393 | 0.0046395 | 0.97399 | -0.50103 | 0.97406 | -0.49959 | 1.2746
85 | 0.0030368 | 0.00076102 | -0.0030367 | -0.00076108 | 6.0724e-08 | -5.4764e-08 | 0.0046395 | 0.0046395 | 0.0046395 | 0.97399 | -0.50103 | 0.97397 | -0.50145 | 1.2746
86 | 0.030505 | 0.0076695 | -0.030488 | -0.0076589 | 1.6928e-05 | 1.0576e-05 | 0.046609 | 0.046609 | 0.046609 | 0.97406 | -0.49959 | 0.97347 | -0.51122 | 12.8046
87 | 0.15345 | 0.039 | -0.15328 | -0.038893 | 0.00017023 | 0.00010723 | 0.23171 | 0.23172 | 0.23172 | 0.98623 | -0.26258 | 0.98503 | -0.28564 | 15.9145
88 | -0.15345 | -0.039 | 0.15364 | 0.039125 | 0.0001975 | 0.0001244 | 0.23171 | 0.23171 | 0.23171 | 0.98623 | -0.26258 | 0.98761 | -0.23589 | 15.9145
89 | -0.156 | -0.039715 | 0.15606 | 0.039755 | 6.449e-05 | 4.0637e-05 | 0.23526 | 0.23526 | 0.23526 | 0.98761 | -0.23589 | 0.98806 | -0.22732 | 16.1581
90 | -0.0063876 | -0.0016005 | 0.0063878 | 0.0016005 | 2.468e-07 | 6.727e-08 | 0.0096305 | 0.0096305 | 0.0096305 | 0.98693 | -0.24946 | 0.98698 | -0.24865 | 2.6458
91 | 0.0063876 | 0.0016005 | -0.0063867 | -0.0016002 | 9.4089e-07 | 2.5654e-07 | 0.0096305 | 0.0096307 | 0.0096307 | 0.98693 | -0.24946 | 0.98677 | -0.25256 | 2.6458
92 | 0.011067 | 0.0027744 | -0.011065 | -0.0027731 | 2.5874e-06 | 1.3393e-06 | 0.016686 | 0.016686 | 0.016686 | 0.98698 | -0.24865 | 0.98672 | -0.25356 | 4.5841
93 | -0.017455 | -0.004375 | 0.017462 | 0.0043792 | 7.1882e-06 | 4.2465e-06 | 0.026316 | 0.026316 | 0.026316 | 0.98698 | -0.24865 | 0.98742 | -0.24001 | 7.2298
94 | 0.0032295 | 0.00080896 | -0.0032293 | -0.00080918 | 2.7204e-07 | -2.1662e-07 | 0.0048698 | 0.00487 | 0.00487 | 0.98677 | -0.25256 | 0.98668 | -0.25433 | 1.3379
95 | 0.0032293 | 0.00080918 | -0.0032291 | -0.00080929 | 1.4259e-07 | -1.135e-07 | 0.00487 | 0.00487 | 0.00487 | 0.98668 | -0.25433 | 0.98664 | -0.25525 | 1.3379
96 | 0.0019498 | 0.00048849 | -0.0019497 | -0.00048865 | 4.9034e-08 | -1.5968e-07 | 0.0029484 | 0.0029485 | 0.0029485 | 0.984 | -0.30565 | 0.98398 | -0.30618 | 0.81002
97 | -0.10475 | -0.026559 | 0.10479 | 0.026585 | 4.2426e-05 | 2.622e-05 | 0.1578 | 0.1578 | 0.1578 | 0.98849 | -0.21926 | 0.98892 | -0.21084 | 10.8376
98 | 0.02427 | 0.0060941 | -0.024247 | -0.0060797 | 2.3406e-05 | 1.4381e-05 | 0.036539 | 0.036539 | 0.036539 | 0.98849 | -0.21926 | 0.98745 | -0.2395 | 10.0383
99 | 0.010354 | 0.0025951 | -0.010354 | -0.0025949 | 3.0927e-07 | 1.548e-07 | 0.015621 | 0.015621 | 0.015621 | 0.98632 | -0.261 | 0.98629 | -0.26162 | 4.2915
100 | 0.071569 | 0.018011 | -0.071511 | -0.017974 | 5.8299e-05 | 3.7149e-05 | 0.10929 | 0.10929 | 0.10929 | 0.97466 | -0.48781 | 0.97379 | -0.50487 | 30.0251
101 | 0.068938 | 0.017329 | -0.068922 | -0.017319 | 1.5215e-05 | 9.6924e-06 | 0.10536 | 0.10536 | 0.10536 | 0.97379 | -0.50487 | 0.97356 | -0.50949 | 28.9449
102 | 0.042702 | 0.010727 | -0.042679 | -0.010712 | 2.3419e-05 | 1.4806e-05 | 0.065276 | 0.065276 | 0.065276 | 0.97356 | -0.50949 | 0.97298 | -0.52099 | 17.933
103 | 0.038224 | 0.0095956 | -0.038217 | -0.0095909 | 7.5005e-06 | 4.7277e-06 | 0.058464 | 0.058464 | 0.058464 | 0.97298 | -0.52099 | 0.97277 | -0.5251 | 16.0614
104 | 0.03058 | 0.0076771 | -0.030557 | -0.0076626 | 2.306e-05 | 1.441e-05 | 0.046783 | 0.046783 | 0.046783 | 0.97277 | -0.5251 | 0.97197 | -0.54093 | 12.8524
105 | 0.0090473 | 0.0022679 | -0.0090443 | -0.0022665 | 2.9784e-06 | 1.3954e-06 | 0.013865 | 0.013865 | 0.013865 | 0.97096 | -0.56074 | 0.97061 | -0.56765 | 3.8092
106 | 0.0031848 | 0.00079797 | -0.0031846 | -0.00079814 | 2.264e-07 | -1.6809e-07 | 0.0048825 | 0.0048826 | 0.0048826 | 0.97061 | -0.56765 | 0.97054 | -0.56914 | 1.3414
107 | -0.014387 | -0.0036072 | 0.014388 | 0.0036077 | 9.6079e-07 | 5.4958e-07 | 0.022038 | 0.022038 | 0.022038 | 0.97146 | -0.55095 | 0.97153 | -0.54954 | 6.0544
108 | 0.012755 | 0.0031981 | -0.012752 | -0.0031965 | 2.9727e-06 | 1.6455e-06 | 0.019538 | 0.019538 | 0.019538 | 0.97146 | -0.55095 | 0.97121 | -0.55584 | 5.3676
109 | -0.017882 | -0.0044833 | 0.017889 | 0.0044876 | 7.1131e-06 | 4.2392e-06 | 0.027389 | 0.027389 | 0.027389 | 0.97153 | -0.54954 | 0.97195 | -0.5412 | 7.5245
110 | 0.010895 | 0.002731 | -0.010894 | -0.0027307 | 6.3421e-07 | 3.3079e-07 | 0.016693 | 0.016693 | 0.016693 | 0.97121 | -0.55584 | 0.97115 | -0.55706 | 4.5859
111 | -0.02647 | -0.0066381 | 0.02647 | 0.0066383 | 3.463e-07 | 2.1466e-07 | 0.040526 | 0.040526 | 0.040526 | 0.97195 | -0.5412 | 0.97197 | -0.54093 | 11.1334
112 | 0.0096502 | 0.0024189 | -0.0096477 | -0.0024177 | 2.4603e-06 | 1.2034e-06 | 0.014786 | 0.014786 | 0.014786 | 0.97115 | -0.55706 | 0.97088 | -0.56241 | 4.0622
113 | 0.003001 | 0.00075212 | -0.003001 | -0.00075213 | 3.918e-09 | -3.5978e-09 | 0.0045999 | 0.0045999 | 0.0045999 | 0.9708 | -0.56408 | 0.97079 | -0.56411 | 1.2637
114 | -0.0070322 | -0.0017622 | 0.0070334 | 0.0017626 | 1.2809e-06 | 4.1453e-07 | 0.01049 | 0.01049 | 0.01049 | 0.99749 | -0.047708 | 0.99769 | -0.043885 | 2.8819
115 | 0.0026604 | 0.00066649 | -0.0026603 | -0.00066673 | 1.5044e-07 | -2.3617e-07 | 0.0039686 | 0.0039688 | 0.0039688 | 0.99749 | -0.047708 | 0.99743 | -0.048895 | 1.0903
116 | -0.011984 | -0.0030033 | 0.011986 | 0.0030044 | 2.2114e-06 | 1.1742e-06 | 0.017873 | 0.017873 | 0.017873 | 0.99769 | -0.043885 | 0.99789 | -0.040012 | 4.9103
117 | -0.015282 | -0.0038304 | 0.015285 | 0.0038322 | 3.1669e-06 | 1.8143e-06 | 0.022788 | 0.022788 | 0.022788 | 0.99789 | -0.040012 | 0.99811 | -0.035663 | 6.2604
118 | -0.018945 | -0.0047494 | 0.018946 | 0.0047502 | 1.2744e-06 | 7.5993e-07 | 0.028244 | 0.028244 | 0.028244 | 0.99811 | -0.035663 | 0.99819 | -0.034251 | 7.7593
119 | -0.35433 | -0.090843 | 0.35475 | 0.091108 | 0.00041497 | 0.00026475 | 0.52894 | 0.52894 | 0.52894 | 0.99819 | -0.034251 | 0.99946 | -0.010128 | 36.3281
120 | 0.33539 | 0.086093 | -0.33505 | -0.085875 | 0.00034172 | 0.00021794 | 0.50069 | 0.50069 | 0.50069 | 0.99819 | -0.034251 | 0.99708 | -0.055267 | 34.3883
121 | -0.3589 | -0.092148 | 0.35892 | 0.092163 | 2.3261e-05 | 1.4842e-05 | 0.53512 | 0.53512 | 0.53512 | 0.99946 | -0.010128 | 0.99953 | -0.0087932 | 36.7525
122 | 0.33132 | 0.08494 | -0.33075 | -0.084581 | 0.00056383 | 0.00035957 | 0.49513 | 0.49513 | 0.49513 | 0.99708 | -0.055267 | 0.99522 | -0.090431 | 34.0059
123 | 0.3268 | 0.083591 | -0.32653 | -0.083418 | 0.00027202 | 0.00017346 | 0.48922 | 0.48922 | 0.48922 | 0.99522 | -0.090431 | 0.99432 | -0.10765 | 33.6005
124 | 0.032 | 0.0080376 | -0.031988 | -0.0080298 | 1.2528e-05 | 7.8294e-06 | 0.047895 | 0.047895 | 0.047895 | 0.99432 | -0.10765 | 0.99389 | -0.11585 | 13.1581
125 | 0.29453 | 0.07538 | -0.29378 | -0.0749 | 0.00075289 | 0.00047972 | 0.44133 | 0.44133 | 0.44133 | 0.99432 | -0.10765 | 0.99154 | -0.16059 | 30.311
126 | 0.029534 | 0.0074147 | -0.029517 | -0.0074042 | 1.6996e-05 | 1.0577e-05 | 0.044222 | 0.044222 | 0.044222 | 0.99389 | -0.11585 | 0.99327 | -0.12792 | 12.1488
127 | 0.29097 | 0.074197 | -0.29094 | -0.074178 | 2.9657e-05 | 1.8895e-05 | 0.43712 | 0.43712 | 0.43712 | 0.99154 | -0.16059 | 0.99143 | -0.1627 | 30.0217
128 | 0.025949 | 0.0065101 | -0.025942 | -0.0065052 | 7.8712e-06 | 4.8579e-06 | 0.038877 | 0.038877 | 0.038877 | 0.99327 | -0.12792 | 0.99294 | -0.13429 | 10.6806
129 | 0.28577 | 0.072881 | -0.28544 | -0.072674 | 0.00032562 | 0.00020742 | 0.42935 | 0.42935 | 0.42935 | 0.99143 | -0.1627 | 0.9902 | -0.18632 | 29.4886
130 | 0.022741 | 0.0057031 | -0.02274 | -0.0057025 | 9.0896e-07 | 5.5474e-07 | 0.034081 | 0.034081 | 0.034081 | 0.99294 | -0.13429 | 0.9929 | -0.13513 | 9.3629
131 | 0.11636 | 0.029532 | -0.11631 | -0.029502 | 4.8055e-05 | 2.9894e-05 | 0.17499 | 0.17499 | 0.17499 | 0.9902 | -0.18632 | 0.98975 | -0.19491 | 12.0183
132 | 0.16909 | 0.043142 | -0.16899 | -0.043082 | 9.4439e-05 | 5.9641e-05 | 0.25437 | 0.25437 | 0.25437 | 0.9902 | -0.18632 | 0.98959 | -0.19789 | 17.4703
133 | 0.017555 | 0.0044029 | -0.017546 | -0.0043976 | 9.0252e-06 | 5.3267e-06 | 0.02631 | 0.02631 | 0.02631 | 0.9929 | -0.13513 | 0.99234 | -0.14592 | 7.228
134 | 0.0129 | 0.0032333 | -0.0129 | -0.0032332 | 1.8182e-07 | 9.9623e-08 | 0.019343 | 0.019343 | 0.019343 | 0.99234 | -0.14592 | 0.99232 | -0.14621 | 5.3141
135 | 0.0076794 | 0.0019248 | -0.0076778 | -0.0019242 | 1.5941e-06 | 6.0621e-07 | 0.011515 | 0.011516 | 0.011516 | 0.99232 | -0.14621 | 0.9921 | -0.15057 | 3.1636
136 | 0.0027911 | 0.00069925 | -0.0027909 | -0.00069947 | 1.7006e-07 | -2.2181e-07 | 0.0041971 | 0.0041972 | 0.0041972 | 0.98951 | -0.19957 | 0.98944 | -0.20085 | 1.1531
137 | -0.0059887 | -0.0015007 | 0.0059892 | 0.0015008 | 4.7882e-07 | 1.0419e-07 | 0.0090057 | 0.0090057 | 0.0090057 | 0.98951 | -0.19957 | 0.98959 | -0.19789 | 2.4741
138 | 0.163 | 0.041582 | -0.16285 | -0.041482 | 0.0001572 | 9.918e-05 | 0.24536 | 0.24536 | 0.24536 | 0.98959 | -0.19789 | 0.98855 | -0.21788 | 16.8518
139 | 0.15869 | 0.040441 | -0.15862 | -0.040396 | 7.223e-05 | 4.5537e-05 | 0.23911 | 0.23911 | 0.23911 | 0.98855 | -0.21788 | 0.98806 | -0.22732 | 16.4224
140 | 0.1106 | 0.028073 | -0.11054 | -0.02803 | 6.848e-05 | 4.2472e-05 | 0.16641 | 0.16641 | 0.16641 | 0.98975 | -0.19491 | 0.98908 | -0.20779 | 11.4294
141 | 0.10628 | 0.026964 | -0.10627 | -0.026954 | 1.5568e-05 | 9.6305e-06 | 0.16001 | 0.16001 | 0.16001 | 0.98908 | -0.20779 | 0.98892 | -0.21084 | 10.9898
142 | 0.0058902 | 0.0014762 | -0.0058899 | -0.0014762 | 2.104e-07 | 4.3828e-08 | 0.0088826 | 0.0088826 | 0.0088826 | 0.98672 | -0.25356 | 0.98668 | -0.25431 | 2.4403
143 | -0.02109 | -0.0052885 | 0.021091 | 0.0052888 | 5.1861e-07 | 3.144e-07 | 0.031784 | 0.031784 | 0.031784 | 0.98742 | -0.24001 | 0.98745 | -0.2395 | 8.7318
144 | 0.0068982 | 0.0017289 | -0.0068975 | -0.0017286 | 6.8993e-07 | 2.248e-07 | 0.010407 | 0.010407 | 0.010407 | 0.98629 | -0.26162 | 0.98618 | -0.26372 | 2.8592
145 | 0.0035458 | 0.00088862 | -0.0035458 | -0.00088865 | 6.1756e-08 | -3.3882e-08 | 0.0053501 | 0.0053502 | 0.0053502 | 0.98618 | -0.26372 | 0.98617 | -0.26409 | 1.4698
146 | 0.0043482 | 0.0010893 | -0.0043475 | -0.0010894 | 7.0036e-07 | -7.7037e-08 | 0.0066472 | 0.0066473 | 0.0066473 | 0.97335 | -0.51371 | 0.97318 | -0.51709 | 1.8262
147 | 0.0039807 | 0.00099747 | -0.0039807 | -0.00099748 | 4.3329e-08 | -1.1022e-08 | 0.0060866 | 0.0060866 | 0.0060866 | 0.97318 | -0.51709 | 0.97317 | -0.51732 | 1.6721
148 | 0.0024683 | 0.00061845 | -0.0024683 | -0.00061847 | 1.2107e-08 | -2.0413e-08 | 0.0037741 | 0.0037741 | 0.0037741 | 0.97317 | -0.51732 | 0.97316 | -0.51742 | 1.0368
149 | 0.00047599 | 0.00011915 | -0.00047599 | -0.00011929 | 2.3536e-09 | -1.4572e-07 | 0.00072776 | 0.00072782 | 0.00072782 | 0.97316 | -0.51742 | 0.97316 | -0.51752 | 0.19995

## res_trafo
| p_hv_mw | q_hv_mvar | p_lv_mw | q_lv_mvar | pl_mw | ql_mvar | i_hv_ka | i_lv_ka | vm_hv_pu | va_hv_degree | vm_lv_pu | va_lv_degree | loading_percent
0 | -1.2729e-15 | -1.3162e-15 | 0.00165 | 1.2699e-07 | 0.00165 | 1.2699e-07 | 5.2857e-17 | 0.0023815 | 0.99998 | 149.9956 | 1 | 0 | 0.2619

## res_ext_grid
| p_mw | q_mvar
0 | 0.52853 | 0.13523

## res_load
| p_mw | q_mvar
0 | 0.060548 | 0.015175
1 | 0.010385 | 0.0026028
2 | 0.0060029 | 0.0015045
3 | 0.0010376 | 0.00026005
4 | 0.00034283 | 8.5921e-05
5 | 0.023376 | 0.0058587
6 | 0.0026636 | 0.00066757
7 | 0.00032312 | 8.0981e-05
8 | 0.00066289 | 0.00016614
9 | 0.00086759 | 0.00021744
10 | 0.0038268 | 0.00095908
11 | 0.029386 | 0.0073649
12 | 0.006328 | 0.0015859
13 | 0.0022535 | 0.00056479
14 | 0.0015869 | 0.00039771
15 | 0.022016 | 0.0055178
16 | 0.0039193 | 0.00098227
17 | 0.0077174 | 0.0019342
18 | 0.0047245 | 0.0011841
19 | 0.0043635 | 0.0010936
20 | 0.0075796 | 0.0018996
21 | 0.010849 | 0.0027191
22 | 0.0048372 | 0.0012123
23 | 0.0038608 | 0.00096762
24 | 0.002823 | 0.00070751
25 | 0.0017868 | 0.00044782
26 | 0.0053385 | 0.001338
27 | 0.0039372 | 0.00098676
28 | 0.011911 | 0.0029852
29 | 0.0046531 | 0.0011662
30 | 0.0040108 | 0.0010052
31 | 0.00043784 | 0.00010973
32 | 0.0035242 | 0.00088324
33 | 0.00088923 | 0.00022286
34 | 0.0049809 | 0.0012483
35 | 0.0030596 | 0.00076681
36 | 0.0045126 | 0.001131
37 | 0.00031084 | 7.7903e-05
38 | 0.003041 | 0.00076215
39 | 0.0030389 | 0.00076162
40 | 0.0030381 | 0.00076142
41 | 0.0030406 | 0.00076204
42 | 0.003037 | 0.00076116
43 | 0.0061297 | 0.0015362
44 | 0.0030382 | 0.00076145
45 | 0.0030391 | 0.00076167
46 | 0.0030367 | 0.00076108
47 | 0.0030371 | 0.00076118
48 | 0.0030382 | 0.00076145
49 | 0.0012093 | 0.00030308
50 | 0.0056935 | 0.0014269
51 | 0.0023552 | 0.00059026
52 | 0.0031571 | 0.00079125
53 | 0.0032291 | 0.00080929
54 | 0.0041103 | 0.0010301
55 | 0.0029885 | 0.00074899
56 | 0.002573 | 0.00064486
57 | 0.0044545 | 0.0011164
58 | 0.0076362 | 0.0019138
59 | 0.0020955 | 0.00052518
60 | 0.0058595 | 0.0014685
61 | 0.0031846 | 0.00079814
62 | 0.0016321 | 0.00040904
63 | 0.0034938 | 0.00087562
64 | 0.0018572 | 0.00046546
65 | 0.0085806 | 0.0021505
66 | 0.0012442 | 0.00031184
67 | 0.0040872 | 0.0010243
68 | 0.0022274 | 0.00055824
69 | 0.0028319 | 0.00070973
70 | 0.003001 | 0.00075213
71 | 0.0043717 | 0.0010957
72 | 0.0049504 | 0.0012407
73 | 0.0026603 | 0.00066673
74 | 0.0032956 | 0.00082597
75 | 0.0036598 | 0.00091724
76 | 0.0041509 | 0.0010403
77 | 0.0037307 | 0.00093501
78 | 0.0039486 | 0.00098961
79 | 0.002454 | 0.00061502
80 | 0.0028072 | 0.00070354
81 | 0.0035674 | 0.00089408
82 | 0.0051724 | 0.0012963
83 | 0.0033371 | 0.00083635
84 | 0.0032005 | 0.00080213
85 | 0.0051854 | 0.0012996
86 | 0.0046459 | 0.0011644
87 | 0.0052203 | 0.0013083
88 | 0.0076778 | 0.0019242
89 | 0.0031976 | 0.00080141
90 | 0.0027909 | 0.00069947
91 | 0.0041532 | 0.0010409
92 | 0.0025553 | 0.00064042
93 | 0.0057038 | 0.0014295
94 | 0.0042549 | 0.0010664
95 | 0.0051746 | 0.0012969
96 | 0.0036281 | 0.0009093
97 | 0.0031557 | 0.0007909
98 | 0.0014725 | 0.00036905
99 | 0.0058899 | 0.0014762
100 | 0.0034557 | 0.00086608
101 | 0.0033517 | 0.00084002
102 | 0.0035458 | 0.00088865
103 | 0.00025001 | 6.2659e-05
104 | 0.00036676 | 9.192e-05
105 | 0.0015124 | 0.00037903
106 | 0.0019923 | 0.00049932
107 | 0.00047599 | 0.00011929
108 | 0.0019497 | 0.00048865

## dtypes
| element | column | dtype
0 | bus | name | object
1 | bus | vn_kv | float64
2 | bus | type | object
3 | bus | zone | object
4 | bus | in_service | bool
5 | load | name | object
6 | load | bus | uint32
7 | load | p_mw | float64
8 | load | q_mvar | float64
9 | load | const_z_percent | float64
10 | load | const_i_percent | float64
11 | load | sn_mva | float64
12 | load | scaling | float64
13 | load | in_service | bool
14 | load | type | object
15 | ext_grid | name | object
16 | ext_grid | bus | uint32
17 | ext_grid | vm_pu | float64
18 | ext_grid | va_degree | float64
19 | ext_grid | slack_weight | float64
20 | ext_grid | in_service | bool
21 | line | name | object
22 | line | std_type | object
23 | line | from_bus | uint32
24 | line | to_bus | uint32
25 | line | length_km | float64
26 | line | r_ohm_per_km | float64
27 | line | x_ohm_per_km | float64
28 | line | c_nf_per_km | float64
29 | line | g_us_per_km | float64
30 | line | max_i_ka | float64
31 | line | df | float64
32 | line | parallel | uint32
33 | line | type | object
34 | line | in_service | bool
35 | trafo | name | object
36 | trafo | std_type | object
37 | trafo | hv_bus | uint32
38 | trafo | lv_bus | uint32
39 | trafo | sn_mva | float64
40 | trafo | vn_hv_kv | float64
41 | trafo | vn_lv_kv | float64
42 | trafo | vk_percent | float64
43 | trafo | vkr_percent | float64
44 | trafo | pfe_kw | float64
45 | trafo | i0_percent | float64
46 | trafo | shift_degree | float64
47 | trafo | tap_side | object
48 | trafo | tap_neutral | int32
49 | trafo | tap_min | int32
50 | trafo | tap_max | int32
51 | trafo | tap_step_percent | float64
52 | trafo | tap_step_degree | float64
53 | trafo | tap_pos | int32
54 | trafo | tap_phase_shifter | bool
55 | trafo | parallel | uint32
56 | trafo | df | float64
57 | trafo | in_service | bool
58 | line_geodata | coords | object
59 | bus_geodata | x | float64
60 | bus_geodata | y | float64
61 | bus_geodata | coords | object
62 | res_bus | vm_pu | float64
63 | res_bus | va_degree | float64
64 | res_bus | p_mw | float64
65 | res_bus | q_mvar | float64
66 | res_line | p_from_mw | float64
67 | res_line | q_from_mvar | float64
68 | res_line | p_to_mw | float64
69 | res_line | q_to_mvar | float64
70 | res_line | pl_mw | float64
71 | res_line | ql_mvar | float64
72 | res_line | i_from_ka | float64
73 | res_line | i_to_ka | float64
74 | res_line | i_ka | float64
75 | res_line | vm_from_pu | float64
76 | res_line | va_from_degree | float64
77 | res_line | vm_to_pu | float64
78 | res_line | va_to_degree | float64
79 | res_line | loading_percent | float64
80 | res_trafo | p_hv_mw | float64
81 | res_trafo | q_hv_mvar | float64
82 | res_trafo | p_lv_mw | float64
83 | res_trafo | q_lv_mvar | float64
84 | res_trafo | pl_mw | float64
85 | res_trafo | ql_mvar | float64
86 | res_trafo | i_hv_ka | float64
87 | res_trafo | i_lv_ka | float64
88 | res_trafo | vm_hv_pu | float64
89 | res_trafo | va_hv_degree | float64
90 | res_trafo | vm_lv_pu | float64
91 | res_trafo | va_lv_degree | float64
92 | res_trafo | loading_percent | float64
93 | res_ext_grid | p_mw | float64
94 | res_ext_grid | q_mvar | float64
95 | res_load | p_mw | float64
96 | res_load | q_mvar | float64

## parameters
| version | format_version | converged | OPF_converged | name | f_hz | sn_mva
0 | 2.14.6 | 2.14.0 | TRUE | FALSE |  | 50 | 1