## bus
| name | vn_kv | type | zone | in_service
0 | bus_LV_1708-14_0_6_node_0 | 0.4 | n |  | TRUE
1 | bus_LV_1708-14_0_6_node_1 | 0.4 | n |  | TRUE
2 | bus_LV_1708-14_0_6_node_2 | 0.4 | n |  | TRUE
3 | bus_LV_1708-14_0_6_node_3 | 0.4 | n |  | TRUE
4 | bus_LV_1708-14_0_6_node_4 | 0.4 | n |  | TRUE
5 | bus_LV_1708-14_0_6_node_57 | 0.4 | n |  | TRUE
6 | bus_LV_1708-14_0_6_node_14 | 0.4 | n |  | TRUE
7 | bus_LV_1708-14_0_6_node_54 | 0.4 | n |  | TRUE
8 | bus_LV_1708-14_0_6_node_13 | 0.4 | n |  | TRUE
9 | bus_LV_1708-14_0_6_node_5 | 0.4 | n |  | TRUE
10 | bus_LV_1708-14_0_6_node_6 | 0.4 | n |  | TRUE
11 | bus_LV_1708-14_0_6_node_7 | 0.4 | n |  | TRUE
12 | bus_LV_1708-14_0_6_node_8 | 0.4 | n |  | TRUE
13 | bus_LV_1708-14_0_6_node_37 | 0.4 | n |  | TRUE
14 | bus_LV_1708-14_0_6_node_36 | 0.4 | n |  | TRUE
15 | bus_LV_1708-14_0_6_node_9 | 0.4 | n |  | TRUE
16 | bus_LV_1708-14_0_6_node_10 | 0.4 | n |  | TRUE
17 | bus_LV_1708-14_0_6_node_11 | 0.4 | n |  | TRUE
18 | bus_LV_1708-14_0_6_node_12 | 0.4 | n |  | TRUE
19 | bus_LV_1708-14_0_6_node_38 | 0.4 | n |  | TRUE
20 | bus_LV_1708-14_0_6_node_39 | 0.4 | n |  | TRUE
21 | bus_LV_1708-14_0_6_node_40 | 0.4 | n |  | TRUE
22 | bus_LV_1708-14_0_6_node_42 | 0.4 | n |  | TRUE
23 | bus_LV_1708-14_0_6_node_15 | 0.4 | n |  | TRUE
24 | bus_LV_1708-14_0_6_node_16 | 0.4 | n |  | TRUE
25 | bus_LV_1708-14_0_6_node_17 | 0.4 | n |  | TRUE
26 | bus_LV_1708-14_0_6_node_18 | 0.4 | n |  | TRUE
27 | bus_LV_1708-14_0_6_node_44 | 0.4 | n |  | TRUE
28 | bus_LV_1708-14_0_6_node_27 | 0.4 | n |  | TRUE
29 | bus_LV_1708-14_0_6_node_29 | 0.4 | n |  | TRUE
30 | bus_LV_1708-14_0_6_node_30 | 0.4 | n |  | TRUE
31 | bus_LV_1708-14_0_6_node_25 | 0.4 | n |  | TRUE
32 | bus_LV_1708-14_0_6_node_45 | 0.4 | n |  | TRUE
33 | bus_LV_1708-14_0_6_node_19 | 0.4 | n |  | TRUE
34 | bus_LV_1708-14_0_6_node_20 | 0.4 | n |  | TRUE
35 | bus_LV_1708-14_0_6_node_21 | 0.4 | n |  | TRUE
36 | bus_LV_1708-14_0_6_node_22 | 0.4 | n |  | TRUE
37 | bus_LV_1708-14_0_6_node_43 | 0.4 | n |  | TRUE
38 | bus_LV_1708-14_0_6_node_23 | 0.4 | n |  | TRUE
39 | bus_LV_1708-14_0_6_node_24 | 0.4 | n |  | TRUE
40 | bus_LV_1708-14_0_6_node_26 | 0.4 | n |  | TRUE
41 | bus_LV_1708-14_0_6_node_28 | 0.4 | n |  | TRUE
42 | bus_LV_1708-14_0_6_node_65 | 0.4 | n |  | TRUE
43 | bus_LV_1708-14_0_6_node_62 | 0.4 | n |  | TRUE
44 | bus_LV_1708-14_0_6_node_69 | 0.4 | n |  | TRUE
45 | bus_LV_1708-14_0_6_node_108 | 0.4 | n |  | TRUE
46 | bus_LV_1708-14_0_6_node_105 | 0.4 | n |  | TRUE
47 | bus_LV_1708-14_0_6_node_60 | 0.4 | n |  | TRUE
48 | bus_LV_1708-14_0_6_node_51 | 0.4 | n |  | TRUE
49 | bus_LV_1708-14_0_6_node_31 | 0.4 | n |  | TRUE
50 | bus_LV_1708-14_0_6_node_32 | 0.4 | n |  | TRUE
51 | bus_LV_1708-14_0_6_node_33 | 0.4 | n |  | TRUE
52 | bus_LV_1708-14_0_6_node_34 | 0.4 | n |  | TRUE
53 | bus_LV_1708-14_0_6_node_35 | 0.4 | n |  | TRUE
54 | bus_LV_1708-14_0_6_node_48 | 0.4 | n |  | TRUE
55 | bus_LV_1708-14_0_6_node_49 | 0.4 | n |  | TRUE
56 | bus_LV_1708-14_0_6_node_46 | 0.4 | n |  | TRUE
57 | bus_LV_1708-14_0_6_node_47 | 0.4 | n |  | TRUE
58 | bus_LV_1708-14_0_6_node_52 | 0.4 | n |  | TRUE
59 | bus_LV_1708-14_0_6_node_53 | 0.4 | n |  | TRUE
60 | bus_LV_1708-14_0_6_node_50 | 0.4 | n |  | TRUE
61 | bus_LV_1708-14_0_6_node_55 | 0.4 | n |  | TRUE
62 | bus_LV_1708-14_0_6_node_56 | 0.4 | n |  | TRUE
63 | bus_LV_1708-14_0_6_node_68 | 0.4 | n |  | TRUE
64 | bus_LV_1708-14_0_6_node_91 | 0.4 | n |  | TRUE
65 | bus_LV_1708-14_0_6_node_89 | 0.4 | n |  | TRUE
66 | bus_LV_1708-14_0_6_node_67 | 0.4 | n |  | TRUE
67 | bus_LV_1708-14_0_6_node_90 | 0.4 | n |  | TRUE
68 | bus_LV_1708-14_0_6_node_58 | 0.4 | n |  | TRUE
69 | bus_LV_1708-14_0_6_node_59 | 0.4 | n |  | TRUE
70 | bus_LV_1708-14_0_6_node_77 | 0.4 | n |  | TRUE
71 | bus_LV_1708-14_0_6_node_73 | 0.4 | n |  | TRUE
72 | bus_LV_1708-14_0_6_node_61 | 0.4 | n |  | TRUE
73 | bus_LV_1708-14_0_6_node_63 | 0.4 | n |  | TRUE
74 | bus_LV_1708-14_0_6_node_64 | 0.4 | n |  | TRUE
75 | bus_LV_1708-14_0_6_node_66 | 0.4 | n |  | TRUE
76 | bus_LV_1708-14_0_6_node_123 | 0.4 | n |  | TRUE
77 | bus_LV_1708-14_0_6_node_107 | 0.4 | n |  | TRUE
78 | bus_LV_1708-14_0_6_node_70 | 0.4 | n |  | TRUE
79 | bus_LV_1708-14_0_6_node_71 | 0.4 | n |  | TRUE
80 | bus_LV_1708-14_0_6_node_72 | 0.4 | n |  | TRUE
81 | bus_LV_1708-14_0_6_node_74 | 0.4 | n |  | TRUE
82 | bus_LV_1708-14_0_6_node_76 | 0.4 | n |  | TRUE
83 | bus_LV_1708-14_0_6_node_78 | 0.4 | n |  | TRUE
84 | bus_LV_1708-14_0_6_node_79 | 0.4 | n |  | TRUE
85 | bus_LV_1708-14_0_6_node_75 | 0.4 | n |  | TRUE
86 | bus_LV_1708-14_0_6_node_80 | 0.4 | n |  | TRUE
87 | bus_LV_1708-14_0_6_node_81 | 0.4 | n |  | TRUE
88 | bus_LV_1708-14_0_6_node_92 | 0.4 | n |  | TRUE
89 | bus_LV_1708-14_0_6_node_85 | 0.4 | n |  | TRUE
90 | bus_LV_1708-14_0_6_node_82 | 0.4 | n |  | TRUE
91 | bus_LV_1708-14_0_6_node_93 | 0.4 | n |  | TRUE
92 | bus_LV_1708-14_0_6_node_87 | 0.4 | n |  | TRUE
93 | bus_LV_1708-14_0_6_node_83 | 0.4 | n |  | TRUE
94 | bus_LV_1708-14_0_6_node_84 | 0.4 | n |  | TRUE
95 | bus_LV_1708-14_0_6_node_86 | 0.4 | n |  | TRUE
96 | bus_LV_1708-14_0_6_node_146 | 0.4 | n |  | TRUE
97 | bus_LV_1708-14_0_6_node_95 | 0.4 | n |  | TRUE
98 | bus_LV_1708-14_0_6_node_147 | 0.4 | n |  | TRUE
99 | bus_LV_1708-14_0_6_node_145 | 0.4 | n |  | TRUE
100 | bus_LV_1708-14_0_6_node_94 | 0.4 | n |  | TRUE
101 | bus_LV_1708-14_0_6_node_101 | 0.4 | n |  | TRUE
102 | bus_LV_1708-14_0_6_node_100 | 0.4 | n |  | TRUE
103 | bus_LV_1708-14_0_6_node_96 | 0.4 | n |  | TRUE
104 | bus_LV_1708-14_0_6_node_97 | 0.4 | n |  | TRUE
105 | bus_LV_1708-14_0_6_node_98 | 0.4 | n |  | TRUE
106 | bus_LV_1708-14_0_6_node_99 | 0.4 | n |  | TRUE
107 | bus_LV_1708-14_0_6_node_129 | 0.4 | n |  | TRUE
108 | bus_LV_1708-14_0_6_node_112 | 0.4 | n |  | TRUE
109 | bus_LV_1708-14_0_6_node_121 | 0.4 | n |  | TRUE
110 | bus_LV_1708-14_0_6_node_113 | 0.4 | n |  | TRUE
111 | bus_LV_1708-14_0_6_node_102 | 0.4 | n |  | TRUE
112 | bus_LV_1708-14_0_6_node_103 | 0.4 | n |  | TRUE
113 | bus_LV_1708-14_0_6_node_104 | 0.4 | n |  | TRUE
114 | bus_LV_1708-14_0_6_node_106 | 0.4 | n |  | TRUE
115 | bus_LV_1708-14_0_6_node_109 | 0.4 | n |  | TRUE
116 | bus_LV_1708-14_0_6_node_110 | 0.4 | n |  | TRUE
117 | bus_LV_1708-14_0_6_node_111 | 0.4 | n |  | TRUE
118 | bus_LV_1708-14_0_6_node_124 | 0.4 | n |  | TRUE
119 | bus_LV_1708-14_0_6_node_114 | 0.4 | n |  | TRUE
120 | bus_LV_1708-14_0_6_node_115 | 0.4 | n |  | TRUE
121 | bus_LV_1708-14_0_6_node_116 | 0.4 | n |  | TRUE
122 | bus_LV_1708-14_0_6_node_117 | 0.4 | n |  | TRUE
123 | bus_LV_1708-14_0_6_node_118 | 0.4 | n |  | TRUE
124 | bus_LV_1708-14_0_6_node_119 | 0.4 | n |  | TRUE
125 | bus_LV_1708-14_0_6_node_120 | 0.4 | n |  | TRUE
126 | bus_LV_1708-14_0_6_node_122 | 0.4 | n |  | TRUE
127 | bus_LV_1708-14_0_6_node_131 | 0.4 | n |  | TRUE
128 | bus_LV_1708-14_0_6_node_130 | 0.4 | n |  | TRUE
129 | bus_LV_1708-14_0_6_node_126 | 0.4 | n |  | TRUE
130 | bus_LV_1708-14_0_6_node_132 | 0.4 | n |  | TRUE
131 | bus_LV_1708-14_0_6_node_141 | 0.4 | n |  | TRUE
132 | bus_LV_1708-14_0_6_node_127 | 0.4 | n |  | TRUE
133 | bus_LV_1708-14_0_6_node_128 | 0.4 | n |  | TRUE
134 | bus_LV_1708-14_0_6_node_140 | 0.4 | n |  | TRUE
135 | bus_LV_1708-14_0_6_node_133 | 0.4 | n |  | TRUE
136 | bus_LV_1708-14_0_6_node_134 | 0.4 | n |  | TRUE
137 | bus_LV_1708-14_0_6_node_135 | 0.4 | n |  | TRUE
138 | bus_LV_1708-14_0_6_node_153 | 0.4 | n |  | TRUE
139 | bus_LV_1708-14_0_6_node_154 | 0.4 | n |  | TRUE
140 | bus_LV_1708-14_0_6_node_136 | 0.4 | n |  | TRUE
141 | bus_LV_1708-14_0_6_node_137 | 0.4 | n |  | TRUE
142 | bus_LV_1708-14_0_6_node_138 | 0.4 | n |  | TRUE
143 | bus_LV_1708-14_0_6_node_139 | 0.4 | n |  | TRUE
144 | bus_LV_1708-14_0_6_node_143 | 0.4 | n |  | TRUE
145 | bus_LV_1708-14_0_6_node_144 | 0.4 | n |  | TRUE
146 | bus_LV_1708-14_0_6_node_142 | 0.4 | n |  | TRUE
147 | bus_LV_1708-14_0_6_node_148 | 0.4 | n |  | TRUE
148 | bus_LV_1708-14_0_6_node_149 | 0.4 | n |  | TRUE
149 | bus_LV_1708-14_0_6_node_150 | 0.4 | n |  | TRUE
150 | bus_LV_1708-14_0_6_node_151 | 0.4 | n |  | TRUE
151 | bus_LV_1708-14_0_6_node_152 | 0.4 | n |  | TRUE
152 | bus_LV_1708-14_0_6_node_155 | 0.4 | n |  | TRUE
153 | bus_MV_231_0_node_74 | 20 | n |  | TRUE

## load
| name | bus | p_mw | q_mvar | const_z_percent | const_i_percent | sn_mva | scaling | in_service | type
0 | LV_1708-14_0_6_load_0 | 0 | 0.010224 | 0.0025625 | 0 | 0 |  | 1 | TRUE | wye
1 | LV_1708-14_0_6_load_1 | 1 | 0.0036272 | 0.00090907 | 0 | 0 |  | 1 | TRUE | wye
2 | LV_1708-14_0_6_load_3 | 3 | 0.0016963 | 0.00042514 | 0 | 0 |  | 1 | TRUE | wye
3 | LV_1708-14_0_6_load_14 | 6 | 0.0023082 | 0.0005785 | 0 | 0 |  | 1 | TRUE | wye
4 | LV_1708-14_0_6_load_54 | 7 | 0.0020973 | 0.00052563 | 0 | 0 |  | 1 | TRUE | wye
5 | LV_1708-14_0_6_load_5 | 9 | 0.002663 | 0.00066741 | 0 | 0 |  | 1 | TRUE | wye
6 | LV_1708-14_0_6_load_6 | 10 | 0.0078499 | 0.0019674 | 0 | 0 |  | 1 | TRUE | wye
7 | LV_1708-14_0_6_load_7 | 11 | 0.0088751 | 0.0022243 | 0 | 0 |  | 1 | TRUE | wye
8 | LV_1708-14_0_6_load_8 | 12 | 0.0057859 | 0.0014501 | 0 | 0 |  | 1 | TRUE | wye
9 | LV_1708-14_0_6_load_37 | 13 | 0.0089762 | 0.0022496 | 0 | 0 |  | 1 | TRUE | wye
10 | LV_1708-14_0_6_load_36 | 14 | 0.002489 | 0.0006238 | 0 | 0 |  | 1 | TRUE | wye
11 | LV_1708-14_0_6_load_9 | 15 | 0.015814 | 0.0039634 | 0 | 0 |  | 1 | TRUE | wye
12 | LV_1708-14_0_6_load_10 | 16 | 0.018295 | 0.0045851 | 0 | 0 |  | 1 | TRUE | wye
13 | LV_1708-14_0_6_load_12 | 18 | 0.012078 | 0.003027 | 0 | 0 |  | 1 | TRUE | wye
14 | LV_1708-14_0_6_load_38 | 19 | 0.010905 | 0.0027329 | 0 | 0 |  | 1 | TRUE | wye
15 | LV_1708-14_0_6_load_39 | 20 | 0.0059931 | 0.001502 | 0 | 0 |  | 1 | TRUE | wye
16 | LV_1708-14_0_6_load_40 | 21 | 0.01138 | 0.0028521 | 0 | 0 |  | 1 | TRUE | wye
17 | LV_1708-14_0_6_load_15 | 23 | 0.029955 | 0.0075074 | 0 | 0 |  | 1 | TRUE | wye
18 | LV_1708-14_0_6_load_16 | 24 | 0.0099663 | 0.0024978 | 0 | 0 |  | 1 | TRUE | wye
19 | LV_1708-14_0_6_load_17 | 25 | 0.010776 | 0.0027006 | 0 | 0 |  | 1 | TRUE | wye
20 | LV_1708-14_0_6_load_44 | 27 | 0.010689 | 0.0026788 | 0 | 0 |  | 1 | TRUE | wye
21 | LV_1708-14_0_6_load_30 | 30 | 0.003872 | 0.00097042 | 0 | 0 |  | 1 | TRUE | wye
22 | LV_1708-14_0_6_load_25 | 31 | 0.010328 | 0.0025883 | 0 | 0 |  | 1 | TRUE | wye
23 | LV_1708-14_0_6_load_45 | 32 | 0.0040979 | 0.001027 | 0 | 0 |  | 1 | TRUE | wye
24 | LV_1708-14_0_6_load_19 | 33 | 0.016206 | 0.0040616 | 0 | 0 |  | 1 | TRUE | wye
25 | LV_1708-14_0_6_load_22 | 36 | 0.011167 | 0.0027988 | 0 | 0 |  | 1 | TRUE | wye
26 | LV_1708-14_0_6_load_43 | 37 | 0.017999 | 0.0045111 | 0 | 0 |  | 1 | TRUE | wye
27 | LV_1708-14_0_6_load_23 | 38 | 0.0026272 | 0.00065844 | 0 | 0 |  | 1 | TRUE | wye
28 | LV_1708-14_0_6_load_24 | 39 | 0.013592 | 0.0034064 | 0 | 0 |  | 1 | TRUE | wye
29 | LV_1708-14_0_6_load_26 | 40 | 0.0022929 | 0.00057465 | 0 | 0 |  | 1 | TRUE | wye
30 | LV_1708-14_0_6_load_28 | 41 | 0.0090012 | 0.0022559 | 0 | 0 |  | 1 | TRUE | wye
31 | LV_1708-14_0_6_load_62 | 43 | 0.004015 | 0.0010063 | 0 | 0 |  | 1 | TRUE | wye
32 | LV_1708-14_0_6_load_69 | 44 | 0.0040593 | 0.0010174 | 0 | 0 |  | 1 | TRUE | wye
33 | LV_1708-14_0_6_load_108 | 45 | 0.0035182 | 0.00088175 | 0 | 0 |  | 1 | TRUE | wye
34 | LV_1708-14_0_6_load_60 | 47 | 0.0056996 | 0.0014285 | 0 | 0 |  | 1 | TRUE | wye
35 | LV_1708-14_0_6_load_51 | 48 | 0.005714 | 0.0014321 | 0 | 0 |  | 1 | TRUE | wye
36 | LV_1708-14_0_6_load_31 | 49 | 0.0034193 | 0.00085695 | 0 | 0 |  | 1 | TRUE | wye
37 | LV_1708-14_0_6_load_32 | 50 | 0.004009 | 0.0010047 | 0 | 0 |  | 1 | TRUE | wye
38 | LV_1708-14_0_6_load_33 | 51 | 0.0049048 | 0.0012292 | 0 | 0 |  | 1 | TRUE | wye
39 | LV_1708-14_0_6_load_34 | 52 | 0.0032397 | 0.00081194 | 0 | 0 |  | 1 | TRUE | wye
40 | LV_1708-14_0_6_load_35 | 53 | 0.00304 | 0.0007619 | 0 | 0 |  | 1 | TRUE | wye
41 | LV_1708-14_0_6_load_48 | 54 | 0.003024 | 0.00075789 | 0 | 0 |  | 1 | TRUE | wye
42 | LV_1708-14_0_6_load_49 | 55 | 0.0023193 | 0.00058128 | 0 | 0 |  | 1 | TRUE | wye
43 | LV_1708-14_0_6_load_46 | 56 | 0.0035695 | 0.00089459 | 0 | 0 |  | 1 | TRUE | wye
44 | LV_1708-14_0_6_load_47 | 57 | 0.0096928 | 0.0024292 | 0 | 0 |  | 1 | TRUE | wye
45 | LV_1708-14_0_6_load_50 | 60 | 0.004905 | 0.0012293 | 0 | 0 |  | 1 | TRUE | wye
46 | LV_1708-14_0_6_load_55 | 61 | 0.0017316 | 0.00043399 | 0 | 0 |  | 1 | TRUE | wye
47 | LV_1708-14_0_6_load_68 | 63 | 0.0011727 | 0.0002939 | 0 | 0 |  | 1 | TRUE | wye
48 | LV_1708-14_0_6_load_91 | 64 | 0.0017367 | 0.00043527 | 0 | 0 |  | 1 | TRUE | wye
49 | LV_1708-14_0_6_load_89 | 65 | 0.0037111 | 0.00093009 | 0 | 0 |  | 1 | TRUE | wye
50 | LV_1708-14_0_6_load_67 | 66 | 0.0075218 | 0.0018851 | 0 | 0 |  | 1 | TRUE | wye
51 | LV_1708-14_0_6_load_90 | 67 | 0.0054786 | 0.0013731 | 0 | 0 |  | 1 | TRUE | wye
52 | LV_1708-14_0_6_load_58 | 68 | 0.0041034 | 0.0010284 | 0 | 0 |  | 1 | TRUE | wye
53 | LV_1708-14_0_6_load_59 | 69 | 0.0022062 | 0.00055291 | 0 | 0 |  | 1 | TRUE | wye
54 | LV_1708-14_0_6_load_77 | 70 | 0.0032271 | 0.00080878 | 0 | 0 |  | 1 | TRUE | wye
55 | LV_1708-14_0_6_load_61 | 72 | 0.0076574 | 0.0019191 | 0 | 0 |  | 1 | TRUE | wye
56 | LV_1708-14_0_6_load_63 | 73 | 0.0023522 | 0.00058953 | 0 | 0 |  | 1 | TRUE | wye
57 | LV_1708-14_0_6_load_64 | 74 | 0.0050141 | 0.0012567 | 0 | 0 |  | 1 | TRUE | wye
58 | LV_1708-14_0_6_load_66 | 75 | 0.0024021 | 0.00060202 | 0 | 0 |  | 1 | TRUE | wye
59 | LV_1708-14_0_6_load_123 | 76 | 0.0019679 | 0.0004932 | 0 | 0 |  | 1 | TRUE | wye
60 | LV_1708-14_0_6_load_107 | 77 | 0.0009355 | 0.00023446 | 0 | 0 |  | 1 | TRUE | wye
61 | LV_1708-14_0_6_load_70 | 78 | 0.003512 | 0.00088018 | 0 | 0 |  | 1 | TRUE | wye
62 | LV_1708-14_0_6_load_74 | 81 | 0.0074844 | 0.0018758 | 0 | 0 |  | 1 | TRUE | wye
63 | LV_1708-14_0_6_load_78 | 83 | 0.0056866 | 0.0014252 | 0 | 0 |  | 1 | TRUE | wye
64 | LV_1708-14_0_6_load_79 | 84 | 0.0011801 | 0.00029575 | 0 | 0 |  | 1 | TRUE | wye
65 | LV_1708-14_0_6_load_75 | 85 | 0.0043147 | 0.0010814 | 0 | 0 |  | 1 | TRUE | wye
66 | LV_1708-14_0_6_load_81 | 87 | 0.0025687 | 0.00064377 | 0 | 0 |  | 1 | TRUE | wye
67 | LV_1708-14_0_6_load_92 | 88 | 0.0077975 | 0.0019542 | 0 | 0 |  | 1 | TRUE | wye
68 | LV_1708-14_0_6_load_85 | 89 | 0.0029894 | 0.00074922 | 0 | 0 |  | 1 | TRUE | wye
69 | LV_1708-14_0_6_load_82 | 90 | 0.0039017 | 0.00097786 | 0 | 0 |  | 1 | TRUE | wye
70 | LV_1708-14_0_6_load_93 | 91 | 0.001179 | 0.0002955 | 0 | 0 |  | 1 | TRUE | wye
71 | LV_1708-14_0_6_load_87 | 92 | 0.0029711 | 0.00074463 | 0 | 0 |  | 1 | TRUE | wye
72 | LV_1708-14_0_6_load_83 | 93 | 0.0013905 | 0.00034849 | 0 | 0 |  | 1 | TRUE | wye
73 | LV_1708-14_0_6_load_84 | 94 | 0.0037285 | 0.00093446 | 0 | 0 |  | 1 | TRUE | wye
74 | LV_1708-14_0_6_load_86 | 95 | 0.0037182 | 0.00093188 | 0 | 0 |  | 1 | TRUE | wye
75 | LV_1708-14_0_6_load_95 | 97 | 0.0036284 | 0.00090936 | 0 | 0 |  | 1 | TRUE | wye
76 | LV_1708-14_0_6_load_147 | 98 | 0.0023341 | 0.00058499 | 0 | 0 |  | 1 | TRUE | wye
77 | LV_1708-14_0_6_load_145 | 99 | 0.0028625 | 0.0007174 | 0 | 0 |  | 1 | TRUE | wye
78 | LV_1708-14_0_6_load_94 | 100 | 0.0026755 | 0.00067055 | 0 | 0 |  | 1 | TRUE | wye
79 | LV_1708-14_0_6_load_101 | 101 | 0.0047539 | 0.0011914 | 0 | 0 |  | 1 | TRUE | wye
80 | LV_1708-14_0_6_load_100 | 102 | 0.0018369 | 0.00046038 | 0 | 0 |  | 1 | TRUE | wye
81 | LV_1708-14_0_6_load_96 | 103 | 0.0033966 | 0.00085128 | 0 | 0 |  | 1 | TRUE | wye
82 | LV_1708-14_0_6_load_98 | 105 | 0.0015572 | 0.00039027 | 0 | 0 |  | 1 | TRUE | wye
83 | LV_1708-14_0_6_load_99 | 106 | 0.0016931 | 0.00042434 | 0 | 0 |  | 1 | TRUE | wye
84 | LV_1708-14_0_6_load_129 | 107 | 0.0037645 | 0.00094346 | 0 | 0 |  | 1 | TRUE | wye
85 | LV_1708-14_0_6_load_112 | 108 | 0.0028065 | 0.00070336 | 0 | 0 |  | 1 | TRUE | wye
86 | LV_1708-14_0_6_load_113 | 110 | 0.0017207 | 0.00043125 | 0 | 0 |  | 1 | TRUE | wye
87 | LV_1708-14_0_6_load_103 | 112 | 0.0018674 | 0.00046801 | 0 | 0 |  | 1 | TRUE | wye
88 | LV_1708-14_0_6_load_104 | 113 | 0.0018783 | 0.00047074 | 0 | 0 |  | 1 | TRUE | wye
89 | LV_1708-14_0_6_load_109 | 115 | 0.0013803 | 0.00034595 | 0 | 0 |  | 1 | TRUE | wye
90 | LV_1708-14_0_6_load_110 | 116 | 0.0018209 | 0.00045636 | 0 | 0 |  | 1 | TRUE | wye
91 | LV_1708-14_0_6_load_111 | 117 | 0.0018117 | 0.00045405 | 0 | 0 |  | 1 | TRUE | wye
92 | LV_1708-14_0_6_load_124 | 118 | 0.0020489 | 0.00051351 | 0 | 0 |  | 1 | TRUE | wye
93 | LV_1708-14_0_6_load_114 | 119 | 0.0023361 | 0.00058549 | 0 | 0 |  | 1 | TRUE | wye
94 | LV_1708-14_0_6_load_115 | 120 | 0.0035752 | 0.00089604 | 0 | 0 |  | 1 | TRUE | wye
95 | LV_1708-14_0_6_load_116 | 121 | 0.0022509 | 0.00056414 | 0 | 0 |  | 1 | TRUE | wye
96 | LV_1708-14_0_6_load_117 | 122 | 0.0013347 | 0.00033451 | 0 | 0 |  | 1 | TRUE | wye
97 | LV_1708-14_0_6_load_119 | 124 | 0.0017865 | 0.00044775 | 0 | 0 |  | 1 | TRUE | wye
98 | LV_1708-14_0_6_load_120 | 125 | 0.002189 | 0.00054862 | 0 | 0 |  | 1 | TRUE | wye
99 | LV_1708-14_0_6_load_122 | 126 | 0.0017389 | 0.00043582 | 0 | 0 |  | 1 | TRUE | wye
100 | LV_1708-14_0_6_load_131 | 127 | 0.0020534 | 0.00051462 | 0 | 0 |  | 1 | TRUE | wye
101 | LV_1708-14_0_6_load_130 | 128 | 0.0041833 | 0.0010484 | 0 | 0 |  | 1 | TRUE | wye
102 | LV_1708-14_0_6_load_126 | 129 | 0.0024588 | 0.00061623 | 0 | 0 |  | 1 | TRUE | wye
103 | LV_1708-14_0_6_load_141 | 131 | 0.0047654 | 0.0011943 | 0 | 0 |  | 1 | TRUE | wye
104 | LV_1708-14_0_6_load_127 | 132 | 0.0025383 | 0.00063615 | 0 | 0 |  | 1 | TRUE | wye
105 | LV_1708-14_0_6_load_128 | 133 | 0.0015138 | 0.0003794 | 0 | 0 |  | 1 | TRUE | wye
106 | LV_1708-14_0_6_load_140 | 134 | 0.0031105 | 0.00077956 | 0 | 0 |  | 1 | TRUE | wye
107 | LV_1708-14_0_6_load_133 | 135 | 0.0019245 | 0.00048233 | 0 | 0 |  | 1 | TRUE | wye
108 | LV_1708-14_0_6_load_134 | 136 | 0.0014032 | 0.00035167 | 0 | 0 |  | 1 | TRUE | wye
109 | LV_1708-14_0_6_load_135 | 137 | 0.0014022 | 0.00035142 | 0 | 0 |  | 1 | TRUE | wye
110 | LV_1708-14_0_6_load_153 | 138 | 0.0018496 | 0.00046355 | 0 | 0 |  | 1 | TRUE | wye
111 | LV_1708-14_0_6_load_154 | 139 | 0.0014033 | 0.0003517 | 0 | 0 |  | 1 | TRUE | wye
112 | LV_1708-14_0_6_load_136 | 140 | 0.0056237 | 0.0014094 | 0 | 0 |  | 1 | TRUE | wye
113 | LV_1708-14_0_6_load_137 | 141 | 0.0054544 | 0.001367 | 0 | 0 |  | 1 | TRUE | wye
114 | LV_1708-14_0_6_load_138 | 142 | 0.0032858 | 0.0008235 | 0 | 0 |  | 1 | TRUE | wye
115 | LV_1708-14_0_6_load_139 | 143 | 0.0031058 | 0.00077838 | 0 | 0 |  | 1 | TRUE | wye
116 | LV_1708-14_0_6_load_143 | 144 | 0.001973 | 0.00049447 | 0 | 0 |  | 1 | TRUE | wye
117 | LV_1708-14_0_6_load_144 | 145 | 0.0018766 | 0.00047031 | 0 | 0 |  | 1 | TRUE | wye
118 | LV_1708-14_0_6_load_142 | 146 | 0.0060808 | 0.001524 | 0 | 0 |  | 1 | TRUE | wye
119 | LV_1708-14_0_6_load_148 | 147 | 0.0036113 | 0.00090507 | 0 | 0 |  | 1 | TRUE | wye
120 | LV_1708-14_0_6_load_149 | 148 | 0.0028167 | 0.00070592 | 0 | 0 |  | 1 | TRUE | wye
121 | LV_1708-14_0_6_load_150 | 149 | 0.0069661 | 0.0017459 | 0 | 0 |  | 1 | TRUE | wye
122 | LV_1708-14_0_6_load_151 | 150 | 0.0037129 | 0.00093055 | 0 | 0 |  | 1 | TRUE | wye
123 | LV_1708-14_0_6_load_152 | 151 | 0.002818 | 0.00070625 | 0 | 0 |  | 1 | TRUE | wye
124 | LV_1708-14_0_6_load_155 | 152 | 0.0017982 | 0.00045067 | 0 | 0 |  | 1 | TRUE | wye

## ext_grid
| name | bus | vm_pu | va_degree | slack_weight | in_service
0 |  | 72 | 1 | 0 | 1 | TRUE

## line
| name | std_type | from_bus | to_bus | length_km | r_ohm_per_km | x_ohm_per_km | c_nf_per_km | g_us_per_km | max_i_ka | df | parallel | type | in_service
0 | LV_1708-14_0_6_line_0 |  | 0 | 1 | 0.023418 | 0.125 | 0.08 | 261 | 0 | 0.364 | 1 | 1 | cs | TRUE
1 | LV_1708-14_0_6_line_1 |  | 0 | 2 | 0.059241 | 0.125 | 0.08 | 261 | 0 | 0.364 | 1 | 1 | cs | TRUE
2 | LV_1708-14_0_6_line_2 |  | 2 | 3 | 0.027564 | 0.125 | 0.08 | 261 | 0 | 0.364 | 1 | 1 | cs | TRUE
3 | LV_1708-14_0_6_line_3 |  | 3 | 4 | 0.012449 | 0.125 | 0.08 | 261 | 0 | 0.364 | 1 | 1 | cs | TRUE
4 | LV_1708-14_0_6_line_4 |  | 4 | 5 | 0.010976 | 0.125 | 0.08 | 261 | 0 | 0.364 | 1 | 3 | cs | TRUE
5 | LV_1708-14_0_6_line_5 |  | 4 | 6 | 0.038399 | 0.125 | 0.08 | 261 | 0 | 0.364 | 1 | 3 | cs | TRUE
6 | LV_1708-14_0_6_line_6 |  | 5 | 7 | 0.010909 | 0.125 | 0.08 | 261 | 0 | 0.364 | 1 | 3 | cs | TRUE
7 | LV_1708-14_0_6_line_7 |  | 6 | 8 | 0.027326 | 0.125 | 0.08 | 261 | 0 | 0.364 | 1 | 3 | cs | TRUE
8 | LV_1708-14_0_6_line_8 |  | 7 | 58 | 0.028384 | 0.125 | 0.08 | 261 | 0 | 0.364 | 1 | 3 | cs | TRUE
9 | LV_1708-14_0_6_line_9 |  | 8 | 17 | 0.015791 | 0.125 | 0.08 | 261 | 0 | 0.364 | 1 | 3 | cs | TRUE
10 | LV_1708-14_0_6_line_10 |  | 9 | 10 | 0.0079057 | 0.125 | 0.08 | 261 | 0 | 0.364 | 1 | 1 | cs | TRUE
11 | LV_1708-14_0_6_line_11 |  | 10 | 11 | 0.03042 | 0.125 | 0.08 | 261 | 0 | 0.364 | 1 | 1 | cs | TRUE
12 | LV_1708-14_0_6_line_12 |  | 11 | 12 | 0.00018535 | 0.125 | 0.08 | 261 | 0 | 0.364 | 1 | 1 | cs | TRUE
13 | LV_1708-14_0_6_line_13 |  | 12 | 13 | 0.032988 | 0.125 | 0.08 | 261 | 0 | 0.364 | 1 | 1 | cs | TRUE
14 | LV_1708-14_0_6_line_14 |  | 13 | 14 | 0.00087417 | 0.125 | 0.08 | 261 | 0 | 0.364 | 1 | 1 | cs | TRUE
15 | LV_1708-14_0_6_line_15 |  | 14 | 41 | 0.021599 | 0.125 | 0.08 | 261 | 0 | 0.364 | 1 | 1 | cs | TRUE
16 | LV_1708-14_0_6_line_16 |  | 15 | 16 | 0.0084761 | 0.125 | 0.08 | 261 | 0 | 0.364 | 1 | 3 | cs | TRUE
17 | LV_1708-14_0_6_line_17 |  | 15 | 17 | 0.039935 | 0.125 | 0.08 | 261 | 0 | 0.364 | 1 | 3 | cs | TRUE
18 | LV_1708-14_0_6_line_18 |  | 16 | 18 | 0.013256 | 0.125 | 0.08 | 261 | 0 | 0.364 | 1 | 2 | cs | TRUE
19 | LV_1708-14_0_6_line_19 |  | 18 | 19 | 0.039069 | 0.125 | 0.08 | 261 | 0 | 0.364 | 1 | 1 | cs | TRUE
20 | LV_1708-14_0_6_line_20 |  | 19 | 20 | 0.013195 | 0.125 | 0.08 | 261 | 0 | 0.364 | 1 | 1 | cs | TRUE
21 | LV_1708-14_0_6_line_21 |  | 20 | 21 | 0.031852 | 0.125 | 0.08 | 261 | 0 | 0.364 | 1 | 1 | cs | TRUE
22 | LV_1708-14_0_6_line_22 |  | 21 | 22 | 0.033341 | 0.125 | 0.08 | 261 | 0 | 0.364 | 1 | 1 | cs | TRUE
23 | LV_1708-14_0_6_line_23 |  | 22 | 35 | 0.083213 | 0.125 | 0.08 | 261 | 0 | 0.364 | 1 | 1 | cs | TRUE
24 | LV_1708-14_0_6_line_24 |  | 23 | 24 | 0.011367 | 0.125 | 0.08 | 261 | 0 | 0.364 | 1 | 1 | cs | TRUE
25 | LV_1708-14_0_6_line_25 |  | 24 | 25 | 0.025958 | 0.125 | 0.08 | 261 | 0 | 0.364 | 1 | 1 | cs | TRUE
26 | LV_1708-14_0_6_line_26 |  | 25 | 26 | 0.016034 | 0.125 | 0.08 | 261 | 0 | 0.364 | 1 | 1 | cs | TRUE
27 | LV_1708-14_0_6_line_27 |  | 26 | 27 | 0.029728 | 0.125 | 0.08 | 261 | 0 | 0.364 | 1 | 1 | cs | TRUE
28 | LV_1708-14_0_6_line_28 |  | 27 | 32 | 0.019389 | 0.125 | 0.08 | 261 | 0 | 0.364 | 1 | 1 | cs | TRUE
29 | LV_1708-14_0_6_line_29 |  | 28 | 29 | 0.035587 | 0.125 | 0.08 | 261 | 0 | 0.364 | 1 | 1 | cs | TRUE
30 | LV_1708-14_0_6_line_30 |  | 28 | 30 | 0.029597 | 0.125 | 0.08 | 261 | 0 | 0.364 | 1 | 1 | cs | TRUE
31 | LV_1708-14_0_6_line_31 |  | 28 | 31 | 0.015654 | 0.125 | 0.08 | 261 | 0 | 0.364 | 1 | 1 | cs | TRUE
32 | LV_1708-14_0_6_line_32 |  | 29 | 42 | 0.013452 | 0.125 | 0.08 | 261 | 0 | 0.364 | 1 | 3 | cs | TRUE
33 | LV_1708-14_0_6_line_33 |  | 29 | 43 | 0.019167 | 0.125 | 0.08 | 261 | 0 | 0.364 | 1 | 3 | cs | TRUE
34 | LV_1708-14_0_6_line_34 |  | 30 | 44 | 0.0063407 | 0.125 | 0.08 | 261 | 0 | 0.364 | 1 | 1 | cs | TRUE
35 | LV_1708-14_0_6_line_35 |  | 31 | 38 | 0.06285 | 0.125 | 0.08 | 261 | 0 | 0.364 | 1 | 1 | cs | TRUE
36 | LV_1708-14_0_6_line_36 |  | 32 | 56 | 0.027849 | 0.125 | 0.08 | 261 | 0 | 0.364 | 1 | 1 | cs | TRUE
37 | LV_1708-14_0_6_line_37 |  | 33 | 34 | 0.020392 | 0.125 | 0.08 | 261 | 0 | 0.364 | 1 | 1 | cs | TRUE
38 | LV_1708-14_0_6_line_38 |  | 34 | 35 | 0.008995 | 0.125 | 0.08 | 261 | 0 | 0.364 | 1 | 1 | cs | TRUE
39 | LV_1708-14_0_6_line_39 |  | 35 | 36 | 0.040589 | 0.125 | 0.08 | 261 | 0 | 0.364 | 1 | 1 | cs | TRUE
40 | LV_1708-14_0_6_line_40 |  | 36 | 37 | 0.018136 | 0.125 | 0.08 | 261 | 0 | 0.364 | 1 | 1 | cs | TRUE
41 | LV_1708-14_0_6_line_41 |  | 38 | 39 | 0.0077522 | 0.125 | 0.08 | 261 | 0 | 0.364 | 1 | 1 | cs | TRUE
42 | LV_1708-14_0_6_line_42 |  | 39 | 40 | 0.011948 | 0.125 | 0.08 | 261 | 0 | 0.364 | 1 | 1 | cs | TRUE
43 | LV_1708-14_0_6_line_43 |  | 40 | 41 | 0.0090223 | 0.125 | 0.08 | 261 | 0 | 0.364 | 1 | 1 | cs | TRUE
44 | LV_1708-14_0_6_line_44 |  | 42 | 45 | 0.056395 | 0.125 | 0.08 | 261 | 0 | 0.364 | 1 | 1 | cs | TRUE
45 | LV_1708-14_0_6_line_45 |  | 42 | 46 | 0.026877 | 0.125 | 0.08 | 261 | 0 | 0.364 | 1 | 3 | cs | TRUE
46 | LV_1708-14_0_6_line_46 |  | 43 | 47 | 0.0036884 | 0.125 | 0.08 | 261 | 0 | 0.364 | 1 | 3 | cs | TRUE
47 | LV_1708-14_0_6_line_47 |  | 44 | 48 | 0.0013188 | 0.125 | 0.08 | 261 | 0 | 0.364 | 1 | 1 | cs | TRUE
48 | LV_1708-14_0_6_line_48 |  | 45 | 76 | 0.0019295 | 0.125 | 0.08 | 261 | 0 | 0.364 | 1 | 1 | cs | TRUE
49 | LV_1708-14_0_6_line_49 |  | 46 | 77 | 0.0074025 | 0.125 | 0.08 | 261 | 0 | 0.364 | 1 | 3 | cs | TRUE
50 | LV_1708-14_0_6_line_50 |  | 47 | 72 | 0.024864 | 0.125 | 0.08 | 261 | 0 | 0.364 | 1 | 3 | cs | TRUE
51 | LV_1708-14_0_6_line_51 |  | 48 | 60 | 0.0091837 | 0.125 | 0.08 | 261 | 0 | 0.364 | 1 | 1 | cs | TRUE
52 | LV_1708-14_0_6_line_52 |  | 49 | 50 | 0.031236 | 0.125 | 0.08 | 261 | 0 | 0.364 | 1 | 1 | cs | TRUE
53 | LV_1708-14_0_6_line_53 |  | 49 | 51 | 0.020625 | 0.125 | 0.08 | 261 | 0 | 0.364 | 1 | 1 | cs | TRUE
54 | LV_1708-14_0_6_line_54 |  | 50 | 52 | 0.027109 | 0.125 | 0.08 | 261 | 0 | 0.364 | 1 | 1 | cs | TRUE
55 | LV_1708-14_0_6_line_55 |  | 52 | 53 | 0.0014848 | 0.125 | 0.08 | 261 | 0 | 0.364 | 1 | 1 | cs | TRUE
56 | LV_1708-14_0_6_line_56 |  | 53 | 54 | 0.024684 | 0.125 | 0.08 | 261 | 0 | 0.364 | 1 | 1 | cs | TRUE
57 | LV_1708-14_0_6_line_57 |  | 54 | 55 | 0.012624 | 0.125 | 0.08 | 261 | 0 | 0.364 | 1 | 1 | cs | TRUE
58 | LV_1708-14_0_6_line_58 |  | 55 | 60 | 0.015479 | 0.125 | 0.08 | 261 | 0 | 0.364 | 1 | 1 | cs | TRUE
59 | LV_1708-14_0_6_line_59 |  | 56 | 57 | 0.018813 | 0.125 | 0.08 | 261 | 0 | 0.364 | 1 | 1 | cs | TRUE
60 | LV_1708-14_0_6_line_60 |  | 57 | 58 | 0.021564 | 0.125 | 0.08 | 261 | 0 | 0.364 | 1 | 1 | cs | TRUE
61 | LV_1708-14_0_6_line_61 |  | 58 | 59 | 0.025928 | 0.125 | 0.08 | 261 | 0 | 0.364 | 1 | 3 | cs | TRUE
62 | LV_1708-14_0_6_line_62 |  | 59 | 61 | 0.0090819 | 0.125 | 0.08 | 261 | 0 | 0.364 | 1 | 3 | cs | TRUE
63 | LV_1708-14_0_6_line_63 |  | 59 | 62 | 0.020696 | 0.125 | 0.08 | 261 | 0 | 0.364 | 1 | 1 | cs | TRUE
64 | LV_1708-14_0_6_line_64 |  | 61 | 63 | 0.0060129 | 0.125 | 0.08 | 261 | 0 | 0.364 | 1 | 3 | cs | TRUE
65 | LV_1708-14_0_6_line_65 |  | 62 | 64 | 0.010445 | 0.125 | 0.08 | 261 | 0 | 0.364 | 1 | 1 | cs | TRUE
66 | LV_1708-14_0_6_line_66 |  | 62 | 65 | 0.01633 | 0.125 | 0.08 | 261 | 0 | 0.364 | 1 | 1 | cs | TRUE
67 | LV_1708-14_0_6_line_67 |  | 63 | 66 | 0.032445 | 0.125 | 0.08 | 261 | 0 | 0.364 | 1 | 3 | cs | TRUE
68 | LV_1708-14_0_6_line_68 |  | 65 | 67 | 0.0016003 | 0.125 | 0.08 | 261 | 0 | 0.364 | 1 | 1 | cs | TRUE
69 | LV_1708-14_0_6_line_69 |  | 66 | 75 | 0.0099433 | 0.125 | 0.08 | 261 | 0 | 0.364 | 1 | 3 | cs | TRUE
70 | LV_1708-14_0_6_line_70 |  | 68 | 69 | 0.0092781 | 0.125 | 0.08 | 261 | 0 | 0.364 | 1 | 1 | cs | TRUE
71 | LV_1708-14_0_6_line_71 |  | 69 | 70 | 0.021668 | 0.125 | 0.08 | 261 | 0 | 0.364 | 1 | 1 | cs | TRUE
72 | LV_1708-14_0_6_line_72 |  | 70 | 71 | 0.025968 | 0.125 | 0.08 | 261 | 0 | 0.364 | 1 | 1 | cs | TRUE
73 | LV_1708-14_0_6_line_73 |  | 71 | 83 | 0.034144 | 0.125 | 0.08 | 261 | 0 | 0.364 | 1 | 1 | cs | TRUE
74 | LV_1708-14_0_6_line_74 |  | 71 | 79 | 0.008399 | 0.125 | 0.08 | 261 | 0 | 0.364 | 1 | 1 | cs | TRUE
75 | LV_1708-14_0_6_line_75 |  | 72 | 73 | 0.003974 | 0.125 | 0.08 | 261 | 0 | 0.364 | 1 | 3 | cs | TRUE
76 | LV_1708-14_0_6_line_76 |  | 73 | 74 | 0.01918 | 0.125 | 0.08 | 261 | 0 | 0.364 | 1 | 3 | cs | TRUE
77 | LV_1708-14_0_6_line_77 |  | 74 | 75 | 0.016902 | 0.125 | 0.08 | 261 | 0 | 0.364 | 1 | 3 | cs | TRUE
78 | LV_1708-14_0_6_line_78 |  | 76 | 118 | 0.024036 | 0.125 | 0.08 | 261 | 0 | 0.364 | 1 | 1 | cs | TRUE
79 | LV_1708-14_0_6_line_79 |  | 77 | 115 | 0.019084 | 0.125 | 0.08 | 261 | 0 | 0.364 | 1 | 3 | cs | TRUE
80 | LV_1708-14_0_6_line_80 |  | 78 | 79 | 0.0097327 | 0.125 | 0.08 | 261 | 0 | 0.364 | 1 | 1 | cs | TRUE
81 | LV_1708-14_0_6_line_81 |  | 78 | 80 | 0.01499 | 0.125 | 0.08 | 261 | 0 | 0.364 | 1 | 1 | cs | TRUE
82 | LV_1708-14_0_6_line_82 |  | 79 | 81 | 0.030031 | 0.125 | 0.08 | 261 | 0 | 0.364 | 1 | 1 | cs | TRUE
83 | LV_1708-14_0_6_line_83 |  | 80 | 82 | 0.017627 | 0.125 | 0.08 | 261 | 0 | 0.364 | 1 | 1 | cs | TRUE
84 | LV_1708-14_0_6_line_84 |  | 81 | 84 | 0.02521 | 0.125 | 0.08 | 261 | 0 | 0.364 | 1 | 1 | cs | TRUE
85 | LV_1708-14_0_6_line_85 |  | 82 | 87 | 0.015632 | 0.125 | 0.08 | 261 | 0 | 0.364 | 1 | 1 | cs | TRUE
86 | LV_1708-14_0_6_line_86 |  | 84 | 88 | 0.020867 | 0.125 | 0.08 | 261 | 0 | 0.364 | 1 | 1 | cs | TRUE
87 | LV_1708-14_0_6_line_87 |  | 85 | 86 | 0.0075677 | 0.125 | 0.08 | 261 | 0 | 0.364 | 1 | 1 | cs | TRUE
88 | LV_1708-14_0_6_line_88 |  | 86 | 89 | 0.016667 | 0.125 | 0.08 | 261 | 0 | 0.364 | 1 | 1 | cs | TRUE
89 | LV_1708-14_0_6_line_89 |  | 86 | 90 | 0.014888 | 0.125 | 0.08 | 261 | 0 | 0.364 | 1 | 1 | cs | TRUE
90 | LV_1708-14_0_6_line_90 |  | 88 | 91 | 0.012941 | 0.125 | 0.08 | 261 | 0 | 0.364 | 1 | 1 | cs | TRUE
91 | LV_1708-14_0_6_line_91 |  | 89 | 92 | 0.011875 | 0.125 | 0.08 | 261 | 0 | 0.364 | 1 | 1 | cs | TRUE
92 | LV_1708-14_0_6_line_92 |  | 90 | 93 | 0.032573 | 0.125 | 0.08 | 261 | 0 | 0.364 | 1 | 1 | cs | TRUE
93 | LV_1708-14_0_6_line_93 |  | 91 | 101 | 0.00036252 | 0.125 | 0.08 | 261 | 0 | 0.364 | 1 | 1 | cs | TRUE
94 | LV_1708-14_0_6_line_94 |  | 92 | 97 | 0.019398 | 0.125 | 0.08 | 261 | 0 | 0.364 | 1 | 1 | cs | TRUE
95 | LV_1708-14_0_6_line_95 |  | 93 | 94 | 0.0010385 | 0.125 | 0.08 | 261 | 0 | 0.364 | 1 | 1 | cs | TRUE
96 | LV_1708-14_0_6_line_96 |  | 94 | 95 | 0.031227 | 0.125 | 0.08 | 261 | 0 | 0.364 | 1 | 1 | cs | TRUE
97 | LV_1708-14_0_6_line_97 |  | 95 | 96 | 0.010364 | 0.125 | 0.08 | 261 | 0 | 0.364 | 1 | 1 | cs | TRUE
98 | LV_1708-14_0_6_line_98 |  | 96 | 98 | 0.048251 | 0.125 | 0.08 | 261 | 0 | 0.364 | 1 | 1 | cs | TRUE
99 | LV_1708-14_0_6_line_99 |  | 96 | 99 | 0.019076 | 0.125 | 0.08 | 261 | 0 | 0.364 | 1 | 1 | cs | TRUE
100 | LV_1708-14_0_6_line_100 |  | 97 | 100 | 0.0016272 | 0.125 | 0.08 | 261 | 0 | 0.364 | 1 | 1 | cs | TRUE
101 | LV_1708-14_0_6_line_101 |  | 99 | 145 | 0.0030975 | 0.125 | 0.08 | 261 | 0 | 0.364 | 1 | 1 | cs | TRUE
102 | LV_1708-14_0_6_line_102 |  | 100 | 103 | 0.0073237 | 0.125 | 0.08 | 261 | 0 | 0.364 | 1 | 1 | cs | TRUE
103 | LV_1708-14_0_6_line_103 |  | 101 | 102 | 0.034554 | 0.125 | 0.08 | 261 | 0 | 0.364 | 1 | 1 | cs | TRUE
104 | LV_1708-14_0_6_line_104 |  | 102 | 111 | 0.028152 | 0.125 | 0.08 | 261 | 0 | 0.364 | 1 | 1 | cs | TRUE
105 | LV_1708-14_0_6_line_105 |  | 103 | 104 | 0.029724 | 0.125 | 0.08 | 261 | 0 | 0.364 | 1 | 1 | cs | TRUE
106 | LV_1708-14_0_6_line_106 |  | 104 | 105 | 0.024298 | 0.125 | 0.08 | 261 | 0 | 0.364 | 1 | 1 | cs | TRUE
107 | LV_1708-14_0_6_line_107 |  | 104 | 106 | 0.011749 | 0.125 | 0.08 | 261 | 0 | 0.364 | 1 | 1 | cs | TRUE
108 | LV_1708-14_0_6_line_108 |  | 105 | 107 | 0.0010386 | 0.125 | 0.08 | 261 | 0 | 0.364 | 1 | 1 | cs | TRUE
109 | LV_1708-14_0_6_line_109 |  | 106 | 108 | 0.02341 | 0.125 | 0.08 | 261 | 0 | 0.364 | 1 | 1 | cs | TRUE
110 | LV_1708-14_0_6_line_110 |  | 107 | 109 | 0.015833 | 0.125 | 0.08 | 261 | 0 | 0.364 | 1 | 1 | cs | TRUE
111 | LV_1708-14_0_6_line_111 |  | 108 | 110 | 0.013204 | 0.125 | 0.08 | 261 | 0 | 0.364 | 1 | 2 | cs | TRUE
112 | LV_1708-14_0_6_line_112 |  | 109 | 128 | 0.039391 | 0.125 | 0.08 | 261 | 0 | 0.364 | 1 | 1 | cs | TRUE
113 | LV_1708-14_0_6_line_113 |  | 109 | 123 | 0.017029 | 0.125 | 0.08 | 261 | 0 | 0.364 | 1 | 1 | cs | TRUE
114 | LV_1708-14_0_6_line_114 |  | 110 | 117 | 0.013556 | 0.125 | 0.08 | 261 | 0 | 0.364 | 1 | 3 | cs | TRUE
115 | LV_1708-14_0_6_line_115 |  | 111 | 112 | 0.021607 | 0.125 | 0.08 | 261 | 0 | 0.364 | 1 | 1 | cs | TRUE
116 | LV_1708-14_0_6_line_116 |  | 111 | 113 | 0.003044 | 0.125 | 0.08 | 261 | 0 | 0.364 | 1 | 1 | cs | TRUE
117 | LV_1708-14_0_6_line_117 |  | 113 | 114 | 0.019794 | 0.125 | 0.08 | 261 | 0 | 0.364 | 1 | 1 | cs | TRUE
118 | LV_1708-14_0_6_line_118 |  | 114 | 115 | 0.0058986 | 0.125 | 0.08 | 261 | 0 | 0.364 | 1 | 3 | cs | TRUE
119 | LV_1708-14_0_6_line_119 |  | 114 | 116 | 0.023275 | 0.125 | 0.08 | 261 | 0 | 0.364 | 1 | 3 | cs | TRUE
120 | LV_1708-14_0_6_line_120 |  | 116 | 117 | 0.013261 | 0.125 | 0.08 | 261 | 0 | 0.364 | 1 | 3 | cs | TRUE
121 | LV_1708-14_0_6_line_121 |  | 119 | 120 | 0.0038221 | 0.125 | 0.08 | 261 | 0 | 0.364 | 1 | 1 | cs | TRUE
122 | LV_1708-14_0_6_line_122 |  | 119 | 121 | 0.02359 | 0.125 | 0.08 | 261 | 0 | 0.364 | 1 | 1 | cs | TRUE
123 | LV_1708-14_0_6_line_123 |  | 120 | 122 | 0.02553 | 0.125 | 0.08 | 261 | 0 | 0.364 | 1 | 1 | cs | TRUE
124 | LV_1708-14_0_6_line_124 |  | 121 | 123 | 0.017958 | 0.125 | 0.08 | 261 | 0 | 0.364 | 1 | 1 | cs | TRUE
125 | LV_1708-14_0_6_line_125 |  | 122 | 124 | 0.0052922 | 0.125 | 0.08 | 261 | 0 | 0.364 | 1 | 1 | cs | TRUE
126 | LV_1708-14_0_6_line_126 |  | 123 | 125 | 0.0060579 | 0.125 | 0.08 | 261 | 0 | 0.364 | 1 | 1 | cs | TRUE
127 | LV_1708-14_0_6_line_127 |  | 124 | 126 | 0.012577 | 0.125 | 0.08 | 261 | 0 | 0.364 | 1 | 1 | cs | TRUE
128 | LV_1708-14_0_6_line_128 |  | 125 | 127 | 0.014909 | 0.125 | 0.08 | 261 | 0 | 0.364 | 1 | 1 | cs | TRUE
129 | LV_1708-14_0_6_line_129 |  | 126 | 129 | 0.012839 | 0.125 | 0.08 | 261 | 0 | 0.364 | 1 | 1 | cs | TRUE
130 | LV_1708-14_0_6_line_130 |  | 127 | 130 | 0.050123 | 0.125 | 0.08 | 261 | 0 | 0.364 | 1 | 1 | cs | TRUE
131 | LV_1708-14_0_6_line_131 |  | 128 | 131 | 0.0017195 | 0.125 | 0.08 | 261 | 0 | 0.364 | 1 | 1 | cs | TRUE
132 | LV_1708-14_0_6_line_132 |  | 129 | 132 | 0.0099396 | 0.125 | 0.08 | 261 | 0 | 0.364 | 1 | 1 | cs | TRUE
133 | LV_1708-14_0_6_line_133 |  | 130 | 135 | 0.019209 | 0.125 | 0.08 | 261 | 0 | 0.364 | 1 | 1 | cs | TRUE
134 | LV_1708-14_0_6_line_134 |  | 130 | 136 | 0.017906 | 0.125 | 0.08 | 261 | 0 | 0.364 | 1 | 1 | cs | TRUE
135 | LV_1708-14_0_6_line_135 |  | 131 | 134 | 0.010421 | 0.125 | 0.08 | 261 | 0 | 0.364 | 1 | 1 | cs | TRUE
136 | LV_1708-14_0_6_line_136 |  | 132 | 133 | 0.017182 | 0.125 | 0.08 | 261 | 0 | 0.364 | 1 | 1 | cs | TRUE
137 | LV_1708-14_0_6_line_137 |  | 134 | 146 | 0.011154 | 0.125 | 0.08 | 261 | 0 | 0.364 | 1 | 1 | cs | TRUE
138 | LV_1708-14_0_6_line_138 |  | 135 | 137 | 0.019356 | 0.125 | 0.08 | 261 | 0 | 0.364 | 1 | 1 | cs | TRUE
139 | LV_1708-14_0_6_line_139 |  | 137 | 138 | 0.0012421 | 0.125 | 0.08 | 261 | 0 | 0.364 | 1 | 1 | cs | TRUE
140 | LV_1708-14_0_6_line_140 |  | 138 | 139 | 0.021385 | 0.125 | 0.08 | 261 | 0 | 0.364 | 1 | 1 | cs | TRUE
141 | LV_1708-14_0_6_line_141 |  | 139 | 152 | 0.0027243 | 0.125 | 0.08 | 261 | 0 | 0.364 | 1 | 1 | cs | TRUE
142 | LV_1708-14_0_6_line_142 |  | 140 | 141 | 0.021013 | 0.125 | 0.08 | 261 | 0 | 0.364 | 1 | 1 | cs | TRUE
143 | LV_1708-14_0_6_line_143 |  | 141 | 142 | 0.013612 | 0.125 | 0.08 | 261 | 0 | 0.364 | 1 | 1 | cs | TRUE
144 | LV_1708-14_0_6_line_144 |  | 142 | 143 | 0.0095909 | 0.125 | 0.08 | 261 | 0 | 0.364 | 1 | 1 | cs | TRUE
145 | LV_1708-14_0_6_line_145 |  | 143 | 144 | 0.0051279 | 0.125 | 0.08 | 261 | 0 | 0.364 | 1 | 1 | cs | TRUE
146 | LV_1708-14_0_6_line_146 |  | 144 | 145 | 0.023938 | 0.125 | 0.08 | 261 | 0 | 0.364 | 1 | 1 | cs | TRUE
147 | LV_1708-14_0_6_line_147 |  | 147 | 148 | 0.0049162 | 0.125 | 0.08 | 261 | 0 | 0.364 | 1 | 1 | cs | TRUE
148 | LV_1708-14_0_6_line_148 |  | 147 | 149 | 0.020953 | 0.125 | 0.08 | 261 | 0 | 0.364 | 1 | 1 | cs | TRUE
149 | LV_1708-14_0_6_line_149 |  | 148 | 150 | 0.018934 | 0.125 | 0.08 | 261 | 0 | 0.364 | 1 | 1 | cs | TRUE
150 | LV_1708-14_0_6_line_150 |  | 150 | 151 | 0.0038041 | 0.125 | 0.08 | 261 | 0 | 0.364 | 1 | 1 | cs | TRUE
151 | LV_1708-14_0_6_line_151 |  | 151 | 152 | 0.019964 | 0.125 | 0.08 | 261 | 0 | 0.364 | 1 | 1 | cs | TRUE

## trafo
| name | std_type | hv_bus | lv_bus | sn_mva | vn_hv_kv | vn_lv_kv | vk_percent | vkr_percent | pfe_kw | i0_percent | shift_degree | tap_side | tap_neutral | tap_min | tap_max | tap_step_percent | tap_step_degree | tap_pos | tap_phase_shifter | parallel | df | in_service
0 | LV_1708-14_0_6_trafo_61 | 0.63 MVA 20/0.4 kV | 153 | 72 | 0.63 | 20 | 0.4 | 6 | 1.206 | 1.65 | 0.2619 | 150 | hv | 0 | -2 | 2 | 2.5 | 0 | 0 | FALSE | 1 | 1 | TRUE

## line_geodata
| x0 | y0 | x1 | y1 | x2 | y2 | x3 | y3 | x4 | y4
0 | 2679359.8251 | 1228132.8556 | 2679360.3976 | 1228134.1896 | 2679366.1429 | 1228139.7812 | 2679379.9938 | 1228141.4375
1 | 2679312.9708 | 1228114.555 | 2679345.1245 | 1228112.2933 | 2679352.1147 | 1228114.8883 | 2679359.8251 | 1228132.8556
2 | 2679312.9708 | 1228114.555 | 2679316.2181 | 1228141.9268
3 | 2679317.6848 | 1228154.2893 | 2679316.2181 | 1228141.9268
4 | 2679321.4806 | 1228164.5691 | 2679319.0913 | 1228159.0557 | 2679317.6848 | 1228154.2893
5 | 2679317.6848 | 1228154.2893 | 2679283.7163 | 1228157.4053 | 2679279.4344 | 1228157.6318
6 | 2679321.4806 | 1228164.5691 | 2679318.0155 | 1228174.913
7 | 2679252.1467 | 1228159.0748 | 2679279.4344 | 1228157.6318
8 | 2679302.1106 | 1228198.1336 | 2679310.6072 | 1228188.3514 | 2679316.8084 | 1228178.5163 | 2679318.0155 | 1228174.913
9 | 2679236.6374 | 1228162.2704 | 2679252.1467 | 1228159.0748
10 | 2679153.1727 | 1228507.8041 | 2679156.4372 | 1228500.604
11 | 2679156.4372 | 1228500.604 | 2679168.999 | 1228472.8986
12 | 2679168.999 | 1228472.8986 | 2679169.0756 | 1228472.7298
13 | 2679183.6278 | 1228443.1923 | 2679179.7006 | 1228449.296 | 2679169.0756 | 1228472.7298
14 | 2679183.6278 | 1228443.1923 | 2679184.1008 | 1228442.4572
15 | 2679195.7876 | 1228424.2932 | 2679184.1008 | 1228442.4572
16 | 2679242.7793 | 1228198.8825 | 2679242.5456 | 1228207.3555
17 | 2679236.6374 | 1228162.2704 | 2679243.6313 | 1228168.0007 | 2679242.7793 | 1228198.8825
18 | 2679242.18 | 1228220.606 | 2679242.5456 | 1228207.3555
19 | 2679242.18 | 1228220.606 | 2679204.1416 | 1228229.5195
20 | 2679198.9862 | 1228241.6658 | 2679204.1416 | 1228229.5195
21 | 2679169.8963 | 1228240.0363 | 2679184.6649 | 1228247.2361 | 2679198.9151 | 1228241.8332 | 2679198.9862 | 1228241.6658
22 | 2679139.9272 | 1228225.4261 | 2679169.8963 | 1228240.0363
23 | 2679099.584 | 1228298.2056 | 2679139.9272 | 1228225.4261
24 | 2679227.6573 | 1228318.792 | 2679216.9264 | 1228321.5715 | 2679216.656 | 1228321.6531
25 | 2679252.775 | 1228312.2427 | 2679237.9516 | 1228316.1256 | 2679227.6573 | 1228318.792
26 | 2679268.2855 | 1228308.1798 | 2679252.775 | 1228312.2427
27 | 2679268.2855 | 1228308.1798 | 2679268.5649 | 1228288.359 | 2679270.1645 | 1228278.5842
28 | 2679275.0373 | 1228259.8583 | 2679271.1719 | 1228272.4273 | 2679270.1645 | 1228278.5842
29 | 2679271.433 | 1228354.5866 | 2679306.9579 | 1228351.1577
30 | 2679271.433 | 1228354.5866 | 2679272.9982 | 1228378.1456 | 2679272.1413 | 1228384.0704
31 | 2679271.433 | 1228354.5866 | 2679258.1994 | 1228357.0675 | 2679256.1647 | 1228357.8778
32 | 2679306.9579 | 1228351.1577 | 2679320.3472 | 1228349.5017
33 | 2679306.9579 | 1228351.1577 | 2679303.6349 | 1228332.2808
34 | 2679272.1413 | 1228384.0704 | 2679271.2337 | 1228390.3458
35 | 2679256.1647 | 1228357.8778 | 2679242.6659 | 1228363.2537 | 2679230.6607 | 1228376.4806 | 2679212.661 | 1228401.0499
36 | 2679275.0373 | 1228259.8583 | 2679283.2234 | 1228233.2392
37 | 2679091.7276 | 1228302.6264 | 2679083.7109 | 1228321.377
38 | 2679091.7276 | 1228302.6264 | 2679099.584 | 1228298.2056
39 | 2679099.584 | 1228298.2056 | 2679104.9364 | 1228303.1468 | 2679135.8417 | 1228315.5581
40 | 2679152.6717 | 1228322.3169 | 2679135.8417 | 1228315.5581
41 | 2679208.1067 | 1228407.3232 | 2679212.6312 | 1228401.0905 | 2679212.661 | 1228401.0499
42 | 2679208.1067 | 1228407.3232 | 2679201.0878 | 1228416.9919
43 | 2679195.7876 | 1228424.2932 | 2679195.7876 | 1228424.2932 | 2679201.0878 | 1228416.9919
44 | 2679320.3472 | 1228349.5017 | 2679320.4128 | 1228367.3035 | 2679321.5726 | 1228400.7862 | 2679321.173 | 1228405.8608
45 | 2679346.3863 | 1228342.5553 | 2679320.3472 | 1228349.5017
46 | 2679303.6349 | 1228332.2808 | 2679302.9954 | 1228328.6482
47 | 2679271.0449 | 1228391.651 | 2679271.2337 | 1228390.3458
48 | 2679321.173 | 1228405.8608 | 2679321.0216 | 1228407.7843
49 | 2679346.3863 | 1228342.5553 | 2679353.2813 | 1228339.8619
50 | 2679302.9954 | 1228328.6482 | 2679300.7661 | 1228315.9846 | 2679298.9018 | 1228304.1245
51 | 2679271.0449 | 1228391.651 | 2679271.0449 | 1228391.651 | 2679268.8099 | 1228400.5586
52 | 2679234.3843 | 1228474.1583 | 2679220.2608 | 1228502.0195
53 | 2679210.9354 | 1228520.4156 | 2679220.2608 | 1228502.0195
54 | 2679234.3843 | 1228474.1583 | 2679246.6417 | 1228449.9783
55 | 2679247.3131 | 1228448.6539 | 2679246.6417 | 1228449.9783
56 | 2679258.474 | 1228426.6368 | 2679247.3131 | 1228448.6539
57 | 2679258.474 | 1228426.6368 | 2679260.7339 | 1228422.1788 | 2679263.5445 | 1228415.0894
58 | 2679268.8099 | 1228400.5586 | 2679267.9558 | 1228403.9627 | 2679263.5445 | 1228415.0894
59 | 2679289.6201 | 1228215.6656 | 2679287.7593 | 1228218.4895 | 2679283.2234 | 1228233.2392
60 | 2679302.1106 | 1228198.1336 | 2679298.2395 | 1228202.5851 | 2679289.6201 | 1228215.6656
61 | 2679302.1106 | 1228198.1336 | 2679318.5158 | 1228203.3336 | 2679317.9711 | 1228204.9719 | 2679320.9076 | 1228206.3898 | 2679319.6625 | 1228209.9645
62 | 2679319.6625 | 1228209.9645 | 2679317.1035 | 1228218.6784
63 | 2679319.6625 | 1228209.9645 | 2679340.3785 | 1228211.2638
64 | 2679317.1035 | 1228218.6784 | 2679315.4092 | 1228224.4476
65 | 2679340.3785 | 1228211.2638 | 2679337.6871 | 1228221.356
66 | 2679340.3785 | 1228211.2638 | 2679341.6669 | 1228194.985
67 | 2679305.7949 | 1228255.4301 | 2679310.2236 | 1228242.105 | 2679315.4092 | 1228224.4476
68 | 2679341.7932 | 1228193.3897 | 2679341.6669 | 1228194.985
69 | 2679302.6589 | 1228264.8659 | 2679305.7949 | 1228255.4301
70 | 2679367.6231 | 1228175.5454 | 2679376.8536 | 1228176.484
71 | 2679376.8536 | 1228176.484 | 2679398.4109 | 1228178.6761
72 | 2679424.0913 | 1228182.4056 | 2679409.5611 | 1228179.8099 | 2679398.4109 | 1228178.6761
73 | 2679424.0913 | 1228182.4056 | 2679424.1542 | 1228177.7032 | 2679416.9929 | 1228165.2214 | 2679407.0474 | 1228153.924
74 | 2679424.0913 | 1228182.4056 | 2679431.8062 | 1228185.7775
75 | 2679298.3488 | 1228300.1913 | 2679298.4121 | 1228301.0097 | 2679298.9018 | 1228304.1245
76 | 2679298.3488 | 1228300.1913 | 2679297.6881 | 1228291.6604 | 2679298.0998 | 1228281.0451
77 | 2679302.6589 | 1228264.8659 | 2679298.2079 | 1228278.2582 | 2679298.0998 | 1228281.0451
78 | 2679319.1349 | 1228431.7462 | 2679321.0216 | 1228407.7843
79 | 2679353.2813 | 1228339.8619 | 2679371.0573 | 1228332.9181
80 | 2679431.8062 | 1228185.7775 | 2679440.2076 | 1228180.8641
81 | 2679455.1599 | 1228181.9312 | 2679440.2076 | 1228180.8641
82 | 2679431.8062 | 1228185.7775 | 2679426.809 | 1228191.6926 | 2679415.8245 | 1228192.5577 | 2679409.6246 | 1228201.968
83 | 2679456.6828 | 1228164.3729 | 2679455.1599 | 1228181.9312
84 | 2679409.6246 | 1228201.968 | 2679407.2776 | 1228205.5302 | 2679404.3517 | 1228218.0774 | 2679399.2496 | 1228224.3173
85 | 2679456.6828 | 1228164.3729 | 2679472.2671 | 1228165.5909
86 | 2679392.5295 | 1228243.0922 | 2679392.5295 | 1228243.0922 | 2679393.4971 | 1228231.3527 | 2679399.2496 | 1228224.3173
87 | 2679461.6674 | 1228226.8819 | 2679459.4127 | 1228219.6579
88 | 2679461.6674 | 1228226.8819 | 2679466.5043 | 1228242.8316
89 | 2679461.6674 | 1228226.8819 | 2679476.5552 | 1228226.9359
90 | 2679383.1689 | 1228252.0278 | 2679392.5295 | 1228243.0922
91 | 2679466.5043 | 1228242.8316 | 2679469.9505 | 1228254.1955
92 | 2679476.5552 | 1228226.9359 | 2679509.1281 | 1228227.0538
93 | 2679382.9067 | 1228252.2781 | 2679383.1689 | 1228252.0278
94 | 2679472.8582 | 1228273.3072 | 2679471.3569 | 1228258.833 | 2679469.9505 | 1228254.1955
95 | 2679510.1665 | 1228227.0576 | 2679509.1281 | 1228227.0538
96 | 2679510.1665 | 1228227.0576 | 2679541.3935 | 1228227.1707
97 | 2679551.7573 | 1228227.2082 | 2679541.3935 | 1228227.1707
98 | 2679551.7573 | 1228227.2082 | 2679599.6074 | 1228221.0014
99 | 2679551.7573 | 1228227.2082 | 2679552.9963 | 1228246.2437
100 | 2679473.0261 | 1228274.9257 | 2679472.8582 | 1228273.3072
101 | 2679552.9963 | 1228246.2437 | 2679553.1975 | 1228249.3347
102 | 2679473.0261 | 1228274.9257 | 2679473.7817 | 1228282.2103
103 | 2679369.5647 | 1228280.266 | 2679367.8213 | 1228266.6786 | 2679382.9067 | 1228252.2781
104 | 2679373.1476 | 1228308.1889 | 2679369.5647 | 1228280.266
105 | 2679473.1556 | 1228311.9153 | 2679473.9346 | 1228283.6843 | 2679473.7817 | 1228282.2103
106 | 2679473.1556 | 1228311.9153 | 2679474.2221 | 1228336.1896
107 | 2679473.1556 | 1228311.9153 | 2679461.5989 | 1228314.0319
108 | 2679474.2221 | 1228336.1896 | 2679474.2676 | 1228337.2273
109 | 2679438.5724 | 1228318.249 | 2679461.5989 | 1228314.0319
110 | 2679474.9626 | 1228353.0452 | 2679474.2676 | 1228337.2273
111 | 2679438.5724 | 1228318.249 | 2679425.5846 | 1228320.6277
112 | 2679474.9626 | 1228353.0452 | 2679513.9486 | 1228358.6809
113 | 2679474.9626 | 1228353.0452 | 2679475.7051 | 1228370.0555
114 | 2679425.5846 | 1228320.6277 | 2679412.2506 | 1228323.0697
115 | 2679373.1476 | 1228308.1889 | 2679361.4356 | 1228306.2314 | 2679353.0331 | 1228311.1421
116 | 2679373.1476 | 1228308.1889 | 2679373.6013 | 1228311.1989
117 | 2679376.5517 | 1228330.7719 | 2679373.6013 | 1228311.1989
118 | 2679376.5517 | 1228330.7719 | 2679371.0573 | 1228332.9181
119 | 2679376.5517 | 1228330.7719 | 2679395.581 | 1228326.1226 | 2679399.207 | 1228325.4585
120 | 2679412.2506 | 1228323.0697 | 2679399.207 | 1228325.4585
121 | 2679434.5906 | 1228376.0466 | 2679430.8085 | 1228376.5977
122 | 2679434.5906 | 1228376.0466 | 2679457.9344 | 1228372.645
123 | 2679430.8085 | 1228376.5977 | 2679405.5448 | 1228380.279
124 | 2679475.7051 | 1228370.0555 | 2679457.9344 | 1228372.645
125 | 2679400.3079 | 1228381.0421 | 2679405.5448 | 1228380.279
126 | 2679475.7051 | 1228370.0555 | 2679475.8201 | 1228376.1124
127 | 2679387.8619 | 1228382.8556 | 2679400.3079 | 1228381.0421
128 | 2679475.9949 | 1228391.0157 | 2679476.0787 | 1228389.7295 | 2679475.8201 | 1228376.1124
129 | 2679387.8619 | 1228382.8556 | 2679375.1569 | 1228384.707
130 | 2679475.2647 | 1228440.9867 | 2679473.7239 | 1228425.867 | 2679475.9949 | 1228391.0157
131 | 2679515.6504 | 1228358.9269 | 2679513.9486 | 1228358.6809
132 | 2679365.2996 | 1228385.9815 | 2679374.2157 | 1228384.8441 | 2679375.1569 | 1228384.707
133 | 2679475.2647 | 1228440.9867 | 2679456.2418 | 1228443.6554
134 | 2679475.2647 | 1228440.9867 | 2679477.6715 | 1228455.3731 | 2679478.272 | 1228458.6383
135 | 2679525.9644 | 1228360.4179 | 2679515.6504 | 1228358.9269
136 | 2679348.2556 | 1228388.1556 | 2679365.2996 | 1228385.9815
137 | 2679537.0032 | 1228362.0137 | 2679525.9644 | 1228360.4179
138 | 2679456.2418 | 1228443.6554 | 2679437.0731 | 1228446.3445
139 | 2679435.843 | 1228446.517 | 2679437.0731 | 1228446.3445
140 | 2679435.843 | 1228446.517 | 2679414.6654 | 1228449.4879
141 | 2679411.9675 | 1228449.8664 | 2679414.6654 | 1228449.4879
142 | 2679573.0398 | 1228296.0605 | 2679584.3558 | 1228308.8663 | 2679587.3262 | 1228311.4307
143 | 2679573.0398 | 1228296.0605 | 2679567.5526 | 1228289.8509 | 2679564.5272 | 1228285.4684
144 | 2679559.0785 | 1228277.5756 | 2679564.5272 | 1228285.4684
145 | 2679559.0785 | 1228277.5756 | 2679558.3644 | 1228276.5412 | 2679557.3844 | 1228272.7964
146 | 2679553.1975 | 1228249.3347 | 2679553.8442 | 1228259.269 | 2679557.3844 | 1228272.7964
147 | 2679364.8116 | 1228456.4816 | 2679369.6801 | 1228455.7987
148 | 2679344.0617 | 1228459.3925 | 2679364.8116 | 1228456.4816
149 | 2679388.43 | 1228453.1683 | 2679369.6801 | 1228455.7987
150 | 2679388.43 | 1228453.1683 | 2679392.1972 | 1228452.6398
151 | 2679411.9675 | 1228449.8664 | 2679392.1972 | 1228452.6398

## bus_geodata
| x | y | coords
0 | 2679359.8251 | 1228132.8556
1 | 2679379.9938 | 1228141.4375
2 | 2679312.9708 | 1228114.555
3 | 2679316.2181 | 1228141.9268
4 | 2679317.6848 | 1228154.2893
5 | 2679321.4806 | 1228164.5691
6 | 2679279.4344 | 1228157.6318
7 | 2679318.0155 | 1228174.913
8 | 2679252.1467 | 1228159.0748
9 | 2679153.1727 | 1228507.8041
10 | 2679156.4372 | 1228500.604
11 | 2679168.999 | 1228472.8986
12 | 2679169.0756 | 1228472.7298
13 | 2679183.6278 | 1228443.1923
14 | 2679184.1008 | 1228442.4572
15 | 2679242.7793 | 1228198.8825
16 | 2679242.5456 | 1228207.3555
17 | 2679236.6374 | 1228162.2704
18 | 2679242.18 | 1228220.606
19 | 2679204.1416 | 1228229.5195
20 | 2679198.9862 | 1228241.6658
21 | 2679169.8963 | 1228240.0363
22 | 2679139.9272 | 1228225.4261
23 | 2679216.656 | 1228321.6531
24 | 2679227.6573 | 1228318.792
25 | 2679252.775 | 1228312.2427
26 | 2679268.2855 | 1228308.1798
27 | 2679270.1645 | 1228278.5842
28 | 2679271.433 | 1228354.5866
29 | 2679306.9579 | 1228351.1577
30 | 2679272.1413 | 1228384.0704
31 | 2679256.1647 | 1228357.8778
32 | 2679275.0373 | 1228259.8583
33 | 2679083.7109 | 1228321.377
34 | 2679091.7276 | 1228302.6264
35 | 2679099.584 | 1228298.2056
36 | 2679135.8417 | 1228315.5581
37 | 2679152.6717 | 1228322.3169
38 | 2679212.661 | 1228401.0499
39 | 2679208.1067 | 1228407.3232
40 | 2679201.0878 | 1228416.9919
41 | 2679195.7876 | 1228424.2932
42 | 2679320.3472 | 1228349.5017
43 | 2679303.6349 | 1228332.2808
44 | 2679271.2337 | 1228390.3458
45 | 2679321.173 | 1228405.8608
46 | 2679346.3863 | 1228342.5553
47 | 2679302.9954 | 1228328.6482
48 | 2679271.0449 | 1228391.651
49 | 2679220.2608 | 1228502.0195
50 | 2679234.3843 | 1228474.1583
51 | 2679210.9354 | 1228520.4156
52 | 2679246.6417 | 1228449.9783
53 | 2679247.3131 | 1228448.6539
54 | 2679258.474 | 1228426.6368
55 | 2679263.5445 | 1228415.0894
56 | 2679283.2234 | 1228233.2392
57 | 2679289.6201 | 1228215.6656
58 | 2679302.1106 | 1228198.1336
59 | 2679319.6625 | 1228209.9645
60 | 2679268.8099 | 1228400.5586
61 | 2679317.1035 | 1228218.6784
62 | 2679340.3785 | 1228211.2638
63 | 2679315.4092 | 1228224.4476
64 | 2679337.6871 | 1228221.356
65 | 2679341.6669 | 1228194.985
66 | 2679305.7949 | 1228255.4301
67 | 2679341.7932 | 1228193.3897
68 | 2679367.6231 | 1228175.5454
69 | 2679376.8536 | 1228176.484
70 | 2679398.4109 | 1228178.6761
71 | 2679424.0913 | 1228182.4056
72 | 2679298.9018 | 1228304.1245
73 | 2679298.3488 | 1228300.1913
74 | 2679298.0998 | 1228281.0451
75 | 2679302.6589 | 1228264.8659
76 | 2679321.0216 | 1228407.7843
77 | 2679353.2814 | 1228339.8619
78 | 2679440.2076 | 1228180.8641
79 | 2679431.8062 | 1228185.7775
80 | 2679455.1599 | 1228181.9312
81 | 2679409.6246 | 1228201.968
82 | 2679456.6828 | 1228164.3729
83 | 2679407.0474 | 1228153.924
84 | 2679399.2496 | 1228224.3173
85 | 2679459.4127 | 1228219.6579
86 | 2679461.6674 | 1228226.8819
87 | 2679472.2671 | 1228165.5909
88 | 2679392.5295 | 1228243.0922
89 | 2679466.5043 | 1228242.8316
90 | 2679476.5552 | 1228226.9359
91 | 2679383.1689 | 1228252.0278
92 | 2679469.9505 | 1228254.1955
93 | 2679509.1281 | 1228227.0538
94 | 2679510.1665 | 1228227.0576
95 | 2679541.3935 | 1228227.1707
96 | 2679551.7573 | 1228227.2082
97 | 2679472.8582 | 1228273.3072
98 | 2679599.6074 | 1228221.0014
99 | 2679552.9963 | 1228246.2437
100 | 2679473.0261 | 1228274.9257
101 | 2679382.9067 | 1228252.2781
102 | 2679369.5647 | 1228280.266
103 | 2679473.7817 | 1228282.2103
104 | 2679473.1556 | 1228311.9153
105 | 2679474.2221 | 1228336.1896
106 | 2679461.5989 | 1228314.0319
107 | 2679474.2676 | 1228337.2273
108 | 2679438.5724 | 1228318.249
109 | 2679474.9626 | 1228353.0452
110 | 2679425.5846 | 1228320.6277
111 | 2679373.1476 | 1228308.1889
112 | 2679353.0331 | 1228311.1421
113 | 2679373.6013 | 1228311.1989
114 | 2679376.5517 | 1228330.7719
115 | 2679371.0573 | 1228332.9181
116 | 2679399.207 | 1228325.4585
117 | 2679412.2506 | 1228323.0697
118 | 2679319.1349 | 1228431.7462
119 | 2679434.5906 | 1228376.0466
120 | 2679430.8085 | 1228376.5977
121 | 2679457.9344 | 1228372.645
122 | 2679405.5448 | 1228380.279
123 | 2679475.7051 | 1228370.0556
124 | 2679400.3079 | 1228381.0421
125 | 2679475.8201 | 1228376.1124
126 | 2679387.8619 | 1228382.8556
127 | 2679475.9949 | 1228391.0157
128 | 2679513.9486 | 1228358.6809
129 | 2679375.1569 | 1228384.707
130 | 2679475.2647 | 1228440.9867
131 | 2679515.6504 | 1228358.9269
132 | 2679365.2996 | 1228385.9815
133 | 2679348.2556 | 1228388.1556
134 | 2679525.9644 | 1228360.4179
135 | 2679456.2418 | 1228443.6554
136 | 2679478.272 | 1228458.6383
137 | 2679437.0731 | 1228446.3445
138 | 2679435.843 | 1228446.517
139 | 2679414.6654 | 1228449.4879
140 | 2679587.3262 | 1228311.4307
141 | 2679573.0398 | 1228296.0605
142 | 2679564.5272 | 1228285.4684
143 | 2679559.0785 | 1228277.5756
144 | 2679557.3844 | 1228272.7964
145 | 2679553.1975 | 1228249.3347
146 | 2679537.0032 | 1228362.0137
147 | 2679364.8116 | 1228456.4816
148 | 2679369.6801 | 1228455.7987
149 | 2679344.0617 | 1228459.3925
150 | 2679388.43 | 1228453.1683
151 | 2679392.1972 | 1228452.6398
152 | 2679411.9675 | 1228449.8664
153 | 2679306.9579 | 1228351.1577

## line_std_types
| c_nf_per_km | r_ohm_per_km | x_ohm_per_km | max_i_ka | type | q_mm2 | alpha | voltage_rating
NAYY 4x50 SE | 210 | 0.642 | 0.083 | 0.142 | cs | 50 | 0.00403 | LV
NAYY 4x120 SE | 264 | 0.225 | 0.08 | 0.242 | cs | 120 | 0.00403 | LV
NAYY 4x150 SE | 261 | 0.208 | 0.08 | 0.27 | cs | 150 | 0.00403 | LV
NA2XS2Y 1x95 RM/25 12/20 kV | 216 | 0.313 | 0.132 | 0.252 | cs | 95 | 0.00403 | MV
NA2XS2Y 1x185 RM/25 12/20 kV | 273 | 0.161 | 0.117 | 0.362 | cs | 185 | 0.00403 | MV
NA2XS2Y 1x240 RM/25 12/20 kV | 304 | 0.122 | 0.112 | 0.421 | cs | 240 | 0.00403 | MV
NA2XS2Y 1x95 RM/25 6/10 kV | 315 | 0.313 | 0.123 | 0.249 | cs | 95 | 0.00403 | MV
NA2XS2Y 1x185 RM/25 6/10 kV | 406 | 0.161 | 0.11 | 0.358 | cs | 185 | 0.00403 | MV
NA2XS2Y 1x240 RM/25 6/10 kV | 456 | 0.122 | 0.105 | 0.416 | cs | 240 | 0.00403 | MV
NA2XS2Y 1x150 RM/25 12/20 kV | 250 | 0.206 | 0.116 | 0.319 | cs | 150 | 0.00403 | MV
NA2XS2Y 1x120 RM/25 12/20 kV | 230 | 0.253 | 0.119 | 0.283 | cs | 120 | 0.00403 | MV
NA2XS2Y 1x70 RM/25 12/20 kV | 190 | 0.443 | 0.132 | 0.22 | cs | 70 | 0.00403 | MV
NA2XS2Y 1x150 RM/25 6/10 kV | 360 | 0.206 | 0.11 | 0.315 | cs | 150 | 0.00403 | MV
NA2XS2Y 1x120 RM/25 6/10 kV | 340 | 0.253 | 0.113 | 0.28 | cs | 120 | 0.00403 | MV
NA2XS2Y 1x70 RM/25 6/10 kV | 280 | 0.443 | 0.123 | 0.217 | cs | 70 | 0.00403 | MV
N2XS(FL)2Y 1x120 RM/35 64/110 kV | 112 | 0.153 | 0.166 | 0.366 | cs | 120 | 0.00393 | HV
N2XS(FL)2Y 1x185 RM/35 64/110 kV | 125 | 0.099 | 0.156 | 0.457 | cs | 185 | 0.00393 | HV
N2XS(FL)2Y 1x240 RM/35 64/110 kV | 135 | 0.075 | 0.149 | 0.526 | cs | 240 | 0.00393 | HV
N2XS(FL)2Y 1x300 RM/35 64/110 kV | 144 | 0.06 | 0.144 | 0.588 | cs | 300 | 0.00393 | HV
15-AL1/3-ST1A 0.4 | 11 | 1.8769 | 0.35 | 0.105 | ol | 16 | 0.00403 | LV
24-AL1/4-ST1A 0.4 | 11.25 | 1.2012 | 0.335 | 0.14 | ol | 24 | 0.00403 | LV
48-AL1/8-ST1A 0.4 | 12.2 | 0.5939 | 0.3 | 0.21 | ol | 48 | 0.00403 | LV
94-AL1/15-ST1A 0.4 | 13.2 | 0.306 | 0.29 | 0.35 | ol | 94 | 0.00403 | LV
34-AL1/6-ST1A 10.0 | 9.7 | 0.8342 | 0.36 | 0.17 | ol | 34 | 0.00403 | MV
48-AL1/8-ST1A 10.0 | 10.1 | 0.5939 | 0.35 | 0.21 | ol | 48 | 0.00403 | MV
70-AL1/11-ST1A 10.0 | 10.4 | 0.4132 | 0.339 | 0.29 | ol | 70 | 0.00403 | MV
94-AL1/15-ST1A 10.0 | 10.75 | 0.306 | 0.33 | 0.35 | ol | 94 | 0.00403 | MV
122-AL1/20-ST1A 10.0 | 11.1 | 0.2376 | 0.323 | 0.41 | ol | 122 | 0.00403 | MV
149-AL1/24-ST1A 10.0 | 11.25 | 0.194 | 0.315 | 0.47 | ol | 149 | 0.00403 | MV
34-AL1/6-ST1A 20.0 | 9.15 | 0.8342 | 0.382 | 0.17 | ol | 34 | 0.00403 | MV
48-AL1/8-ST1A 20.0 | 9.5 | 0.5939 | 0.372 | 0.21 | ol | 48 | 0.00403 | MV
70-AL1/11-ST1A 20.0 | 9.7 | 0.4132 | 0.36 | 0.29 | ol | 70 | 0.00403 | MV
94-AL1/15-ST1A 20.0 | 10 | 0.306 | 0.35 | 0.35 | ol | 94 | 0.00403 | MV
122-AL1/20-ST1A 20.0 | 10.3 | 0.2376 | 0.344 | 0.41 | ol | 122 | 0.00403 | MV
149-AL1/24-ST1A 20.0 | 10.5 | 0.194 | 0.337 | 0.47 | ol | 149 | 0.00403 | MV
184-AL1/30-ST1A 20.0 | 10.75 | 0.1571 | 0.33 | 0.535 | ol | 184 | 0.00403 | MV
243-AL1/39-ST1A 20.0 | 11 | 0.1188 | 0.32 | 0.645 | ol | 243 | 0.00403 | MV
48-AL1/8-ST1A 110.0 | 8 | 0.5939 | 0.46 | 0.21 | ol | 48 | 0.00403 | HV
70-AL1/11-ST1A 110.0 | 8.4 | 0.4132 | 0.45 | 0.29 | ol | 70 | 0.00403 | HV
94-AL1/15-ST1A 110.0 | 8.65 | 0.306 | 0.44 | 0.35 | ol | 94 | 0.00403 | HV
122-AL1/20-ST1A 110.0 | 8.5 | 0.2376 | 0.43 | 0.41 | ol | 122 | 0.00403 | HV
149-AL1/24-ST1A 110.0 | 8.75 | 0.194 | 0.41 | 0.47 | ol | 149 | 0.00403 | HV
184-AL1/30-ST1A 110.0 | 8.8 | 0.1571 | 0.4 | 0.535 | ol | 184 | 0.00403 | HV
243-AL1/39-ST1A 110.0 | 9 | 0.1188 | 0.39 | 0.645 | ol | 243 | 0.00403 | HV
305-AL1/39-ST1A 110.0 | 9.2 | 0.0949 | 0.38 | 0.74 | ol | 305 | 0.00403 | HV
490-AL1/64-ST1A 110.0 | 9.75 | 0.059 | 0.37 | 0.96 | ol | 490 | 0.00403 | HV
679-AL1/86-ST1A 110.0 | 9.95 | 0.042 | 0.36 | 1.15 | ol | 679 | 0.00403 | HV
490-AL1/64-ST1A 220.0 | 10 | 0.059 | 0.285 | 0.96 | ol | 490 | 0.00403 | HV
679-AL1/86-ST1A 220.0 | 11.7 | 0.042 | 0.275 | 1.15 | ol | 679 | 0.00403 | HV
490-AL1/64-ST1A 380.0 | 11 | 0.059 | 0.253 | 0.96 | ol | 490 | 0.00403 | HV
679-AL1/86-ST1A 380.0 | 14.6 | 0.042 | 0.25 | 1.15 | ol | 679 | 0.00403 | HV

## trafo_std_types
| i0_percent | pfe_kw | vkr_percent | sn_mva | vn_lv_kv | vn_hv_kv | vk_percent | shift_degree | vector_group | tap_side | tap_neutral | tap_min | tap_max | tap_step_degree | tap_step_percent | tap_phase_shifter
160 MVA 380/110 kV | 0.06 | 60 | 0.25 | 160 | 110 | 380 | 12.2 | 0 | Yy0 | hv | 0 | -9 | 9 | 0 | 1.5 | FALSE
100 MVA 220/110 kV | 0.06 | 55 | 0.26 | 100 | 110 | 220 | 12 | 0 | Yy0 | hv | 0 | -9 | 9 | 0 | 1.5 | FALSE
63 MVA 110/20 kV | 0.04 | 22 | 0.32 | 63 | 20 | 110 | 18 | 150 | YNd5 | hv | 0 | -9 | 9 | 0 | 1.5 | FALSE
40 MVA 110/20 kV | 0.05 | 18 | 0.34 | 40 | 20 | 110 | 16.2 | 150 | YNd5 | hv | 0 | -9 | 9 | 0 | 1.5 | FALSE
25 MVA 110/20 kV | 0.07 | 14 | 0.41 | 25 | 20 | 110 | 12 | 150 | YNd5 | hv | 0 | -9 | 9 | 0 | 1.5 | FALSE
63 MVA 110/10 kV | 0.04 | 22 | 0.32 | 63 | 10 | 110 | 18 | 150 | YNd5 | hv | 0 | -9 | 9 | 0 | 1.5 | FALSE
40 MVA 110/10 kV | 0.05 | 18 | 0.34 | 40 | 10 | 110 | 16.2 | 150 | YNd5 | hv | 0 | -9 | 9 | 0 | 1.5 | FALSE
25 MVA 110/10 kV | 0.07 | 14 | 0.41 | 25 | 10 | 110 | 12 | 150 | YNd5 | hv | 0 | -9 | 9 | 0 | 1.5 | FALSE
0.25 MVA 20/0.4 kV | 0.32 | 0.8 | 1.44 | 0.25 | 0.4 | 20 | 6 | 150 | Yzn5 | hv | 0 | -2 | 2 | 0 | 2.5 | FALSE
0.4 MVA 20/0.4 kV | 0.3375 | 1.35 | 1.425 | 0.4 | 0.4 | 20 | 6 | 150 | Dyn5 | hv | 0 | -2 | 2 | 0 | 2.5 | FALSE
0.63 MVA 20/0.4 kV | 0.2619 | 1.65 | 1.206 | 0.63 | 0.4 | 20 | 6 | 150 | Dyn5 | hv | 0 | -2 | 2 | 0 | 2.5 | FALSE
0.25 MVA 10/0.4 kV | 0.24 | 0.6 | 1.2 | 0.25 | 0.4 | 10 | 4 | 150 | Dyn5 | hv | 0 | -2 | 2 | 0 | 2.5 | FALSE
0.4 MVA 10/0.4 kV | 0.2375 | 0.95 | 1.325 | 0.4 | 0.4 | 10 | 4 | 150 | Dyn5 | hv | 0 | -2 | 2 | 0 | 2.5 | FALSE
0.63 MVA 10/0.4 kV | 0.1873 | 1.18 | 1.0794 | 0.63 | 0.4 | 10 | 4 | 150 | Dyn5 | hv | 0 | -2 | 2 | 0 | 2.5 | FALSE

## trafo3w_std_types
| sn_hv_mva | sn_mv_mva | sn_lv_mva | vn_hv_kv | vn_mv_kv | vn_lv_kv | vk_hv_percent | vk_mv_percent | vk_lv_percent | vkr_hv_percent | vkr_mv_percent | vkr_lv_percent | pfe_kw | i0_percent | shift_mv_degree | shift_lv_degree | vector_group | tap_side | tap_neutral | tap_min | tap_max | tap_step_percent
63/25/38 MVA 110/20/10 kV | 63 | 25 | 38 | 110 | 20 | 10 | 10.4 | 10.4 | 10.4 | 0.28 | 0.32 | 0.35 | 35 | 0.89 | 0 | 0 | YN0yn0yn0 | hv | 0 | -10 | 10 | 1.2
63/25/38 MVA 110/10/10 kV | 63 | 25 | 38 | 110 | 10 | 10 | 10.4 | 10.4 | 10.4 | 0.28 | 0.32 | 0.35 | 35 | 0.89 | 0 | 0 | YN0yn0yn0 | hv | 0 | -10 | 10 | 1.2

## fuse_std_types
| fuse_type | i_rated_a | t_avg | t_min | t_total | x_avg | x_min | x_total
HV 100A | HV 100A | 100 | 0 | [10.0, 3.64, 0.854, 0.281, 0.1, 0.0531, 0.022, 0.01] | [10.0, 4.267, 1.21, 0.403, 0.1, 0.058, 0.022, 0.01] | 0 | [300.0, 350.0, 450.0, 550.0, 700.0, 850.0, 1200.0, 1752.0] | [600.0, 700.0, 900.0, 1150.0, 1665.0, 2000.0, 3000.0, 4313.0]
HV 10A | HV 10A | 10 | 0 | [10.0, 1675.0, 0.344, 0.156, 0.1, 0.0417, 0.0171, 0.01] | [10.0, 1.3, 0.3, 0.155, 0.1, 0.0555, 0.023, 0.01] | 0 | [30.0, 32.0, 35.0, 37.0, 39.0, 50.0, 70.0, 88.0] | [60.0, 70.0, 80.0, 87.0, 94.0, 110.0, 150.0, 216.0]
HV 125A | HV 125A | 125 | 0 | [10.0, 1.82, 0.344, 0.1, 0.0467, 0.0269, 0.01] | [10.0, 2.478, 0.426, 0.1, 0.0427, 0.0211, 0.01] | 0 | [375.0, 500.0, 700.0, 925.0, 1200.0, 1500.0, 2341.0] | [750.0, 1000.0, 1500.0, 2200.0, 3000.0, 4000.0, 5765.0]
HV 160A | HV 160A | 160 | 0 | [10.0, 4.15, 1.03, 0.198, 0.1, 0.051, 0.0172, 0.01] | [10.0, 2.3, 0.734, 0.274, 0.1, 0.046, 0.0177, 0.01] | 0 | [480.0, 550.0, 700.0, 1000.0, 1260.0, 1600.0, 2500.0, 3227.0] | [960.0, 1300.0, 1700.0, 2200.0, 2996.0, 4000.0, 6000.0, 7946.0]
HV 16A | HV 16A | 16 | 0 | [10.0, 0.352, 0.164, 0.1, 0.0649, 0.0342, 0.01] | [10.0, 2.34, 0.722, 0.181, 0.1, 0.055, 0.0296, 0.01] | 0 | [48.0, 60.0, 65.0, 71.0, 80.0, 100.0, 162.0] | [96.0, 110.0, 125.0, 150.0, 168.0, 200.0, 250.0, 398.0]
HV 200A | HV 200A | 200 | 0 | [10.0, 4.267, 1.21, 0.403, 0.1, 0.058, 0.022, 0.01] | [10.0, 3.73, 1.654, 0.328, 0.1, 0.0531, 0.019, 0.01] | 0 | [600.0, 700.0, 900.0, 1150.0, 1665.0, 2000.0, 3000.0, 4313.0] | [1200.0, 1500.0, 1800.0, 2700.0, 3960.0, 5000.0, 7500.0, 10620.0]
HV 20A | HV 20A | 20 | 0 | [10.0, 1.3, 0.3, 0.155, 0.1, 0.0555, 0.023, 0.01] | [10.0, 1.3, 0.161, 0.1, 0.0611, 0.0399, 0.0141, 0.01] | 0 | [60.0, 70.0, 80.0, 87.0, 94.0, 110.0, 150.0, 216.0] | [120.0, 150.0, 200.0, 223.0, 260.0, 300.0, 450.0, 532.0]
HV 25A | HV 25A | 25 | 0 | [10.0, 2.512, 0.833, 0.299, 0.1, 0.0372, 0.0223, 0.01] | [10.0, 3.125, 0.597, 0.198, 0.1, 0.0378, 0.022, 0.01] | 0 | [75.0, 82.0, 90.0, 100.0, 124.0, 170.0, 200.0, 289.0] | [150.0, 170.0, 210.0, 250.0, 294.0, 400.0, 500.0, 711.0]
HV 31.5A | HV 31.5A | 31.5 | 0 | [10.0, 2.34, 0.722, 0.181, 0.1, 0.055, 0.0296, 0.01] | [10.0, 2.84, 0.368, 0.164, 0.1, 0.0621, 0.0378, 0.0195, 0.01] | 0 | [95.0, 110.0, 125.0, 150.0, 165.0, 200.0, 250.0, 390.0] | [189.0, 220.0, 300.0, 350.0, 393.0, 450.0, 530.0, 700.0, 960.0]
HV 40A | HV 40A | 40 | 0 | [10.0, 1.3, 0.161, 0.1, 0.0611, 0.0399, 0.0141, 0.01] | [10.0, 2.05, 0.369, 0.198, 0.1, 0.051, 0.0298, 0.01] | 0 | [120.0, 150.0, 200.0, 223.0, 260.0, 300.0, 450.0, 532.0] | [240.0, 300.0, 400.0, 450.0, 530.0, 650.0, 800.0, 1311.0]
HV 50A | HV 50A | 50 | 0 | [10.0, 3.215, 0.597, 0.198, 0.1, 0.0378, 0.022, 0.01] | [10.0, 3.64, 0.854, 0.281, 0.1, 0.0531, 0.022, 0.01] | 0 | [150.0, 170.0, 210.0, 250.0, 294.0, 400.0, 500.0, 711.0] | [300.0, 350.0, 450.0, 550.0, 700.0, 850.0, 1200.0, 1752.0]
HV 6.3A | HV 6.3A | 6.3 | 0 | [10.0, 1.39, 0.344, 0.168, 0.1, 0.056, 0.0263, 0.01] | [10.0, 1.711, 0.516, 0.198, 0.1, 0.0634, 0.0303, 0.01] | 0 | [19.0, 19.5, 20.4, 20.8, 22.0, 25.0, 32.0, 48.0] | [38.0, 40.0, 43.0, 48.0, 53.0, 60.0, 75.0, 118.0]
HV 63A | HV 63A | 63 | 0 | [10.0, 2.84, 0.368, 0.164, 0.1, 0.0621, 0.0378, 0.0195, 0.01] | [10.0, 1.82, 0.344, 0.1, 0.0467, 0.0269, 0.01] | 0 | [189.0, 220.0, 300.0, 350.0, 393.0, 450.0, 530.0, 700.0, 961.0] | [378.0, 500.0, 700.0, 934.0, 1200.0, 1500.0, 2366.0]
HV 80A | HV 80A | 80 | 0 | [10.0, 2.05, 0.369, 0.198, 0.1, 0.051, 0.0298, 0.01] | [10.0, 4.15, 1.03, 0.198, 0.1, 0.051, 0.0172, 0.01] | 0 | [240.0, 300.0, 400.0, 450.0, 530.0, 650.0, 800.0, 1311.0] | [480.0, 550.0, 700.0, 1000.0, 1260.0, 1600.0, 2500.0, 3227.0]
Siemens NH-1-100 | Siemens NH-1-100 | 100 | [5400.0, 2000.0, 400.0, 20.0, 1.0, 0.2, 0.012, 0.004] | 0 | 0 | [150.0, 190.0, 250.0, 430.0, 900.0, 1250.0, 2700.0, 3600.0] | 0 | 0
Siemens NH-1-125 | Siemens NH-1-125 | 125 | [4800.0, 120.0, 7.0, 0.1, 0.004] | 0 | 0 | [180.0, 400.0, 740.0, 2000.0, 4250.0] | 0 | 0
Siemens NH-1-16 | Siemens NH-1-16 | 16 | [4000.0, 400.0, 2.0, 0.1, 0.04, 0.01] | 0 | 0 | [26.0, 35.0, 75.0, 150.0, 200.0, 300.0] | 0 | 0
Siemens NH-1-160 | Siemens NH-1-160 | 160 | [4800.0, 120.0, 7.0, 0.1, 0.004] | 0 | 0 | [210.0, 500.0, 900.0, 2300.0, 5000.0] | 0 | 0
Siemens NH-1-25 | Siemens NH-1-25 | 25 | [4000.0, 1000.0, 10.0, 0.2, 0.02, 0.01] | 0 | 0 | [40.0, 50.0, 100.0, 210.0, 400.0, 500.0] | 0 | 0
Siemens NH-1-50 | Siemens NH-1-50 | 50 | [4000.0, 40.0, 4.0, 1.0, 0.02, 0.01] | 0 | 0 | [86.0, 200.0, 300.0, 400.0, 1000.0, 1280.0] | 0 | 0
Siemens NH-1-63 | Siemens NH-1-63 | 63 | [4000.0, 100.0, 10.0, 2.0, 0.04, 0.01] | 0 | 0 | [100.0, 200.0, 300.0, 400.0, 1000.0, 1500.0] | 0 | 0
Siemens NH-1-80 | Siemens NH-1-80 | 80 | [4800.0, 120.0, 7.0, 0.1, 0.01] | 0 | 0 | [150.58, 250.0, 450.0, 1150.0, 2470.0] | 0 | 0
Siemens NH-2-1000 | Siemens NH-2-1000 | 1000 | [4800.0, 120.0, 7.0, 0.1, 0.004] | 0 | 0 | [1900.0, 3500.0, 8400.0, 24000.0, 52000.0] | 0 | 0
Siemens NH-2-200 | Siemens NH-2-200 | 200 | [4800.0, 120.0, 7.0, 0.1, 0.004] | 0 | 0 | [280.0, 650.0, 1200.0, 3000.0, 7000.0] | 0 | 0
Siemens NH-2-224 | Siemens NH-2-224 | 224 | [4800.0, 120.0, 7.0, 0.2, 0.04, 0.004] | 0 | 0 | [400.0, 750.0, 1453.0, 3025.0, 4315.0, 7600.0] | 0 | 0
Siemens NH-2-250 | Siemens NH-2-250 | 250 | [4800.0, 120.0, 7.0, 0.1, 0.004] | 0 | 0 | [450.0, 800.0, 1650.0, 4000.0, 8500.0] | 0 | 0
Siemens NH-2-315 | Siemens NH-2-315 | 315 | [4800.0, 120.0, 7.0, 0.1, 0.004] | 0 | 0 | [550.0, 920.0, 1900.0, 5000.0, 11000.0] | 0 | 0
Siemens NH-2-355 | Siemens NH-2-355 | 355 | [4800.0, 120.0, 6.0, 0.1, 0.004] | 0 | 0 | [650.0, 1116.27, 2350.0, 5840.0, 12790.0] | 0 | 0
Siemens NH-2-400 | Siemens NH-2-400 | 400 | [4800.0, 120.0, 7.0, 0.1, 0.004] | 0 | 0 | [720.0, 1350.0, 2800.0, 6500.0, 15000.0] | 0 | 0
Siemens NH-2-425 | Siemens NH-2-425 | 425 | [4800.0, 120.0, 7.0, 0.1, 0.004] | 0 | 0 | [850.0, 1500.0, 3050.0, 7500.0, 16500.0] | 0 | 0
Siemens NH-2-630 | Siemens NH-2-630 | 630 | [4800.0, 120.0, 7.0, 0.1, 0.004] | 0 | 0 | [1200.0, 2000.0, 4800.0, 12000.0, 26000.0] | 0 | 0

## res_bus
| vm_pu | va_degree | p_mw | q_mvar
0 | 0.98766 | -0.23572 | 0.010224 | 0.0025625
1 | 0.98758 | -0.23724 | 0.0036272 | 0.00090907
2 | 0.98842 | -0.22107 | 0 | 0
3 | 0.98877 | -0.21426 | 0.0016963 | 0.00042514
4 | 0.98894 | -0.21081 | 0 | 0
5 | 0.98941 | -0.20183 | 0 | 0
6 | 0.98749 | -0.23871 | 0.0023082 | 0.0005785
7 | 0.98987 | -0.19292 | 0.0020973 | 0.00052563
8 | 0.98648 | -0.25825 | 0 | 0
9 | 0.98339 | -0.31957 | 0.002663 | 0.00066741
10 | 0.98341 | -0.31919 | 0.0078499 | 0.0019674
11 | 0.9837 | -0.31343 | 0.0088751 | 0.0022243
12 | 0.98371 | -0.31336 | 0.0057859 | 0.0014501
13 | 0.98447 | -0.29842 | 0.0089762 | 0.0022496
14 | 0.9845 | -0.29788 | 0.002489 | 0.0006238
15 | 0.98442 | -0.2982 | 0.015814 | 0.0039634
16 | 0.98415 | -0.30349 | 0.018295 | 0.0045851
17 | 0.9859 | -0.26955 | 0 | 0
18 | 0.98362 | -0.31372 | 0.012078 | 0.003027
19 | 0.98094 | -0.36571 | 0.010905 | 0.0027329
20 | 0.98017 | -0.38072 | 0.0059931 | 0.001502
21 | 0.97849 | -0.41357 | 0.01138 | 0.0028521
22 | 0.97708 | -0.44115 | 0 | 0
23 | 0.98214 | -0.34325 | 0.029955 | 0.0075074
24 | 0.98246 | -0.3371 | 0.0099663 | 0.0024978
25 | 0.98341 | -0.3184 | 0.010776 | 0.0027006
26 | 0.98416 | -0.30376 | 0 | 0
27 | 0.98555 | -0.27668 | 0.010689 | 0.0026788
28 | 0.99136 | -0.16482 | 0 | 0
29 | 0.99519 | -0.09126 | 0 | 0
30 | 0.99021 | -0.18716 | 0.003872 | 0.00097042
31 | 0.99029 | -0.18552 | 0.010328 | 0.0025883
32 | 0.98665 | -0.25535 | 0.0040979 | 0.001027
33 | 0.97311 | -0.5191 | 0.016206 | 0.0040616
34 | 0.97342 | -0.51302 | 0 | 0
35 | 0.97355 | -0.51034 | 0 | 0
36 | 0.97245 | -0.53214 | 0.011167 | 0.0027988
37 | 0.97215 | -0.53815 | 0.017999 | 0.0045111
38 | 0.98658 | -0.25745 | 0.0026272 | 0.00065844
39 | 0.98614 | -0.266 | 0.013592 | 0.0034064
40 | 0.98561 | -0.27627 | 0.0022929 | 0.00057465
41 | 0.98523 | -0.28366 | 0.0090012 | 0.0022559
42 | 0.99434 | -0.10747 | 0 | 0
43 | 0.99709 | -0.0551 | 0.004015 | 0.0010063
44 | 0.98998 | -0.19151 | 0.0040593 | 0.0010174
45 | 0.99395 | -0.11496 | 0.0035182 | 0.00088175
46 | 0.9927 | -0.13874 | 0 | 0
47 | 0.99746 | -0.048071 | 0.0056996 | 0.0014285
48 | 0.98994 | -0.19232 | 0.005714 | 0.0014321
49 | 0.98812 | -0.22771 | 0.0034193 | 0.00085695
50 | 0.98836 | -0.22307 | 0.004009 | 0.0010047
51 | 0.98803 | -0.22952 | 0.0049048 | 0.0012292
52 | 0.98867 | -0.21711 | 0.0032397 | 0.00081194
53 | 0.98869 | -0.2167 | 0.00304 | 0.0007619
54 | 0.98911 | -0.20851 | 0.003024 | 0.00075789
55 | 0.98936 | -0.20364 | 0.0023193 | 0.00058128
56 | 0.98834 | -0.22275 | 0.0035695 | 0.00089459
57 | 0.98953 | -0.1996 | 0.0096928 | 0.0024292
58 | 0.9911 | -0.16942 | 0 | 0
59 | 0.99284 | -0.13595 | 0 | 0
60 | 0.9897 | -0.19704 | 0.004905 | 0.0012293
61 | 0.99349 | -0.12368 | 0.0017316 | 0.00043399
62 | 0.99264 | -0.13995 | 0 | 0
63 | 0.99392 | -0.1155 | 0.0011727 | 0.0002939
64 | 0.99262 | -0.14028 | 0.0017367 | 0.00043527
65 | 0.9925 | -0.14261 | 0.0037111 | 0.00093009
66 | 0.99624 | -0.071253 | 0.0075218 | 0.0018851
67 | 0.99249 | -0.14276 | 0.0054786 | 0.0013731
68 | 0.98433 | -0.30071 | 0.0041034 | 0.0010284
69 | 0.98437 | -0.30002 | 0.0022062 | 0.00055291
70 | 0.98449 | -0.29757 | 0.0032271 | 0.00080878
71 | 0.98472 | -0.29311 | 0 | 0
72 | 1 | 0 | -0.59218 | -0.15146
73 | 0.99969 | -0.005767 | 0.0023522 | 0.00058953
74 | 0.99823 | -0.033387 | 0.0050141 | 0.0012567
75 | 0.99697 | -0.057298 | 0.0024021 | 0.00060202
76 | 0.99394 | -0.1151 | 0.0019679 | 0.0004932
77 | 0.99225 | -0.14737 | 0.0009355 | 0.00023446
78 | 0.98478 | -0.29188 | 0.003512 | 0.00088018
79 | 0.98484 | -0.29081 | 0 | 0
80 | 0.98475 | -0.29257 | 0 | 0
81 | 0.98543 | -0.27932 | 0.0074844 | 0.0018758
82 | 0.98471 | -0.29338 | 0 | 0
83 | 0.98454 | -0.2966 | 0.0056866 | 0.0014252
84 | 0.9861 | -0.2663 | 0.0011801 | 0.00029575
85 | 0.97895 | -0.40461 | 0.0043147 | 0.0010814
86 | 0.97898 | -0.40401 | 0 | 0
87 | 0.98467 | -0.29411 | 0.0025687 | 0.00064377
88 | 0.98667 | -0.2551 | 0.0077975 | 0.0019542
89 | 0.97965 | -0.39081 | 0.0029894 | 0.00074922
90 | 0.97843 | -0.41465 | 0.0039017 | 0.00097786
91 | 0.98712 | -0.24635 | 0.001179 | 0.0002955
92 | 0.98017 | -0.38078 | 0.0029711 | 0.00074463
93 | 0.97736 | -0.43564 | 0.0013905 | 0.00034849
94 | 0.97733 | -0.43629 | 0.0037285 | 0.00093446
95 | 0.97645 | -0.45353 | 0.0037182 | 0.00093188
96 | 0.9762 | -0.45856 | 0 | 0
97 | 0.98106 | -0.36336 | 0.0036284 | 0.00090936
98 | 0.97609 | -0.46062 | 0.0023341 | 0.00058499
99 | 0.97577 | -0.467 | 0.0028625 | 0.0007174
100 | 0.98114 | -0.36179 | 0.0026755 | 0.00067055
101 | 0.98713 | -0.24609 | 0.0047539 | 0.0011914
102 | 0.98852 | -0.21912 | 0.0018369 | 0.00046038
103 | 0.98152 | -0.35439 | 0.0033966 | 0.00085128
104 | 0.98315 | -0.32259 | 0 | 0
105 | 0.98142 | -0.35636 | 0.0015572 | 0.00039027
106 | 0.98464 | -0.29377 | 0.0016931 | 0.00042434
107 | 0.98134 | -0.35778 | 0.0037645 | 0.00094346
108 | 0.98763 | -0.23592 | 0.0028065 | 0.00070336
109 | 0.98029 | -0.37833 | 0 | 0
110 | 0.98849 | -0.21934 | 0.0017207 | 0.00043125
111 | 0.9897 | -0.19628 | 0 | 0
112 | 0.98967 | -0.19699 | 0.0018674 | 0.00046801
113 | 0.98984 | -0.19371 | 0.0018783 | 0.00047074
114 | 0.99073 | -0.17637 | 0 | 0
115 | 0.99109 | -0.16955 | 0.0013803 | 0.00034595
116 | 0.98968 | -0.19651 | 0.0018209 | 0.00045636
117 | 0.98909 | -0.20786 | 0.0018117 | 0.00045405
118 | 0.9939 | -0.11597 | 0.0020489 | 0.00051351
119 | 0.97874 | -0.40866 | 0.0023361 | 0.00058549
120 | 0.97869 | -0.4097 | 0.0035752 | 0.00089604
121 | 0.97912 | -0.40124 | 0.0022509 | 0.00056414
122 | 0.97842 | -0.41498 | 0.0013347 | 0.00033451
123 | 0.97945 | -0.39487 | 0 | 0
124 | 0.97837 | -0.41595 | 0.0017865 | 0.00044775
125 | 0.97926 | -0.3986 | 0.002189 | 0.00054862
126 | 0.97828 | -0.41784 | 0.0017389 | 0.00043582
127 | 0.97882 | -0.40722 | 0.0020534 | 0.00051462
128 | 0.97963 | -0.3913 | 0.0041833 | 0.0010484
129 | 0.9782 | -0.41936 | 0.0024588 | 0.00061623
130 | 0.97743 | -0.43435 | 0 | 0
131 | 0.97961 | -0.39174 | 0.0047654 | 0.0011943
132 | 0.97816 | -0.4201 | 0.0025383 | 0.00063615
133 | 0.97814 | -0.42057 | 0.0015138 | 0.0003794
134 | 0.97952 | -0.39348 | 0.0031105 | 0.00077956
135 | 0.97693 | -0.44427 | 0.0019245 | 0.00048233
136 | 0.97741 | -0.4348 | 0.0014032 | 0.00035167
137 | 0.97645 | -0.4536 | 0.0014022 | 0.00035142
138 | 0.97642 | -0.45417 | 0.0018496 | 0.00046355
139 | 0.97596 | -0.46322 | 0.0014033 | 0.0003517
140 | 0.97481 | -0.48583 | 0.0056237 | 0.0014094
141 | 0.97492 | -0.48367 | 0.0054544 | 0.001367
142 | 0.97506 | -0.4809 | 0.0032858 | 0.0008235
143 | 0.97519 | -0.47837 | 0.0031058 | 0.00077838
144 | 0.97528 | -0.47673 | 0.001973 | 0.00049447
145 | 0.97571 | -0.46821 | 0.0018766 | 0.00047031
146 | 0.97946 | -0.39471 | 0.0060808 | 0.001524
147 | 0.97519 | -0.47837 | 0.0036113 | 0.00090507
148 | 0.97524 | -0.47742 | 0.0028167 | 0.00070592
149 | 0.97506 | -0.48105 | 0.0069661 | 0.0017459
150 | 0.97548 | -0.47277 | 0.0037129 | 0.00093055
151 | 0.97554 | -0.47158 | 0.002818 | 0.00070625
152 | 0.97591 | -0.4643 | 0.0017982 | 0.00045067
153 | 0.99998 | 149.9956 | 0 | 0

## res_line
| p_from_mw | q_from_mvar | p_to_mw | q_to_mvar | pl_mw | ql_mvar | i_from_ka | i_to_ka | i_ka | vm_from_pu | va_from_degree | vm_to_pu | va_to_degree | loading_percent
0 | 0.0036275 | 0.00090894 | -0.0036272 | -0.00090907 | 2.623e-07 | -1.318e-07 | 0.0054651 | 0.0054652 | 0.0054652 | 0.98766 | -0.23572 | 0.98758 | -0.23724 | 1.5014
1 | -0.013852 | -0.0034714 | 0.013862 | 0.0034768 | 9.6753e-06 | 5.4335e-06 | 0.020869 | 0.020869 | 0.020869 | 0.98766 | -0.23572 | 0.98842 | -0.22107 | 5.7333
2 | -0.013862 | -0.0034768 | 0.013866 | 0.0034794 | 4.5016e-06 | 2.5276e-06 | 0.020869 | 0.020869 | 0.020869 | 0.98842 | -0.22107 | 0.98877 | -0.21426 | 5.7332
3 | -0.015562 | -0.0039045 | 0.015565 | 0.003906 | 2.561e-06 | 1.4793e-06 | 0.023422 | 0.023422 | 0.023422 | 0.98877 | -0.21426 | 0.98894 | -0.21081 | 6.4345
4 | -0.13886 | -0.035247 | 0.13892 | 0.035285 | 5.9987e-05 | 3.7969e-05 | 0.2091 | 0.2091 | 0.2091 | 0.98894 | -0.21081 | 0.98941 | -0.20183 | 19.1482
5 | 0.1233 | 0.031341 | -0.12313 | -0.031237 | 0.00016548 | 0.00010443 | 0.18568 | 0.18568 | 0.18568 | 0.98894 | -0.21081 | 0.98749 | -0.23871 | 17.0035
6 | -0.13892 | -0.035285 | 0.13898 | 0.035323 | 5.962e-05 | 3.7736e-05 | 0.2091 | 0.2091 | 0.2091 | 0.98941 | -0.20183 | 0.98987 | -0.19292 | 19.1482
7 | 0.12082 | 0.030658 | -0.12071 | -0.030587 | 0.00011339 | 7.1523e-05 | 0.1822 | 0.1822 | 0.1822 | 0.98749 | -0.23871 | 0.98648 | -0.25825 | 16.685
8 | -0.14108 | -0.035848 | 0.14124 | 0.03595 | 0.00015984 | 0.0001012 | 0.21225 | 0.21225 | 0.21225 | 0.98987 | -0.19292 | 0.9911 | -0.16942 | 19.4369
9 | 0.12071 | 0.030587 | -0.12065 | -0.030545 | 6.5527e-05 | 4.1333e-05 | 0.1822 | 0.1822 | 0.1822 | 0.98648 | -0.25825 | 0.9859 | -0.26955 | 16.685
10 | -0.002663 | -0.00066741 | 0.002663 | 0.00066734 | 4.8136e-08 | -6.9495e-08 | 0.0040295 | 0.0040295 | 0.0040295 | 0.98339 | -0.31957 | 0.98341 | -0.31919 | 1.107
11 | -0.010513 | -0.0026347 | 0.010516 | 0.0026362 | 2.8866e-06 | 1.4613e-06 | 0.015907 | 0.015907 | 0.015907 | 0.98341 | -0.31919 | 0.9837 | -0.31343 | 4.3702
12 | -0.019391 | -0.0048605 | 0.019391 | 0.0048605 | 5.9803e-08 | 3.5921e-08 | 0.029332 | 0.029332 | 0.029332 | 0.9837 | -0.31343 | 0.98371 | -0.31336 | 8.0583
13 | -0.025177 | -0.0063106 | 0.025195 | 0.0063217 | 1.7942e-05 | 1.1064e-05 | 0.038084 | 0.038084 | 0.038084 | 0.98371 | -0.31336 | 0.98447 | -0.29842 | 10.4628
14 | -0.034171 | -0.0085713 | 0.034172 | 0.0085719 | 8.7457e-07 | 5.4861e-07 | 0.051652 | 0.051652 | 0.051652 | 0.98447 | -0.29842 | 0.9845 | -0.29788 | 14.19
15 | -0.036661 | -0.0091957 | 0.036686 | 0.0092113 | 2.4871e-05 | 1.5643e-05 | 0.055414 | 0.055413 | 0.055414 | 0.9845 | -0.29788 | 0.98523 | -0.28366 | 15.2235
16 | 0.10467 | 0.026477 | -0.10464 | -0.026461 | 2.6549e-05 | 1.6668e-05 | 0.1583 | 0.1583 | 0.1583 | 0.98442 | -0.2982 | 0.98415 | -0.30349 | 14.496
17 | -0.12048 | -0.030441 | 0.12065 | 0.030545 | 0.00016572 | 0.00010453 | 0.1822 | 0.1822 | 0.1822 | 0.98442 | -0.2982 | 0.9859 | -0.26955 | 16.6851
18 | 0.086344 | 0.021876 | -0.086301 | -0.021849 | 4.2415e-05 | 2.6809e-05 | 0.13064 | 0.13064 | 0.13064 | 0.98415 | -0.30349 | 0.98362 | -0.31372 | 17.9444
19 | 0.074223 | 0.018822 | -0.074039 | -0.018704 | 0.00018498 | 0.00011789 | 0.11236 | 0.11236 | 0.11236 | 0.98362 | -0.31372 | 0.98094 | -0.36571 | 30.8693
20 | 0.063134 | 0.015971 | -0.063089 | -0.015942 | 4.5434e-05 | 2.8911e-05 | 0.095823 | 0.095823 | 0.095823 | 0.98094 | -0.36571 | 0.98017 | -0.38072 | 26.325
21 | 0.057095 | 0.01444 | -0.057006 | -0.014383 | 8.9837e-05 | 5.7095e-05 | 0.086725 | 0.086725 | 0.086725 | 0.98017 | -0.38072 | 0.97849 | -0.41357 | 23.8255
22 | 0.045626 | 0.011531 | -0.045565 | -0.011493 | 6.0251e-05 | 3.8142e-05 | 0.069419 | 0.069419 | 0.069419 | 0.97849 | -0.41357 | 0.97708 | -0.44115 | 19.0711
23 | 0.045565 | 0.011493 | -0.045415 | -0.011397 | 0.00015038 | 9.5203e-05 | 0.069419 | 0.069419 | 0.069419 | 0.97708 | -0.44115 | 0.97355 | -0.51034 | 19.0713
24 | -0.029955 | -0.0075074 | 0.029963 | 0.0075128 | 8.7799e-06 | 5.4752e-06 | 0.045384 | 0.045383 | 0.045384 | 0.98214 | -0.34325 | 0.98246 | -0.3371 | 12.468
25 | -0.03993 | -0.010011 | 0.039965 | 0.010033 | 3.5604e-05 | 2.2457e-05 | 0.060478 | 0.060478 | 0.060478 | 0.98246 | -0.3371 | 0.98341 | -0.3184 | 16.6149
26 | -0.050741 | -0.012734 | 0.050776 | 0.012756 | 3.5448e-05 | 2.2483e-05 | 0.076783 | 0.076783 | 0.076783 | 0.98341 | -0.3184 | 0.98416 | -0.30376 | 21.0942
27 | -0.050776 | -0.012756 | 0.050842 | 0.012798 | 6.5723e-05 | 4.1685e-05 | 0.076783 | 0.076783 | 0.076783 | 0.98416 | -0.30376 | 0.98555 | -0.27668 | 21.0942
28 | -0.061531 | -0.015477 | 0.061594 | 0.015517 | 6.2777e-05 | 3.993e-05 | 0.092921 | 0.092921 | 0.092921 | 0.98555 | -0.27668 | 0.98665 | -0.25535 | 25.5277
29 | -0.11748 | -0.029631 | 0.1179 | 0.029896 | 0.00041527 | 0.00026531 | 0.1764 | 0.1764 | 0.1764 | 0.99136 | -0.16482 | 0.99519 | -0.09126 | 48.4622
30 | 0.042594 | 0.010707 | -0.042548 | -0.010678 | 4.5381e-05 | 2.8663e-05 | 0.063943 | 0.063943 | 0.063943 | 0.99136 | -0.16482 | 0.99021 | -0.18716 | 17.5669
31 | 0.074887 | 0.018924 | -0.074813 | -0.018877 | 7.4243e-05 | 4.7314e-05 | 0.11246 | 0.11246 | 0.11246 | 0.99136 | -0.16482 | 0.99029 | -0.18552 | 30.8954
32 | 0.2079 | 0.05315 | -0.20774 | -0.053046 | 0.00016287 | 0.00010371 | 0.31122 | 0.31122 | 0.31122 | 0.99519 | -0.09126 | 0.99434 | -0.10747 | 28.5004
33 | -0.32579 | -0.083046 | 0.32636 | 0.08341 | 0.00056969 | 0.00036386 | 0.48763 | 0.48763 | 0.48763 | 0.99519 | -0.09126 | 0.99709 | -0.0551 | 44.6544
34 | 0.038676 | 0.0097075 | -0.038668 | -0.0097024 | 8.0332e-06 | 5.0597e-06 | 0.058125 | 0.058125 | 0.058125 | 0.99021 | -0.18716 | 0.98998 | -0.19151 | 15.9684
35 | 0.064485 | 0.016289 | -0.064263 | -0.016148 | 0.00022149 | 0.00014095 | 0.096941 | 0.096941 | 0.096941 | 0.99029 | -0.18552 | 0.98658 | -0.25745 | 26.6322
36 | -0.065692 | -0.016544 | 0.065794 | 0.016609 | 0.00010257 | 6.5286e-05 | 0.099101 | 0.099101 | 0.099101 | 0.98665 | -0.25535 | 0.98834 | -0.22275 | 27.2255
37 | -0.016206 | -0.0040616 | 0.016211 | 0.0040644 | 4.6962e-06 | 2.7521e-06 | 0.024781 | 0.024781 | 0.024781 | 0.97311 | -0.5191 | 0.97342 | -0.51302 | 6.808
38 | -0.016211 | -0.0040644 | 0.016213 | 0.0040656 | 2.0715e-06 | 1.2139e-06 | 0.024781 | 0.024781 | 0.024781 | 0.97342 | -0.51302 | 0.97355 | -0.51034 | 6.808
39 | 0.029202 | 0.0073318 | -0.029172 | -0.0073129 | 3.0329e-05 | 1.8906e-05 | 0.044638 | 0.044638 | 0.044638 | 0.97355 | -0.51034 | 0.97245 | -0.53214 | 12.2633
40 | 0.018005 | 0.0045142 | -0.017999 | -0.0045111 | 5.1624e-06 | 3.079e-06 | 0.027551 | 0.027551 | 0.027551 | 0.97245 | -0.53214 | 0.97215 | -0.53815 | 7.5689
41 | 0.061636 | 0.015489 | -0.061611 | -0.015473 | 2.5132e-05 | 1.5985e-05 | 0.092979 | 0.092979 | 0.092979 | 0.98658 | -0.25745 | 0.98614 | -0.266 | 25.5436
42 | 0.04802 | 0.012067 | -0.047996 | -0.012052 | 2.3531e-05 | 1.4907e-05 | 0.07247 | 0.07247 | 0.07247 | 0.98614 | -0.266 | 0.98561 | -0.27627 | 19.9093
43 | 0.045703 | 0.011477 | -0.045687 | -0.011467 | 1.6112e-05 | 1.0197e-05 | 0.069008 | 0.069008 | 0.069008 | 0.98561 | -0.27627 | 0.98523 | -0.28366 | 18.9583
44 | 0.0075378 | 0.0018892 | -0.0075352 | -0.0018882 | 2.6911e-06 | 9.9106e-07 | 0.01128 | 0.011281 | 0.011281 | 0.99434 | -0.10747 | 0.99395 | -0.11496 | 3.0991
45 | 0.2002 | 0.051157 | -0.1999 | -0.050965 | 0.00030225 | 0.0001924 | 0.29994 | 0.29994 | 0.29994 | 0.99434 | -0.10747 | 0.9927 | -0.13874 | 27.4675
46 | -0.33038 | -0.084416 | 0.33049 | 0.084488 | 0.00011234 | 7.1752e-05 | 0.49362 | 0.49362 | 0.49362 | 0.99709 | -0.0551 | 0.99746 | -0.048071 | 45.2031
47 | 0.034609 | 0.0086851 | -0.034607 | -0.0086842 | 1.3384e-06 | 8.3965e-07 | 0.052023 | 0.052023 | 0.052023 | 0.98998 | -0.19151 | 0.98994 | -0.19232 | 14.2922
48 | 0.0040169 | 0.0010064 | -0.0040169 | -0.0010065 | 2.6166e-08 | -8.2618e-09 | 0.0060135 | 0.0060135 | 0.0060135 | 0.99395 | -0.11496 | 0.99394 | -0.1151 | 1.6521
49 | 0.1999 | 0.050965 | -0.19981 | -0.050912 | 8.3247e-05 | 5.2991e-05 | 0.29994 | 0.29994 | 0.29994 | 0.9927 | -0.13874 | 0.99225 | -0.14737 | 27.4675
50 | -0.33619 | -0.085917 | 0.33697 | 0.086417 | 0.00078361 | 0.00050053 | 0.50212 | 0.50212 | 0.50212 | 0.99746 | -0.048071 | 1 | 0 | 45.9817
51 | 0.028893 | 0.0072522 | -0.028887 | -0.0072481 | 6.4971e-06 | 4.0401e-06 | 0.043435 | 0.043435 | 0.043435 | 0.98994 | -0.19232 | 0.9897 | -0.19704 | 11.9326
52 | -0.0083244 | -0.0020862 | 0.0083263 | 0.002087 | 1.8407e-06 | 7.7785e-07 | 0.012536 | 0.012536 | 0.012536 | 0.98812 | -0.22771 | 0.98836 | -0.22307 | 3.4439
53 | 0.0049052 | 0.0012293 | -0.0049048 | -0.0012292 | 4.2201e-07 | 5.9215e-09 | 0.0073867 | 0.0073868 | 0.0073868 | 0.98812 | -0.22771 | 0.98803 | -0.22952 | 2.0293
54 | -0.012335 | -0.0030917 | 0.012339 | 0.0030936 | 3.5062e-06 | 1.8964e-06 | 0.018571 | 0.018571 | 0.018571 | 0.98836 | -0.22307 | 0.98867 | -0.21711 | 5.102
55 | -0.015578 | -0.0039056 | 0.015579 | 0.0039057 | 3.0612e-07 | 1.7688e-07 | 0.023447 | 0.023447 | 0.023447 | 0.98867 | -0.21711 | 0.98869 | -0.2167 | 6.4415
56 | -0.018619 | -0.0046676 | 0.018626 | 0.004672 | 7.2688e-06 | 4.3354e-06 | 0.028022 | 0.028022 | 0.028022 | 0.98869 | -0.2167 | 0.98911 | -0.20851 | 7.6985
57 | -0.02165 | -0.0054299 | 0.021655 | 0.0054329 | 5.0225e-06 | 3.0523e-06 | 0.032572 | 0.032572 | 0.032572 | 0.98911 | -0.20851 | 0.98936 | -0.20364 | 8.9483
58 | -0.023974 | -0.0060142 | 0.023982 | 0.0060188 | 7.5478e-06 | 4.6317e-06 | 0.03606 | 0.03606 | 0.03606 | 0.98936 | -0.20364 | 0.9897 | -0.19704 | 9.9066
59 | -0.069364 | -0.017504 | 0.069441 | 0.017553 | 7.7005e-05 | 4.9042e-05 | 0.10447 | 0.10447 | 0.10447 | 0.98834 | -0.22275 | 0.98953 | -0.1996 | 28.7019
60 | -0.079133 | -0.019982 | 0.079248 | 0.020055 | 0.00011461 | 7.3074e-05 | 0.11905 | 0.11905 | 0.11905 | 0.98953 | -0.1996 | 0.9911 | -0.16942 | 32.7061
61 | -0.22049 | -0.056004 | 0.22084 | 0.056231 | 0.00035573 | 0.00022666 | 0.3313 | 0.3313 | 0.3313 | 0.9911 | -0.16942 | 0.99284 | -0.13595 | 30.3389
62 | -0.23177 | -0.058971 | 0.23191 | 0.059059 | 0.00013723 | 8.7475e-05 | 0.34768 | 0.34768 | 0.34768 | 0.99284 | -0.13595 | 0.99349 | -0.12368 | 31.839
63 | 0.01093 | 0.0027399 | -0.010928 | -0.0027389 | 2.0826e-06 | 1.0653e-06 | 0.016381 | 0.016381 | 0.016381 | 0.99284 | -0.13595 | 0.99264 | -0.13995 | 4.5003
64 | -0.23364 | -0.059493 | 0.23373 | 0.059551 | 9.2217e-05 | 5.8785e-05 | 0.35028 | 0.35028 | 0.35028 | 0.99349 | -0.12368 | 0.99392 | -0.1155 | 32.0765
65 | 0.0017368 | 0.00043515 | -0.0017367 | -0.00043527 | 2.6549e-08 | -1.1803e-07 | 0.0026034 | 0.0026035 | 0.0026035 | 0.99264 | -0.13995 | 0.99262 | -0.14028 | 0.71525
66 | 0.0091909 | 0.0023037 | -0.0091898 | -0.0023032 | 1.1624e-06 | 5.329e-07 | 0.013778 | 0.013778 | 0.013778 | 0.99264 | -0.13995 | 0.9925 | -0.14261 | 3.7851
67 | -0.23491 | -0.059845 | 0.23541 | 0.060166 | 0.00050259 | 0.00032039 | 0.35203 | 0.35203 | 0.35203 | 0.99392 | -0.1155 | 0.99624 | -0.071253 | 32.2372
68 | 0.0054787 | 0.0013731 | -0.0054786 | -0.0013731 | 4.0489e-08 | 5.232e-09 | 0.008214 | 0.008214 | 0.008214 | 0.9925 | -0.14261 | 0.99249 | -0.14276 | 2.2566
69 | -0.24293 | -0.062051 | 0.2431 | 0.062155 | 0.00016402 | 0.00010458 | 0.36326 | 0.36326 | 0.36326 | 0.99624 | -0.071253 | 0.99697 | -0.057298 | 33.266
70 | -0.0041034 | -0.0010284 | 0.0041035 | 0.0010284 | 1.3388e-07 | -3.226e-08 | 0.0062031 | 0.0062031 | 0.0062031 | 0.98433 | -0.30071 | 0.98437 | -0.30002 | 1.7042
71 | -0.0063097 | -0.0015813 | 0.0063104 | 0.0015815 | 7.3921e-07 | 1.9761e-07 | 0.009538 | 0.0095379 | 0.009538 | 0.98437 | -0.30002 | 0.98449 | -0.29757 | 2.6203
72 | -0.0095375 | -0.0023903 | 0.0095395 | 0.0023912 | 2.0236e-06 | 9.6483e-07 | 0.014415 | 0.014415 | 0.014415 | 0.98449 | -0.29757 | 0.98472 | -0.29311 | 3.9603
73 | 0.0056875 | 0.0014254 | -0.0056866 | -0.0014252 | 9.4578e-07 | 1.7102e-07 | 0.0085944 | 0.0085946 | 0.0085946 | 0.98472 | -0.29311 | 0.98454 | -0.2966 | 2.3611
74 | -0.015227 | -0.0038166 | 0.015229 | 0.0038176 | 1.6676e-06 | 9.6038e-07 | 0.02301 | 0.02301 | 0.02301 | 0.98472 | -0.29311 | 0.98484 | -0.29081 | 6.3214
75 | 0.25355 | 0.065044 | -0.25348 | -0.064999 | 7.0911e-05 | 4.5227e-05 | 0.37782 | 0.37782 | 0.37782 | 1 | 0 | 0.99969 | -0.005767 | 34.5993
76 | 0.25113 | 0.06441 | -0.2508 | -0.064195 | 0.00033593 | 0.00021424 | 0.37432 | 0.37432 | 0.37432 | 0.99969 | -0.005767 | 0.99823 | -0.033387 | 34.2787
77 | 0.24578 | 0.062939 | -0.2455 | -0.062757 | 0.00028432 | 0.00018131 | 0.36685 | 0.36685 | 0.36685 | 0.99823 | -0.033387 | 0.99697 | -0.057298 | 33.5943
78 | 0.002049 | 0.00051325 | -0.0020489 | -0.00051351 | 8.4812e-08 | -2.5723e-07 | 0.0030674 | 0.0030675 | 0.0030675 | 0.99394 | -0.1151 | 0.9939 | -0.11597 | 0.84273
79 | 0.19888 | 0.050677 | -0.19866 | -0.050542 | 0.00021261 | 0.00013533 | 0.29854 | 0.29854 | 0.29854 | 0.99225 | -0.14737 | 0.99109 | -0.16955 | 27.339
80 | -0.0060809 | -0.0015235 | 0.0060812 | 0.0015236 | 3.0812e-07 | 7.3358e-08 | 0.0091881 | 0.0091881 | 0.0091881 | 0.98478 | -0.29188 | 0.98484 | -0.29081 | 2.5242
81 | 0.0025689 | 0.00064333 | -0.0025688 | -0.00064346 | 8.4693e-08 | -1.3651e-07 | 0.0038815 | 0.0038816 | 0.0038816 | 0.98478 | -0.29188 | 0.98475 | -0.29257 | 1.0664
82 | -0.02131 | -0.0053411 | 0.021322 | 0.0053482 | 1.1675e-05 | 7.0896e-06 | 0.032198 | 0.032198 | 0.032198 | 0.98484 | -0.29081 | 0.98543 | -0.27932 | 8.8456
83 | 0.0025688 | 0.00064346 | -0.0025687 | -0.00064362 | 9.9594e-08 | -1.605e-07 | 0.0038816 | 0.0038816 | 0.0038816 | 0.98475 | -0.29257 | 0.98471 | -0.29338 | 1.0664
84 | -0.028806 | -0.007224 | 0.028824 | 0.0072351 | 1.7888e-05 | 1.1127e-05 | 0.043499 | 0.043499 | 0.043499 | 0.98543 | -0.27932 | 0.9861 | -0.2663 | 11.9503
85 | 0.0025687 | 0.00064362 | -0.0025687 | -0.00064377 | 8.8324e-08 | -1.4232e-07 | 0.0038816 | 0.0038817 | 0.0038817 | 0.98471 | -0.29338 | 0.98467 | -0.29411 | 1.0664
86 | -0.030004 | -0.0075309 | 0.03002 | 0.0075409 | 1.6044e-05 | 1.0002e-05 | 0.04528 | 0.04528 | 0.04528 | 0.9861 | -0.2663 | 0.98667 | -0.2551 | 12.4395
87 | -0.0043147 | -0.0010814 | 0.0043148 | 0.0010813 | 1.2206e-07 | -1.7028e-08 | 0.0065584 | 0.0065584 | 0.0065584 | 0.97895 | -0.40461 | 0.97898 | -0.40401 | 1.8018
88 | -0.043682 | -0.010988 | 0.043709 | 0.011006 | 2.7564e-05 | 1.7431e-05 | 0.066409 | 0.066409 | 0.066409 | 0.97898 | -0.40401 | 0.97965 | -0.39081 | 18.2443
89 | 0.039367 | 0.0099069 | -0.039347 | -0.0098943 | 1.9999e-05 | 1.2612e-05 | 0.059851 | 0.059851 | 0.059851 | 0.97898 | -0.40401 | 0.97843 | -0.41465 | 16.4426
90 | -0.037817 | -0.0094951 | 0.037833 | 0.0095051 | 1.5789e-05 | 9.9393e-06 | 0.057039 | 0.057039 | 0.057039 | 0.98667 | -0.2551 | 0.98712 | -0.24635 | 15.6702
91 | -0.046699 | -0.011755 | 0.046721 | 0.011769 | 2.2416e-05 | 1.4197e-05 | 0.07095 | 0.07095 | 0.07095 | 0.97965 | -0.39081 | 0.98017 | -0.38078 | 19.4917
92 | 0.035445 | 0.0089165 | -0.03541 | -0.0088942 | 3.551e-05 | 2.2317e-05 | 0.053917 | 0.053917 | 0.053917 | 0.97843 | -0.41465 | 0.97736 | -0.43564 | 14.8124
93 | -0.039012 | -0.0098006 | 0.039013 | 0.0098008 | 4.7029e-07 | 2.9635e-07 | 0.058817 | 0.058817 | 0.058817 | 0.98712 | -0.24635 | 0.98713 | -0.24609 | 16.1584
94 | -0.049692 | -0.012514 | 0.049733 | 0.01254 | 4.1421e-05 | 2.6265e-05 | 0.07546 | 0.07546 | 0.07546 | 0.98017 | -0.38078 | 0.98106 | -0.36336 | 20.7308
95 | 0.034019 | 0.0085457 | -0.034018 | -0.008545 | 1.0449e-06 | 6.5574e-07 | 0.0518 | 0.0518 | 0.0518 | 0.97736 | -0.43564 | 0.97733 | -0.43629 | 14.2309
96 | 0.030289 | 0.0076106 | -0.030265 | -0.007595 | 2.4912e-05 | 1.5553e-05 | 0.046124 | 0.046124 | 0.046124 | 0.97733 | -0.43629 | 0.97645 | -0.45353 | 12.6713
97 | 0.026546 | 0.0066631 | -0.02654 | -0.0066592 | 6.3614e-06 | 3.9417e-06 | 0.040457 | 0.040458 | 0.040458 | 0.97645 | -0.45353 | 0.9762 | -0.45856 | 11.1147
98 | 0.0023344 | 0.00058453 | -0.0023341 | -0.00058499 | 2.2909e-07 | -4.5656e-07 | 0.0035581 | 0.0035583 | 0.0035583 | 0.9762 | -0.45856 | 0.97609 | -0.46062 | 0.97756
99 | 0.024206 | 0.0060746 | -0.024196 | -0.0060687 | 9.7399e-06 | 5.9951e-06 | 0.036899 | 0.0369 | 0.0369 | 0.9762 | -0.45856 | 0.97577 | -0.467 | 10.1372
100 | -0.053362 | -0.013449 | 0.053366 | 0.013452 | 4e-06 | 2.5394e-06 | 0.080964 | 0.080964 | 0.080964 | 0.98106 | -0.36336 | 0.98114 | -0.36179 | 22.2427
101 | 0.021333 | 0.0053513 | -0.021332 | -0.0053505 | 1.2295e-06 | 7.4819e-07 | 0.032534 | 0.032534 | 0.032534 | 0.97577 | -0.467 | 0.97571 | -0.46821 | 8.938
102 | -0.056041 | -0.014122 | 0.056061 | 0.014135 | 1.9853e-05 | 1.2613e-05 | 0.085021 | 0.085021 | 0.085021 | 0.98114 | -0.36179 | 0.98152 | -0.35439 | 23.3575
103 | -0.043767 | -0.010992 | 0.043823 | 0.011028 | 5.6415e-05 | 3.5663e-05 | 0.065983 | 0.065983 | 0.065983 | 0.98713 | -0.24609 | 0.98852 | -0.21912 | 18.1271
104 | -0.04566 | -0.011488 | 0.04571 | 0.01152 | 4.9895e-05 | 3.1571e-05 | 0.068748 | 0.068748 | 0.068748 | 0.98852 | -0.21912 | 0.9897 | -0.19628 | 18.8867
105 | -0.059458 | -0.014986 | 0.059549 | 0.015044 | 9.0628e-05 | 5.7626e-05 | 0.090171 | 0.090171 | 0.090171 | 0.98152 | -0.35439 | 0.98315 | -0.32259 | 24.7722
106 | 0.077323 | 0.019521 | -0.077199 | -0.019442 | 0.0001249 | 7.963e-05 | 0.11708 | 0.11708 | 0.11708 | 0.98315 | -0.32259 | 0.98142 | -0.35636 | 32.1652
107 | -0.13687 | -0.034565 | 0.13706 | 0.034686 | 0.00018925 | 0.00012097 | 0.20725 | 0.20725 | 0.20725 | 0.98315 | -0.32259 | 0.98464 | -0.29377 | 56.9373
108 | 0.075641 | 0.019051 | -0.075636 | -0.019048 | 5.126e-06 | 3.2675e-06 | 0.11472 | 0.11472 | 0.11472 | 0.98142 | -0.35636 | 0.98134 | -0.35778 | 31.5166
109 | -0.13875 | -0.03511 | 0.13914 | 0.035357 | 0.00038644 | 0.00024702 | 0.20981 | 0.20981 | 0.20981 | 0.98464 | -0.29377 | 0.98763 | -0.23592 | 57.6402
110 | 0.071872 | 0.018105 | -0.071801 | -0.01806 | 7.0559e-05 | 4.4958e-05 | 0.10901 | 0.10901 | 0.10901 | 0.98134 | -0.35778 | 0.98029 | -0.37833 | 29.9484
111 | -0.14195 | -0.036061 | 0.14206 | 0.036133 | 0.00011342 | 7.2249e-05 | 0.21404 | 0.21404 | 0.21404 | 0.98763 | -0.23592 | 0.98849 | -0.21934 | 29.4009
112 | 0.018153 | 0.0045536 | -0.018141 | -0.0045469 | 1.1217e-05 | 6.6824e-06 | 0.027556 | 0.027556 | 0.027556 | 0.98029 | -0.37833 | 0.97963 | -0.3913 | 7.5704
113 | 0.053649 | 0.013506 | -0.053606 | -0.013479 | 4.2371e-05 | 2.6903e-05 | 0.081456 | 0.081456 | 0.081456 | 0.98029 | -0.37833 | 0.97945 | -0.39487 | 22.3781
114 | -0.14378 | -0.036564 | 0.14386 | 0.036615 | 7.9518e-05 | 5.037e-05 | 0.21663 | 0.21663 | 0.21663 | 0.98849 | -0.21934 | 0.98909 | -0.20786 | 19.8378
115 | 0.0018675 | 0.00046778 | -0.0018674 | -0.00046801 | 6.3873e-08 | -2.3677e-07 | 0.0028076 | 0.0028077 | 0.0028077 | 0.9897 | -0.19628 | 0.98967 | -0.19699 | 0.77135
116 | -0.047577 | -0.011988 | 0.047583 | 0.011991 | 5.8446e-06 | 3.7014e-06 | 0.071555 | 0.071555 | 0.071555 | 0.9897 | -0.19628 | 0.98984 | -0.19371 | 19.658
117 | -0.049462 | -0.012462 | 0.049503 | 0.012488 | 4.1064e-05 | 2.6027e-05 | 0.074379 | 0.074379 | 0.074379 | 0.98984 | -0.19371 | 0.99073 | -0.17637 | 20.4337
118 | -0.19722 | -0.050155 | 0.19728 | 0.050196 | 6.4807e-05 | 4.1248e-05 | 0.29647 | 0.29647 | 0.29647 | 0.99073 | -0.17637 | 0.99109 | -0.16955 | 27.1493
119 | 0.14772 | 0.037667 | -0.14757 | -0.037576 | 0.00014351 | 9.0946e-05 | 0.22209 | 0.22209 | 0.22209 | 0.99073 | -0.17637 | 0.98968 | -0.19651 | 20.3381
120 | 0.14575 | 0.037119 | -0.14567 | -0.037069 | 7.9756e-05 | 5.0533e-05 | 0.21935 | 0.21935 | 0.21935 | 0.98968 | -0.19651 | 0.98909 | -0.20786 | 20.0874
121 | 0.014952 | 0.0037483 | -0.014951 | -0.0037479 | 7.4063e-07 | 4.2597e-07 | 0.022732 | 0.022732 | 0.022732 | 0.97874 | -0.40866 | 0.97869 | -0.4097 | 6.2451
122 | -0.017288 | -0.0043338 | 0.017294 | 0.0043374 | 6.1113e-06 | 3.6147e-06 | 0.026284 | 0.026284 | 0.026284 | 0.97874 | -0.40866 | 0.97912 | -0.40124 | 7.2208
123 | 0.011376 | 0.0028518 | -0.011373 | -0.0028503 | 2.8641e-06 | 1.5123e-06 | 0.017296 | 0.017296 | 0.017296 | 0.97869 | -0.4097 | 0.97842 | -0.41498 | 4.7517
124 | -0.019545 | -0.0049015 | 0.019551 | 0.0049051 | 5.9421e-06 | 3.577e-06 | 0.029704 | 0.029704 | 0.029704 | 0.97912 | -0.40124 | 0.97945 | -0.39487 | 8.1606
125 | 0.010038 | 0.0025158 | -0.010038 | -0.0025156 | 4.6253e-07 | 2.2956e-07 | 0.015266 | 0.015266 | 0.015266 | 0.97842 | -0.41498 | 0.97837 | -0.41595 | 4.1941
126 | 0.034055 | 0.0085739 | -0.034049 | -0.0085701 | 6.0843e-06 | 3.8177e-06 | 0.051752 | 0.051752 | 0.051752 | 0.97945 | -0.39487 | 0.97926 | -0.3986 | 14.2176
127 | 0.0082512 | 0.0020678 | -0.0082505 | -0.0020675 | 7.4278e-07 | 3.1745e-07 | 0.012549 | 0.012549 | 0.012549 | 0.97837 | -0.41595 | 0.97828 | -0.41784 | 3.4476
128 | 0.03186 | 0.0080215 | -0.031847 | -0.0080133 | 1.3111e-05 | 8.2033e-06 | 0.048426 | 0.048426 | 0.048426 | 0.97926 | -0.3986 | 0.97882 | -0.40722 | 13.3038
129 | 0.0065115 | 0.0016317 | -0.0065111 | -0.0016316 | 4.723e-07 | 1.4108e-07 | 0.0099043 | 0.0099044 | 0.0099044 | 0.97828 | -0.41784 | 0.9782 | -0.41936 | 2.721
130 | 0.029794 | 0.0074987 | -0.029755 | -0.0074746 | 3.8579e-05 | 2.4062e-05 | 0.045304 | 0.045305 | 0.045305 | 0.97882 | -0.40722 | 0.97743 | -0.43435 | 12.4463
131 | 0.013958 | 0.0034985 | -0.013958 | -0.0034983 | 2.8986e-07 | 1.6386e-07 | 0.021202 | 0.021202 | 0.021202 | 0.97963 | -0.3913 | 0.97961 | -0.39174 | 5.8247
132 | 0.0040523 | 0.0010153 | -0.0040521 | -0.0010154 | 1.4163e-07 | -3.4131e-08 | 0.0061641 | 0.0061642 | 0.0061642 | 0.9782 | -0.41936 | 0.97816 | -0.4201 | 1.6934
133 | 0.028352 | 0.0071232 | -0.028338 | -0.0071148 | 1.3424e-05 | 8.3506e-06 | 0.043168 | 0.043169 | 0.043169 | 0.97743 | -0.43435 | 0.97693 | -0.44427 | 11.8595
134 | 0.0014032 | 0.00035146 | -0.0014032 | -0.00035167 | 3.0641e-08 | -2.0482e-07 | 0.0021361 | 0.0021362 | 0.0021362 | 0.97743 | -0.43435 | 0.97741 | -0.4348 | 0.58687
135 | 0.0091924 | 0.002304 | -0.0091917 | -0.0023036 | 7.6194e-07 | 3.5646e-07 | 0.013963 | 0.013963 | 0.013963 | 0.97961 | -0.39174 | 0.97952 | -0.39348 | 3.8361
136 | 0.0015139 | 0.00037921 | -0.0015138 | -0.0003794 | 3.4171e-08 | -1.938e-07 | 0.0023029 | 0.0023029 | 0.0023029 | 0.97816 | -0.4201 | 0.97814 | -0.42057 | 0.63268
137 | 0.0060812 | 0.0015241 | -0.0060808 | -0.001524 | 3.5695e-07 | 8.8064e-08 | 0.0092381 | 0.0092381 | 0.0092381 | 0.97952 | -0.39348 | 0.97946 | -0.39471 | 2.5379
138 | 0.026414 | 0.0066325 | -0.026402 | -0.0066252 | 1.1752e-05 | 7.279e-06 | 0.040237 | 0.040237 | 0.040237 | 0.97693 | -0.44427 | 0.97645 | -0.4536 | 11.0542
139 | 0.025 | 0.0062738 | -0.024999 | -0.0062734 | 6.7614e-07 | 4.1719e-07 | 0.0381 | 0.0381 | 0.0381 | 0.97645 | -0.4536 | 0.97642 | -0.45417 | 10.4672
140 | 0.02315 | 0.0058098 | -0.02314 | -0.0058037 | 9.9826e-06 | 6.1215e-06 | 0.035282 | 0.035282 | 0.035282 | 0.97642 | -0.45417 | 0.97596 | -0.46322 | 9.6928
141 | 0.021736 | 0.005452 | -0.021735 | -0.0054513 | 1.1221e-06 | 6.8412e-07 | 0.033142 | 0.033142 | 0.033142 | 0.97596 | -0.46322 | 0.97591 | -0.4643 | 9.105
142 | -0.0056237 | -0.0014094 | 0.0056242 | 0.0014095 | 5.8067e-07 | 1.0963e-07 | 0.0085843 | 0.0085842 | 0.0085843 | 0.97481 | -0.48583 | 0.97492 | -0.48367 | 2.3583
143 | -0.011079 | -0.0027765 | 0.01108 | 0.0027773 | 1.4595e-06 | 7.6429e-07 | 0.016909 | 0.016909 | 0.016909 | 0.97492 | -0.48367 | 0.97506 | -0.4809 | 4.6454
144 | -0.014366 | -0.0036008 | 0.014368 | 0.0036018 | 1.7287e-06 | 9.8669e-07 | 0.021923 | 0.021923 | 0.021923 | 0.97506 | -0.4809 | 0.97519 | -0.47837 | 6.0229
145 | -0.017473 | -0.0043802 | 0.017475 | 0.004381 | 1.367e-06 | 8.1089e-07 | 0.026662 | 0.026662 | 0.026662 | 0.97519 | -0.47837 | 0.97528 | -0.47673 | 7.3248
146 | -0.019448 | -0.0048754 | 0.019456 | 0.0048802 | 7.9038e-06 | 4.7596e-06 | 0.029673 | 0.029673 | 0.029673 | 0.97528 | -0.47673 | 0.97571 | -0.46821 | 8.1518
147 | -0.010578 | -0.0026512 | 0.010579 | 0.0026515 | 4.803e-07 | 2.4606e-07 | 0.016141 | 0.016141 | 0.016141 | 0.97519 | -0.47837 | 0.97524 | -0.47742 | 4.4343
148 | 0.0069669 | 0.0017462 | -0.0069661 | -0.0017459 | 8.8798e-07 | 3.0692e-07 | 0.010631 | 0.010631 | 0.010631 | 0.97519 | -0.47837 | 0.97506 | -0.48105 | 2.9205
149 | -0.013395 | -0.0033574 | 0.013398 | 0.0033591 | 2.9659e-06 | 1.6619e-06 | 0.020439 | 0.020438 | 0.020439 | 0.97524 | -0.47742 | 0.97548 | -0.47277 | 5.615
150 | -0.017111 | -0.0042896 | 0.017112 | 0.0042902 | 9.7194e-07 | 5.7455e-07 | 0.026102 | 0.026102 | 0.026102 | 0.97548 | -0.47277 | 0.97554 | -0.47158 | 7.171
151 | -0.01993 | -0.0049964 | 0.019937 | 0.0050006 | 6.9189e-06 | 4.1788e-06 | 0.030401 | 0.0304 | 0.030401 | 0.97554 | -0.47158 | 0.97591 | -0.4643 | 8.3518

## res_trafo
| p_hv_mw | q_hv_mvar | p_lv_mw | q_lv_mvar | pl_mw | ql_mvar | i_hv_ka | i_lv_ka | vm_hv_pu | va_hv_degree | vm_lv_pu | va_lv_degree | loading_percent
0 | -1.2729e-15 | -1.3162e-15 | 0.00165 | 1.2699e-07 | 0.00165 | 1.2699e-07 | 5.2857e-17 | 0.0023815 | 0.99998 | 149.9956 | 1 | 0 | 0.2619

## res_ext_grid
| p_mw | q_mvar
0 | 0.59984 | 0.15338

## res_load
| p_mw | q_mvar
0 | 0.010224 | 0.0025625
1 | 0.0036272 | 0.00090907
2 | 0.0016963 | 0.00042514
3 | 0.0023082 | 0.0005785
4 | 0.0020973 | 0.00052563
5 | 0.002663 | 0.00066741
6 | 0.0078499 | 0.0019674
7 | 0.0088751 | 0.0022243
8 | 0.0057859 | 0.0014501
9 | 0.0089762 | 0.0022496
10 | 0.002489 | 0.0006238
11 | 0.015814 | 0.0039634
12 | 0.018295 | 0.0045851
13 | 0.012078 | 0.003027
14 | 0.010905 | 0.0027329
15 | 0.0059931 | 0.001502
16 | 0.01138 | 0.0028521
17 | 0.029955 | 0.0075074
18 | 0.0099663 | 0.0024978
19 | 0.010776 | 0.0027006
20 | 0.010689 | 0.0026788
21 | 0.003872 | 0.00097042
22 | 0.010328 | 0.0025883
23 | 0.0040979 | 0.001027
24 | 0.016206 | 0.0040616
25 | 0.011167 | 0.0027988
26 | 0.017999 | 0.0045111
27 | 0.0026272 | 0.00065844
28 | 0.013592 | 0.0034064
29 | 0.0022929 | 0.00057465
30 | 0.0090012 | 0.0022559
31 | 0.004015 | 0.0010063
32 | 0.0040593 | 0.0010174
33 | 0.0035182 | 0.00088175
34 | 0.0056996 | 0.0014285
35 | 0.005714 | 0.0014321
36 | 0.0034193 | 0.00085695
37 | 0.004009 | 0.0010047
38 | 0.0049048 | 0.0012292
39 | 0.0032397 | 0.00081194
40 | 0.00304 | 0.0007619
41 | 0.003024 | 0.00075789
42 | 0.0023193 | 0.00058128
43 | 0.0035695 | 0.00089459
44 | 0.0096928 | 0.0024292
45 | 0.004905 | 0.0012293
46 | 0.0017316 | 0.00043399
47 | 0.0011727 | 0.0002939
48 | 0.0017367 | 0.00043527
49 | 0.0037111 | 0.00093009
50 | 0.0075218 | 0.0018851
51 | 0.0054786 | 0.0013731
52 | 0.0041034 | 0.0010284
53 | 0.0022062 | 0.00055291
54 | 0.0032271 | 0.00080878
55 | 0.0076574 | 0.0019191
56 | 0.0023522 | 0.00058953
57 | 0.0050141 | 0.0012567
58 | 0.0024021 | 0.00060202
59 | 0.0019679 | 0.0004932
60 | 0.0009355 | 0.00023446
61 | 0.003512 | 0.00088018
62 | 0.0074844 | 0.0018758
63 | 0.0056866 | 0.0014252
64 | 0.0011801 | 0.00029575
65 | 0.0043147 | 0.0010814
66 | 0.0025687 | 0.00064377
67 | 0.0077975 | 0.0019542
68 | 0.0029894 | 0.00074922
69 | 0.0039017 | 0.00097786
70 | 0.001179 | 0.0002955
71 | 0.0029711 | 0.00074463
72 | 0.0013905 | 0.00034849
73 | 0.0037285 | 0.00093446
74 | 0.0037182 | 0.00093188
75 | 0.0036284 | 0.00090936
76 | 0.0023341 | 0.00058499
77 | 0.0028625 | 0.0007174
78 | 0.0026755 | 0.00067055
79 | 0.0047539 | 0.0011914
80 | 0.0018369 | 0.00046038
81 | 0.0033966 | 0.00085128
82 | 0.0015572 | 0.00039027
83 | 0.0016931 | 0.00042434
84 | 0.0037645 | 0.00094346
85 | 0.0028065 | 0.00070336
86 | 0.0017207 | 0.00043125
87 | 0.0018674 | 0.00046801
88 | 0.0018783 | 0.00047074
89 | 0.0013803 | 0.00034595
90 | 0.0018209 | 0.00045636
91 | 0.0018117 | 0.00045405
92 | 0.0020489 | 0.00051351
93 | 0.0023361 | 0.00058549
94 | 0.0035752 | 0.00089604
95 | 0.0022509 | 0.00056414
96 | 0.0013347 | 0.00033451
97 | 0.0017865 | 0.00044775
98 | 0.002189 | 0.00054862
99 | 0.0017389 | 0.00043582
100 | 0.0020534 | 0.00051462
101 | 0.0041833 | 0.0010484
102 | 0.0024588 | 0.00061623
103 | 0.0047654 | 0.0011943
104 | 0.0025383 | 0.00063615
105 | 0.0015138 | 0.0003794
106 | 0.0031105 | 0.00077956
107 | 0.0019245 | 0.00048233
108 | 0.0014032 | 0.00035167
109 | 0.0014022 | 0.00035142
110 | 0.0018496 | 0.00046355
111 | 0.0014033 | 0.0003517
112 | 0.0056237 | 0.0014094
113 | 0.0054544 | 0.001367
114 | 0.0032858 | 0.0008235
115 | 0.0031058 | 0.00077838
116 | 0.001973 | 0.00049447
117 | 0.0018766 | 0.00047031
118 | 0.0060808 | 0.001524
119 | 0.0036113 | 0.00090507
120 | 0.0028167 | 0.00070592
121 | 0.0069661 | 0.0017459
122 | 0.0037129 | 0.00093055
123 | 0.002818 | 0.00070625
124 | 0.0017982 | 0.00045067

## dtypes
| element | column | dtype
0 | bus | name | object
1 | bus | vn_kv | float64
2 | bus | type | object
3 | bus | zone | object
4 | bus | in_service | bool
5 | load | name | object
6 | load | bus | uint32
7 | load | p_mw | float64
8 | load | q_mvar | float64
9 | load | const_z_percent | float64
10 | load | const_i_percent | float64
11 | load | sn_mva | float64
12 | load | scaling | float64
13 | load | in_service | bool
14 | load | type | object
15 | ext_grid | name | object
16 | ext_grid | bus | uint32
17 | ext_grid | vm_pu | float64
18 | ext_grid | va_degree | float64
19 | ext_grid | slack_weight | float64
20 | ext_grid | in_service | bool
21 | line | name | object
22 | line | std_type | object
23 | line | from_bus | uint32
24 | line | to_bus | uint32
25 | line | length_km | float64
26 | line | r_ohm_per_km | float64
27 | line | x_ohm_per_km | float64
28 | line | c_nf_per_km | float64
29 | line | g_us_per_km | float64
30 | line | max_i_ka | float64
31 | line | df | float64
32 | line | parallel | uint32
33 | line | type | object
34 | line | in_service | bool
35 | trafo | name | object
36 | trafo | std_type | object
37 | trafo | hv_bus | uint32
38 | trafo | lv_bus | uint32
39 | trafo | sn_mva | float64
40 | trafo | vn_hv_kv | float64
41 | trafo | vn_lv_kv | float64
42 | trafo | vk_percent | float64
43 | trafo | vkr_percent | float64
44 | trafo | pfe_kw | float64
45 | trafo | i0_percent | float64
46 | trafo | shift_degree | float64
47 | trafo | tap_side | object
48 | trafo | tap_neutral | int32
49 | trafo | tap_min | int32
50 | trafo | tap_max | int32
51 | trafo | tap_step_percent | float64
52 | trafo | tap_step_degree | float64
53 | trafo | tap_pos | int32
54 | trafo | tap_phase_shifter | bool
55 | trafo | parallel | uint32
56 | trafo | df | float64
57 | trafo | in_service | bool
58 | line_geodata | coords | object
59 | bus_geodata | x | float64
60 | bus_geodata | y | float64
61 | bus_geodata | coords | object
62 | res_bus | vm_pu | float64
63 | res_bus | va_degree | float64
64 | res_bus | p_mw | float64
65 | res_bus | q_mvar | float64
66 | res_line | p_from_mw | float64
67 | res_line | q_from_mvar | float64
68 | res_line | p_to_mw | float64
69 | res_line | q_to_mvar | float64
70 | res_line | pl_mw | float64
71 | res_line | ql_mvar | float64
72 | res_line | i_from_ka | float64
73 | res_line | i_to_ka | float64
74 | res_line | i_ka | float64
75 | res_line | vm_from_pu | float64
76 | res_line | va_from_degree | float64
77 | res_line | vm_to_pu | float64
78 | res_line | va_to_degree | float64
79 | res_line | loading_percent | float64
80 | res_trafo | p_hv_mw | float64
81 | res_trafo | q_hv_mvar | float64
82 | res_trafo | p_lv_mw | float64
83 | res_trafo | q_lv_mvar | float64
84 | res_trafo | pl_mw | float64
85 | res_trafo | ql_mvar | float64
86 | res_trafo | i_hv_ka | float64
87 | res_trafo | i_lv_ka | float64
88 | res_trafo | vm_hv_pu | float64
89 | res_trafo | va_hv_degree | float64
90 | res_trafo | vm_lv_pu | float64
91 | res_trafo | va_lv_degree | float64
92 | res_trafo | loading_percent | float64
93 | res_ext_grid | p_mw | float64
94 | res_ext_grid | q_mvar | float64
95 | res_load | p_mw | float64
96 | res_load | q_mvar | float64

## parameters
| version | format_version | converged | OPF_converged | name | f_hz | sn_mva
0 | 2.14.6 | 2.14.0 | TRUE | FALSE |  | 50 | 1