## bus
| name | vn_kv | type | zone | in_service
0 | bus_LV_191-58_0_5_node_0 | 0.4 | n |  | TRUE
1 | bus_LV_191-58_0_5_node_1 | 0.4 | n |  | TRUE
2 | bus_LV_191-58_0_5_node_2 | 0.4 | n |  | TRUE
3 | bus_LV_191-58_0_5_node_3 | 0.4 | n |  | TRUE
4 | bus_LV_191-58_0_5_node_4 | 0.4 | n |  | TRUE
5 | bus_LV_191-58_0_5_node_23 | 0.4 | n |  | TRUE
6 | bus_LV_191-58_0_5_node_10 | 0.4 | n |  | TRUE
7 | bus_LV_191-58_0_5_node_24 | 0.4 | n |  | TRUE
8 | bus_LV_191-58_0_5_node_37 | 0.4 | n |  | TRUE
9 | bus_LV_191-58_0_5_node_5 | 0.4 | n |  | TRUE
10 | bus_LV_191-58_0_5_node_6 | 0.4 | n |  | TRUE
11 | bus_LV_191-58_0_5_node_8 | 0.4 | n |  | TRUE
12 | bus_LV_191-58_0_5_node_21 | 0.4 | n |  | TRUE
13 | bus_LV_191-58_0_5_node_22 | 0.4 | n |  | TRUE
14 | bus_LV_191-58_0_5_node_29 | 0.4 | n |  | TRUE
15 | bus_LV_191-58_0_5_node_17 | 0.4 | n |  | TRUE
16 | bus_LV_191-58_0_5_node_18 | 0.4 | n |  | TRUE
17 | bus_LV_191-58_0_5_node_15 | 0.4 | n |  | TRUE
18 | bus_LV_191-58_0_5_node_11 | 0.4 | n |  | TRUE
19 | bus_LV_191-58_0_5_node_12 | 0.4 | n |  | TRUE
20 | bus_LV_191-58_0_5_node_13 | 0.4 | n |  | TRUE
21 | bus_LV_191-58_0_5_node_14 | 0.4 | n |  | TRUE
22 | bus_LV_191-58_0_5_node_16 | 0.4 | n |  | TRUE
23 | bus_LV_191-58_0_5_node_26 | 0.4 | n |  | TRUE
24 | bus_LV_191-58_0_5_node_30 | 0.4 | n |  | TRUE
25 | bus_LV_191-58_0_5_node_19 | 0.4 | n |  | TRUE
26 | bus_LV_191-58_0_5_node_36 | 0.4 | n |  | TRUE
27 | bus_LV_191-58_0_5_node_27 | 0.4 | n |  | TRUE
28 | bus_LV_191-58_0_5_node_28 | 0.4 | n |  | TRUE
29 | bus_LV_191-58_0_5_node_53 | 0.4 | n |  | TRUE
30 | bus_LV_191-58_0_5_node_46 | 0.4 | n |  | TRUE
31 | bus_LV_191-58_0_5_node_33 | 0.4 | n |  | TRUE
32 | bus_LV_191-58_0_5_node_25 | 0.4 | n |  | TRUE
33 | bus_LV_191-58_0_5_node_31 | 0.4 | n |  | TRUE
34 | bus_LV_191-58_0_5_node_32 | 0.4 | n |  | TRUE
35 | bus_LV_191-58_0_5_node_134 | 0.4 | n |  | TRUE
36 | bus_LV_191-58_0_5_node_38 | 0.4 | n |  | TRUE
37 | bus_LV_191-58_0_5_node_68 | 0.4 | n |  | TRUE
38 | bus_LV_191-58_0_5_node_125 | 0.4 | n |  | TRUE
39 | bus_LV_191-58_0_5_node_34 | 0.4 | n |  | TRUE
40 | bus_LV_191-58_0_5_node_127 | 0.4 | n |  | TRUE
41 | bus_LV_191-58_0_5_node_126 | 0.4 | n |  | TRUE
42 | bus_LV_191-58_0_5_node_35 | 0.4 | n |  | TRUE
43 | bus_LV_191-58_0_5_node_54 | 0.4 | n |  | TRUE
44 | bus_LV_191-58_0_5_node_98 | 0.4 | n |  | TRUE
45 | bus_LV_191-58_0_5_node_104 | 0.4 | n |  | TRUE
46 | bus_LV_191-58_0_5_node_61 | 0.4 | n |  | TRUE
47 | bus_LV_191-58_0_5_node_133 | 0.4 | n |  | TRUE
48 | bus_LV_191-58_0_5_node_67 | 0.4 | n |  | TRUE
49 | bus_LV_191-58_0_5_node_66 | 0.4 | n |  | TRUE
50 | bus_LV_191-58_0_5_node_123 | 0.4 | n |  | TRUE
51 | bus_LV_191-58_0_5_node_121 | 0.4 | n |  | TRUE
52 | bus_LV_191-58_0_5_node_131 | 0.4 | n |  | TRUE
53 | bus_LV_191-58_0_5_node_124 | 0.4 | n |  | TRUE
54 | bus_LV_191-58_0_5_node_49 | 0.4 | n |  | TRUE
55 | bus_LV_191-58_0_5_node_99 | 0.4 | n |  | TRUE
56 | bus_LV_191-58_0_5_node_102 | 0.4 | n |  | TRUE
57 | bus_LV_191-58_0_5_node_58 | 0.4 | n |  | TRUE
58 | bus_LV_191-58_0_5_node_39 | 0.4 | n |  | TRUE
59 | bus_LV_191-58_0_5_node_40 | 0.4 | n |  | TRUE
60 | bus_LV_191-58_0_5_node_41 | 0.4 | n |  | TRUE
61 | bus_LV_191-58_0_5_node_42 | 0.4 | n |  | TRUE
62 | bus_LV_191-58_0_5_node_43 | 0.4 | n |  | TRUE
63 | bus_LV_191-58_0_5_node_52 | 0.4 | n |  | TRUE
64 | bus_LV_191-58_0_5_node_45 | 0.4 | n |  | TRUE
65 | bus_LV_191-58_0_5_node_44 | 0.4 | n |  | TRUE
66 | bus_LV_191-58_0_5_node_47 | 0.4 | n |  | TRUE
67 | bus_LV_191-58_0_5_node_50 | 0.4 | n |  | TRUE
68 | bus_LV_191-58_0_5_node_51 | 0.4 | n |  | TRUE
69 | bus_LV_191-58_0_5_node_86 | 0.4 | n |  | TRUE
70 | bus_LV_191-58_0_5_node_118 | 0.4 | n |  | TRUE
71 | bus_LV_191-58_0_5_node_119 | 0.4 | n |  | TRUE
72 | bus_LV_191-58_0_5_node_80 | 0.4 | n |  | TRUE
73 | bus_LV_191-58_0_5_node_78 | 0.4 | n |  | TRUE
74 | bus_LV_191-58_0_5_node_83 | 0.4 | n |  | TRUE
75 | bus_LV_191-58_0_5_node_85 | 0.4 | n |  | TRUE
76 | bus_LV_191-58_0_5_node_81 | 0.4 | n |  | TRUE
77 | bus_LV_191-58_0_5_node_55 | 0.4 | n |  | TRUE
78 | bus_LV_191-58_0_5_node_56 | 0.4 | n |  | TRUE
79 | bus_LV_191-58_0_5_node_57 | 0.4 | n |  | TRUE
80 | bus_LV_191-58_0_5_node_60 | 0.4 | n |  | TRUE
81 | bus_LV_191-58_0_5_node_59 | 0.4 | n |  | TRUE
82 | bus_LV_191-58_0_5_node_71 | 0.4 | n |  | TRUE
83 | bus_LV_191-58_0_5_node_69 | 0.4 | n |  | TRUE
84 | bus_LV_191-58_0_5_node_105 | 0.4 | n |  | TRUE
85 | bus_LV_191-58_0_5_node_114 | 0.4 | n |  | TRUE
86 | bus_LV_191-58_0_5_node_91 | 0.4 | n |  | TRUE
87 | bus_LV_191-58_0_5_node_120 | 0.4 | n |  | TRUE
88 | bus_LV_191-58_0_5_node_103 | 0.4 | n |  | TRUE
89 | bus_LV_191-58_0_5_node_62 | 0.4 | n |  | TRUE
90 | bus_LV_191-58_0_5_node_63 | 0.4 | n |  | TRUE
91 | bus_LV_191-58_0_5_node_64 | 0.4 | n |  | TRUE
92 | bus_LV_191-58_0_5_node_65 | 0.4 | n |  | TRUE
93 | bus_LV_191-58_0_5_node_130 | 0.4 | n |  | TRUE
94 | bus_LV_191-58_0_5_node_137 | 0.4 | n |  | TRUE
95 | bus_LV_191-58_0_5_node_132 | 0.4 | n |  | TRUE
96 | bus_LV_191-58_0_5_node_138 | 0.4 | n |  | TRUE
97 | bus_LV_191-58_0_5_node_128 | 0.4 | n |  | TRUE
98 | bus_LV_191-58_0_5_node_72 | 0.4 | n |  | TRUE
99 | bus_LV_191-58_0_5_node_73 | 0.4 | n |  | TRUE
100 | bus_LV_191-58_0_5_node_88 | 0.4 | n |  | TRUE
101 | bus_LV_191-58_0_5_node_136 | 0.4 | n |  | TRUE
102 | bus_LV_191-58_0_5_node_74 | 0.4 | n |  | TRUE
103 | bus_LV_191-58_0_5_node_135 | 0.4 | n |  | TRUE
104 | bus_LV_191-58_0_5_node_89 | 0.4 | n |  | TRUE
105 | bus_LV_191-58_0_5_node_75 | 0.4 | n |  | TRUE
106 | bus_LV_191-58_0_5_node_76 | 0.4 | n |  | TRUE
107 | bus_LV_191-58_0_5_node_77 | 0.4 | n |  | TRUE
108 | bus_LV_191-58_0_5_node_79 | 0.4 | n |  | TRUE
109 | bus_LV_191-58_0_5_node_115 | 0.4 | n |  | TRUE
110 | bus_LV_191-58_0_5_node_116 | 0.4 | n |  | TRUE
111 | bus_LV_191-58_0_5_node_82 | 0.4 | n |  | TRUE
112 | bus_LV_191-58_0_5_node_84 | 0.4 | n |  | TRUE
113 | bus_LV_191-58_0_5_node_97 | 0.4 | n |  | TRUE
114 | bus_LV_191-58_0_5_node_113 | 0.4 | n |  | TRUE
115 | bus_LV_191-58_0_5_node_95 | 0.4 | n |  | TRUE
116 | bus_LV_191-58_0_5_node_117 | 0.4 | n |  | TRUE
117 | bus_LV_191-58_0_5_node_90 | 0.4 | n |  | TRUE
118 | bus_LV_191-58_0_5_node_112 | 0.4 | n |  | TRUE
119 | bus_LV_191-58_0_5_node_110 | 0.4 | n |  | TRUE
120 | bus_LV_191-58_0_5_node_111 | 0.4 | n |  | TRUE
121 | bus_LV_191-58_0_5_node_92 | 0.4 | n |  | TRUE
122 | bus_LV_191-58_0_5_node_93 | 0.4 | n |  | TRUE
123 | bus_LV_191-58_0_5_node_94 | 0.4 | n |  | TRUE
124 | bus_LV_191-58_0_5_node_96 | 0.4 | n |  | TRUE
125 | bus_LV_191-58_0_5_node_108 | 0.4 | n |  | TRUE
126 | bus_LV_191-58_0_5_node_109 | 0.4 | n |  | TRUE
127 | bus_LV_191-58_0_5_node_106 | 0.4 | n |  | TRUE
128 | bus_LV_191-58_0_5_node_100 | 0.4 | n |  | TRUE
129 | bus_LV_191-58_0_5_node_107 | 0.4 | n |  | TRUE
130 | bus_LV_191-58_0_5_node_101 | 0.4 | n |  | TRUE
131 | bus_LV_191-58_0_5_node_122 | 0.4 | n |  | TRUE
132 | bus_LV_191-58_0_5_node_140 | 0.4 | n |  | TRUE
133 | bus_LV_191-58_0_5_node_139 | 0.4 | n |  | TRUE
134 | bus_LV_191-58_0_5_node_141 | 0.4 | n |  | TRUE
135 | bus_LV_191-58_0_5_node_142 | 0.4 | n |  | TRUE
136 | bus_LV_191-58_0_5_node_143 | 0.4 | n |  | TRUE
137 | bus_LV_191-58_0_5_node_144 | 0.4 | n |  | TRUE
138 | bus_LV_191-58_0_5_node_145 | 0.4 | n |  | TRUE
139 | bus_LV_191-58_0_5_node_146 | 0.4 | n |  | TRUE
140 | bus_LV_191-58_0_5_node_147 | 0.4 | n |  | TRUE
141 | bus_LV_191-58_0_5_node_148 | 0.4 | n |  | TRUE
142 | bus_LV_191-58_0_5_node_149 | 0.4 | n |  | TRUE
143 | bus_MV_499_0_node_78 | 20 | n |  | TRUE

## load
| name | bus | p_mw | q_mvar | const_z_percent | const_i_percent | sn_mva | scaling | in_service | type
0 | LV_191-58_0_5_load_0 | 0 | 0.0034422 | 0.0008627 | 0 | 0 |  | 1 | TRUE | wye
1 | LV_191-58_0_5_load_1 | 1 | 0.0055915 | 0.0014014 | 0 | 0 |  | 1 | TRUE | wye
2 | LV_191-58_0_5_load_2 | 2 | 0.0037636 | 0.00094325 | 0 | 0 |  | 1 | TRUE | wye
3 | LV_191-58_0_5_load_3 | 3 | 0.0017309 | 0.00043381 | 0 | 0 |  | 1 | TRUE | wye
4 | LV_191-58_0_5_load_4 | 4 | 0.0029522 | 0.00073988 | 0 | 0 |  | 1 | TRUE | wye
5 | LV_191-58_0_5_load_23 | 5 | 0.0063676 | 0.0015959 | 0 | 0 |  | 1 | TRUE | wye
6 | LV_191-58_0_5_load_10 | 6 | 0.0052423 | 0.0013139 | 0 | 0 |  | 1 | TRUE | wye
7 | LV_191-58_0_5_load_24 | 7 | 0.0026764 | 0.00067076 | 0 | 0 |  | 1 | TRUE | wye
8 | LV_191-58_0_5_load_5 | 9 | 0.0038267 | 0.00095906 | 0 | 0 |  | 1 | TRUE | wye
9 | LV_191-58_0_5_load_6 | 10 | 0.0040261 | 0.001009 | 0 | 0 |  | 1 | TRUE | wye
10 | LV_191-58_0_5_load_21 | 12 | 0.014024 | 0.0035148 | 0 | 0 |  | 1 | TRUE | wye
11 | LV_191-58_0_5_load_22 | 13 | 0.0084034 | 0.0021061 | 0 | 0 |  | 1 | TRUE | wye
12 | LV_191-58_0_5_load_17 | 15 | 0.013698 | 0.003433 | 0 | 0 |  | 1 | TRUE | wye
13 | LV_191-58_0_5_load_18 | 16 | 0.011531 | 0.0028901 | 0 | 0 |  | 1 | TRUE | wye
14 | LV_191-58_0_5_load_15 | 17 | 0.0069037 | 0.0017302 | 0 | 0 |  | 1 | TRUE | wye
15 | LV_191-58_0_5_load_11 | 18 | 0.011884 | 0.0029784 | 0 | 0 |  | 1 | TRUE | wye
16 | LV_191-58_0_5_load_12 | 19 | 0.0026352 | 0.00066043 | 0 | 0 |  | 1 | TRUE | wye
17 | LV_191-58_0_5_load_14 | 21 | 0.0094089 | 0.0023581 | 0 | 0 |  | 1 | TRUE | wye
18 | LV_191-58_0_5_load_16 | 22 | 0.0013696 | 0.00034325 | 0 | 0 |  | 1 | TRUE | wye
19 | LV_191-58_0_5_load_26 | 23 | 0.010432 | 0.0026144 | 0 | 0 |  | 1 | TRUE | wye
20 | LV_191-58_0_5_load_27 | 27 | 0.019989 | 0.0050098 | 0 | 0 |  | 1 | TRUE | wye
21 | LV_191-58_0_5_load_28 | 28 | 0.01752 | 0.0043909 | 0 | 0 |  | 1 | TRUE | wye
22 | LV_191-58_0_5_load_53 | 29 | 0.019986 | 0.005009 | 0 | 0 |  | 1 | TRUE | wye
23 | LV_191-58_0_5_load_25 | 32 | 0.0033264 | 0.00083368 | 0 | 0 |  | 1 | TRUE | wye
24 | LV_191-58_0_5_load_134 | 35 | 0.0040663 | 0.0010191 | 0 | 0 |  | 1 | TRUE | wye
25 | LV_191-58_0_5_load_68 | 37 | 0.0031255 | 0.00078332 | 0 | 0 |  | 1 | TRUE | wye
26 | LV_191-58_0_5_load_125 | 38 | 0.010463 | 0.0026222 | 0 | 0 |  | 1 | TRUE | wye
27 | LV_191-58_0_5_load_127 | 40 | 0.0096318 | 0.002414 | 0 | 0 |  | 1 | TRUE | wye
28 | LV_191-58_0_5_load_126 | 41 | 0.01101 | 0.0027594 | 0 | 0 |  | 1 | TRUE | wye
29 | LV_191-58_0_5_load_54 | 43 | 0.0022083 | 0.00055344 | 0 | 0 |  | 1 | TRUE | wye
30 | LV_191-58_0_5_load_98 | 44 | 0.0020065 | 0.00050289 | 0 | 0 |  | 1 | TRUE | wye
31 | LV_191-58_0_5_load_104 | 45 | 0.0022346 | 0.00056005 | 0 | 0 |  | 1 | TRUE | wye
32 | LV_191-58_0_5_load_61 | 46 | 0.0024036 | 0.0006024 | 0 | 0 |  | 1 | TRUE | wye
33 | LV_191-58_0_5_load_121 | 51 | 0.0091589 | 0.0022954 | 0 | 0 |  | 1 | TRUE | wye
34 | LV_191-58_0_5_load_49 | 54 | 0.0066753 | 0.001673 | 0 | 0 |  | 1 | TRUE | wye
35 | LV_191-58_0_5_load_99 | 55 | 0.0017062 | 0.00042762 | 0 | 0 |  | 1 | TRUE | wye
36 | LV_191-58_0_5_load_102 | 56 | 0.0022497 | 0.00056384 | 0 | 0 |  | 1 | TRUE | wye
37 | LV_191-58_0_5_load_58 | 57 | 0.0012236 | 0.00030665 | 0 | 0 |  | 1 | TRUE | wye
38 | LV_191-58_0_5_load_39 | 58 | 0.001773 | 0.00044436 | 0 | 0 |  | 1 | TRUE | wye
39 | LV_191-58_0_5_load_40 | 59 | 0.0064997 | 0.001629 | 0 | 0 |  | 1 | TRUE | wye
40 | LV_191-58_0_5_load_41 | 60 | 0.0035027 | 0.00087786 | 0 | 0 |  | 1 | TRUE | wye
41 | LV_191-58_0_5_load_42 | 61 | 0.0023417 | 0.0005869 | 0 | 0 |  | 1 | TRUE | wye
42 | LV_191-58_0_5_load_52 | 63 | 0.0032509 | 0.00081476 | 0 | 0 |  | 1 | TRUE | wye
43 | LV_191-58_0_5_load_44 | 65 | 0.020107 | 0.0050394 | 0 | 0 |  | 1 | TRUE | wye
44 | LV_191-58_0_5_load_50 | 67 | 0.0029934 | 0.00075021 | 0 | 0 |  | 1 | TRUE | wye
45 | LV_191-58_0_5_load_51 | 68 | 0.02 | 0.0050125 | 0 | 0 |  | 1 | TRUE | wye
46 | LV_191-58_0_5_load_119 | 71 | 0.0041975 | 0.001052 | 0 | 0 |  | 1 | TRUE | wye
47 | LV_191-58_0_5_load_80 | 72 | 0.0052352 | 0.0013121 | 0 | 0 |  | 1 | TRUE | wye
48 | LV_191-58_0_5_load_78 | 73 | 0.0015287 | 0.00038314 | 0 | 0 |  | 1 | TRUE | wye
49 | LV_191-58_0_5_load_85 | 75 | 0.0017092 | 0.00042838 | 0 | 0 |  | 1 | TRUE | wye
50 | LV_191-58_0_5_load_81 | 76 | 0.0017123 | 0.00042915 | 0 | 0 |  | 1 | TRUE | wye
51 | LV_191-58_0_5_load_55 | 77 | 0.00074541 | 0.00018682 | 0 | 0 |  | 1 | TRUE | wye
52 | LV_191-58_0_5_load_56 | 78 | 0.0031968 | 0.0008012 | 0 | 0 |  | 1 | TRUE | wye
53 | LV_191-58_0_5_load_69 | 83 | 0.00035239 | 8.8317e-05 | 0 | 0 |  | 1 | TRUE | wye
54 | LV_191-58_0_5_load_105 | 84 | 0.00042582 | 0.00010672 | 0 | 0 |  | 1 | TRUE | wye
55 | LV_191-58_0_5_load_91 | 86 | 0.0016962 | 0.0004251 | 0 | 0 |  | 1 | TRUE | wye
56 | LV_191-58_0_5_load_120 | 87 | 0.00060361 | 0.00015128 | 0 | 0 |  | 1 | TRUE | wye
57 | LV_191-58_0_5_load_103 | 88 | 0.00062059 | 0.00015553 | 0 | 0 |  | 1 | TRUE | wye
58 | LV_191-58_0_5_load_62 | 89 | 0.0008841 | 0.00022158 | 0 | 0 |  | 1 | TRUE | wye
59 | LV_191-58_0_5_load_64 | 91 | 0.016617 | 0.0041646 | 0 | 0 |  | 1 | TRUE | wye
60 | LV_191-58_0_5_load_137 | 94 | 0.0017181 | 0.0004306 | 0 | 0 |  | 1 | TRUE | wye
61 | LV_191-58_0_5_load_132 | 95 | 0.0033841 | 0.00084813 | 0 | 0 |  | 1 | TRUE | wye
62 | LV_191-58_0_5_load_138 | 96 | 0.0017183 | 0.00043065 | 0 | 0 |  | 1 | TRUE | wye
63 | LV_191-58_0_5_load_88 | 100 | 0.0014176 | 0.00035529 | 0 | 0 |  | 1 | TRUE | wye
64 | LV_191-58_0_5_load_136 | 101 | 0.0018128 | 0.00045433 | 0 | 0 |  | 1 | TRUE | wye
65 | LV_191-58_0_5_load_135 | 103 | 0.0011186 | 0.00028035 | 0 | 0 |  | 1 | TRUE | wye
66 | LV_191-58_0_5_load_89 | 104 | 0.0062998 | 0.0015789 | 0 | 0 |  | 1 | TRUE | wye
67 | LV_191-58_0_5_load_75 | 105 | 0.0033904 | 0.00084972 | 0 | 0 |  | 1 | TRUE | wye
68 | LV_191-58_0_5_load_76 | 106 | 0.0016675 | 0.0004179 | 0 | 0 |  | 1 | TRUE | wye
69 | LV_191-58_0_5_load_77 | 107 | 0.0054995 | 0.0013783 | 0 | 0 |  | 1 | TRUE | wye
70 | LV_191-58_0_5_load_79 | 108 | 0.0019425 | 0.00048683 | 0 | 0 |  | 1 | TRUE | wye
71 | LV_191-58_0_5_load_115 | 109 | 0.001255 | 0.00031452 | 0 | 0 |  | 1 | TRUE | wye
72 | LV_191-58_0_5_load_116 | 110 | 0.0015681 | 0.000393 | 0 | 0 |  | 1 | TRUE | wye
73 | LV_191-58_0_5_load_82 | 111 | 0.0027208 | 0.0006819 | 0 | 0 |  | 1 | TRUE | wye
74 | LV_191-58_0_5_load_84 | 112 | 0.0011618 | 0.00029119 | 0 | 0 |  | 1 | TRUE | wye
75 | LV_191-58_0_5_load_95 | 115 | 0.00071363 | 0.00017885 | 0 | 0 |  | 1 | TRUE | wye
76 | LV_191-58_0_5_load_90 | 117 | 0.0042203 | 0.0010577 | 0 | 0 |  | 1 | TRUE | wye
77 | LV_191-58_0_5_load_112 | 118 | 0.0061686 | 0.001546 | 0 | 0 |  | 1 | TRUE | wye
78 | LV_191-58_0_5_load_110 | 119 | 0.0061248 | 0.001535 | 0 | 0 |  | 1 | TRUE | wye
79 | LV_191-58_0_5_load_92 | 121 | 0.0015605 | 0.00039111 | 0 | 0 |  | 1 | TRUE | wye
80 | LV_191-58_0_5_load_93 | 122 | 0.0015729 | 0.0003942 | 0 | 0 |  | 1 | TRUE | wye
81 | LV_191-58_0_5_load_94 | 123 | 0.0017944 | 0.00044972 | 0 | 0 |  | 1 | TRUE | wye
82 | LV_191-58_0_5_load_96 | 124 | 0.0017356 | 0.00043497 | 0 | 0 |  | 1 | TRUE | wye
83 | LV_191-58_0_5_load_109 | 126 | 0.0019481 | 0.00048823 | 0 | 0 |  | 1 | TRUE | wye
84 | LV_191-58_0_5_load_106 | 127 | 0.0018051 | 0.00045241 | 0 | 0 |  | 1 | TRUE | wye
85 | LV_191-58_0_5_load_100 | 128 | 0.0020401 | 0.0005113 | 0 | 0 |  | 1 | TRUE | wye
86 | LV_191-58_0_5_load_107 | 129 | 0.0017093 | 0.0004284 | 0 | 0 |  | 1 | TRUE | wye
87 | LV_191-58_0_5_load_101 | 130 | 0.0023872 | 0.00059828 | 0 | 0 |  | 1 | TRUE | wye
88 | LV_191-58_0_5_load_139 | 133 | 0.0053501 | 0.0013409 | 0 | 0 |  | 1 | TRUE | wye
89 | LV_191-58_0_5_load_142 | 135 | 0.0053652 | 0.0013447 | 0 | 0 |  | 1 | TRUE | wye
90 | LV_191-58_0_5_load_144 | 137 | 0.0053612 | 0.0013436 | 0 | 0 |  | 1 | TRUE | wye
91 | LV_191-58_0_5_load_146 | 139 | 0.0051898 | 0.0013007 | 0 | 0 |  | 1 | TRUE | wye
92 | LV_191-58_0_5_load_148 | 141 | 0.0051872 | 0.0013 | 0 | 0 |  | 1 | TRUE | wye
93 | LV_191-58_0_5_load_149 | 142 | 0.0051903 | 0.0013008 | 0 | 0 |  | 1 | TRUE | wye

## ext_grid
| name | bus | vm_pu | va_degree | slack_weight | in_service
0 |  | 4 | 1 | 0 | 1 | TRUE

## line
| name | std_type | from_bus | to_bus | length_km | r_ohm_per_km | x_ohm_per_km | c_nf_per_km | g_us_per_km | max_i_ka | df | parallel | type | in_service
0 | LV_191-58_0_5_line_0 |  | 0 | 1 | 0.0033284 | 0.125 | 0.08 | 261 | 0 | 0.364 | 1 | 1 | cs | TRUE
1 | LV_191-58_0_5_line_1 |  | 0 | 2 | 0.024194 | 0.125 | 0.08 | 261 | 0 | 0.364 | 1 | 1 | cs | TRUE
2 | LV_191-58_0_5_line_2 |  | 1 | 3 | 0.0096362 | 0.125 | 0.08 | 261 | 0 | 0.364 | 1 | 1 | cs | TRUE
3 | LV_191-58_0_5_line_3 |  | 2 | 4 | 0.018971 | 0.125 | 0.08 | 261 | 0 | 0.364 | 1 | 1 | cs | TRUE
4 | LV_191-58_0_5_line_4 |  | 3 | 5 | 0.0053934 | 0.125 | 0.08 | 261 | 0 | 0.364 | 1 | 1 | cs | TRUE
5 | LV_191-58_0_5_line_5 |  | 4 | 6 | 0.013821 | 0.125 | 0.08 | 261 | 0 | 0.364 | 1 | 4 | cs | TRUE
6 | LV_191-58_0_5_line_6 |  | 5 | 7 | 0.0042826 | 0.125 | 0.08 | 261 | 0 | 0.364 | 1 | 1 | cs | TRUE
7 | LV_191-58_0_5_line_7 |  | 6 | 8 | 0.0064163 | 0.125 | 0.08 | 261 | 0 | 0.364 | 1 | 4 | cs | TRUE
8 | LV_191-58_0_5_line_8 |  | 7 | 32 | 0.0038412 | 0.125 | 0.08 | 261 | 0 | 0.364 | 1 | 1 | cs | TRUE
9 | LV_191-58_0_5_line_9 |  | 8 | 17 | 0.012307 | 0.125 | 0.08 | 261 | 0 | 0.364 | 1 | 4 | cs | TRUE
10 | LV_191-58_0_5_line_10 |  | 9 | 10 | 0.015952 | 0.125 | 0.08 | 261 | 0 | 0.364 | 1 | 1 | cs | TRUE
11 | LV_191-58_0_5_line_11 |  | 10 | 11 | 0.022056 | 0.125 | 0.08 | 261 | 0 | 0.364 | 1 | 1 | cs | TRUE
12 | LV_191-58_0_5_line_12 |  | 11 | 12 | 0.01716 | 0.125 | 0.08 | 261 | 0 | 0.364 | 1 | 1 | cs | TRUE
13 | LV_191-58_0_5_line_13 |  | 11 | 13 | 0.019289 | 0.125 | 0.08 | 261 | 0 | 0.364 | 1 | 1 | cs | TRUE
14 | LV_191-58_0_5_line_14 |  | 12 | 14 | 0.011046 | 0.125 | 0.08 | 261 | 0 | 0.364 | 1 | 1 | cs | TRUE
15 | LV_191-58_0_5_line_15 |  | 14 | 31 | 0.024099 | 0.125 | 0.08 | 261 | 0 | 0.364 | 1 | 1 | cs | TRUE
16 | LV_191-58_0_5_line_16 |  | 15 | 16 | 0.021088 | 0.125 | 0.08 | 261 | 0 | 0.364 | 1 | 1 | cs | TRUE
17 | LV_191-58_0_5_line_17 |  | 16 | 25 | 0.024873 | 0.125 | 0.08 | 261 | 0 | 0.364 | 1 | 1 | cs | TRUE
18 | LV_191-58_0_5_line_18 |  | 17 | 20 | 0.015121 | 0.125 | 0.08 | 261 | 0 | 0.364 | 1 | 4 | cs | TRUE
19 | LV_191-58_0_5_line_19 |  | 18 | 19 | 0.027811 | 0.125 | 0.08 | 261 | 0 | 0.364 | 1 | 1 | cs | TRUE
20 | LV_191-58_0_5_line_20 |  | 18 | 20 | 0.023099 | 0.125 | 0.08 | 261 | 0 | 0.364 | 1 | 1 | cs | TRUE
21 | LV_191-58_0_5_line_21 |  | 19 | 21 | 0.026391 | 0.125 | 0.08 | 261 | 0 | 0.364 | 1 | 1 | cs | TRUE
22 | LV_191-58_0_5_line_22 |  | 20 | 22 | 0.010699 | 0.125 | 0.08 | 261 | 0 | 0.364 | 1 | 4 | cs | TRUE
23 | LV_191-58_0_5_line_23 |  | 21 | 23 | 0.0074498 | 0.125 | 0.08 | 261 | 0 | 0.364 | 1 | 1 | cs | TRUE
24 | LV_191-58_0_5_line_24 |  | 22 | 24 | 0.01479 | 0.125 | 0.08 | 261 | 0 | 0.364 | 1 | 4 | cs | TRUE
25 | LV_191-58_0_5_line_25 |  | 23 | 25 | 0.018306 | 0.125 | 0.08 | 261 | 0 | 0.364 | 1 | 1 | cs | TRUE
26 | LV_191-58_0_5_line_26 |  | 24 | 26 | 0.029249 | 0.125 | 0.08 | 261 | 0 | 0.364 | 1 | 4 | cs | TRUE
27 | LV_191-58_0_5_line_27 |  | 26 | 36 | 0.004868 | 0.125 | 0.08 | 261 | 0 | 0.364 | 1 | 1 | cs | TRUE
28 | LV_191-58_0_5_line_28 |  | 26 | 45 | 0.024792 | 0.125 | 0.08 | 261 | 0 | 0.364 | 1 | 4 | cs | TRUE
29 | LV_191-58_0_5_line_29 |  | 27 | 28 | 0.0031417 | 0.125 | 0.08 | 261 | 0 | 0.364 | 1 | 1 | cs | TRUE
30 | LV_191-58_0_5_line_30 |  | 28 | 32 | 0.033774 | 0.125 | 0.08 | 261 | 0 | 0.364 | 1 | 1 | cs | TRUE
31 | LV_191-58_0_5_line_31 |  | 29 | 30 | 0.053634 | 0.125 | 0.08 | 261 | 0 | 0.364 | 1 | 1 | cs | TRUE
32 | LV_191-58_0_5_line_32 |  | 30 | 68 | 0.013963 | 0.125 | 0.08 | 261 | 0 | 0.364 | 1 | 1 | cs | TRUE
33 | LV_191-58_0_5_line_33 |  | 30 | 64 | 0.059547 | 0.125 | 0.08 | 261 | 0 | 0.364 | 1 | 1 | cs | TRUE
34 | LV_191-58_0_5_line_34 |  | 31 | 38 | 0.0073265 | 0.125 | 0.08 | 261 | 0 | 0.364 | 1 | 1 | cs | TRUE
35 | LV_191-58_0_5_line_35 |  | 33 | 34 | 0.037034 | 0.125 | 0.08 | 261 | 0 | 0.364 | 1 | 1 | cs | TRUE
36 | LV_191-58_0_5_line_36 |  | 33 | 35 | 0.010683 | 0.125 | 0.08 | 261 | 0 | 0.364 | 1 | 1 | cs | TRUE
37 | LV_191-58_0_5_line_37 |  | 34 | 36 | 0.024019 | 0.125 | 0.08 | 261 | 0 | 0.364 | 1 | 1 | cs | TRUE
38 | LV_191-58_0_5_line_38 |  | 34 | 37 | 0.028951 | 0.125 | 0.08 | 261 | 0 | 0.364 | 1 | 1 | cs | TRUE
39 | LV_191-58_0_5_line_39 |  | 35 | 47 | 0.01573 | 0.125 | 0.08 | 261 | 0 | 0.364 | 1 | 1 | cs | TRUE
40 | LV_191-58_0_5_line_40 |  | 36 | 46 | 0.013794 | 0.125 | 0.08 | 261 | 0 | 0.364 | 1 | 1 | cs | TRUE
41 | LV_191-58_0_5_line_41 |  | 37 | 49 | 0.01208 | 0.125 | 0.08 | 261 | 0 | 0.364 | 1 | 1 | cs | TRUE
42 | LV_191-58_0_5_line_42 |  | 38 | 50 | 0.016994 | 0.125 | 0.08 | 261 | 0 | 0.364 | 1 | 1 | cs | TRUE
43 | LV_191-58_0_5_line_43 |  | 39 | 40 | 0.029799 | 0.125 | 0.08 | 261 | 0 | 0.364 | 1 | 1 | cs | TRUE
44 | LV_191-58_0_5_line_44 |  | 39 | 41 | 0.0080741 | 0.125 | 0.08 | 261 | 0 | 0.364 | 1 | 1 | cs | TRUE
45 | LV_191-58_0_5_line_45 |  | 40 | 52 | 0.0046112 | 0.125 | 0.08 | 261 | 0 | 0.364 | 1 | 1 | cs | TRUE
46 | LV_191-58_0_5_line_46 |  | 41 | 53 | 0.033282 | 0.125 | 0.08 | 261 | 0 | 0.364 | 1 | 1 | cs | TRUE
47 | LV_191-58_0_5_line_47 |  | 42 | 43 | 0.01845 | 0.125 | 0.08 | 261 | 0 | 0.364 | 1 | 4 | cs | TRUE
48 | LV_191-58_0_5_line_48 |  | 42 | 44 | 0.012574 | 0.125 | 0.08 | 261 | 0 | 0.364 | 1 | 4 | cs | TRUE
49 | LV_191-58_0_5_line_49 |  | 43 | 54 | 0.039349 | 0.125 | 0.08 | 261 | 0 | 0.364 | 1 | 4 | cs | TRUE
50 | LV_191-58_0_5_line_50 |  | 44 | 55 | 0.022709 | 0.125 | 0.08 | 261 | 0 | 0.364 | 1 | 4 | cs | TRUE
51 | LV_191-58_0_5_line_51 |  | 45 | 56 | 0.021744 | 0.125 | 0.08 | 261 | 0 | 0.364 | 1 | 4 | cs | TRUE
52 | LV_191-58_0_5_line_52 |  | 46 | 57 | 0.027466 | 0.125 | 0.08 | 261 | 0 | 0.364 | 1 | 1 | cs | TRUE
53 | LV_191-58_0_5_line_53 |  | 47 | 48 | 0.027642 | 0.125 | 0.08 | 261 | 0 | 0.364 | 1 | 1 | cs | TRUE
54 | LV_191-58_0_5_line_54 |  | 48 | 52 | 0.018107 | 0.125 | 0.08 | 261 | 0 | 0.364 | 1 | 1 | cs | TRUE
55 | LV_191-58_0_5_line_55 |  | 48 | 95 | 0.0084451 | 0.125 | 0.08 | 261 | 0 | 0.364 | 1 | 1 | cs | TRUE
56 | LV_191-58_0_5_line_56 |  | 49 | 91 | 0.004047 | 0.125 | 0.08 | 261 | 0 | 0.364 | 1 | 1 | cs | TRUE
57 | LV_191-58_0_5_line_57 |  | 50 | 51 | 0.014735 | 0.125 | 0.08 | 261 | 0 | 0.364 | 1 | 1 | cs | TRUE
58 | LV_191-58_0_5_line_58 |  | 51 | 131 | 0.0175 | 0.125 | 0.08 | 261 | 0 | 0.364 | 1 | 1 | cs | TRUE
59 | LV_191-58_0_5_line_59 |  | 53 | 131 | 0.038935 | 0.125 | 0.08 | 261 | 0 | 0.364 | 1 | 1 | cs | TRUE
60 | LV_191-58_0_5_line_60 |  | 54 | 61 | 0.011469 | 0.125 | 0.08 | 261 | 0 | 0.364 | 1 | 4 | cs | TRUE
61 | LV_191-58_0_5_line_61 |  | 55 | 128 | 0.0048247 | 0.125 | 0.08 | 261 | 0 | 0.364 | 1 | 4 | cs | TRUE
62 | LV_191-58_0_5_line_62 |  | 56 | 130 | 0.029504 | 0.125 | 0.08 | 261 | 0 | 0.364 | 1 | 4 | cs | TRUE
63 | LV_191-58_0_5_line_63 |  | 58 | 59 | 0.0073809 | 0.125 | 0.08 | 261 | 0 | 0.364 | 1 | 4 | cs | TRUE
64 | LV_191-58_0_5_line_64 |  | 58 | 60 | 0.01846 | 0.125 | 0.08 | 261 | 0 | 0.364 | 1 | 4 | cs | TRUE
65 | LV_191-58_0_5_line_65 |  | 59 | 61 | 0.023665 | 0.125 | 0.08 | 261 | 0 | 0.364 | 1 | 4 | cs | TRUE
66 | LV_191-58_0_5_line_66 |  | 60 | 62 | 0.027727 | 0.125 | 0.08 | 261 | 0 | 0.364 | 1 | 4 | cs | TRUE
67 | LV_191-58_0_5_line_67 |  | 62 | 63 | 0.020061 | 0.125 | 0.08 | 261 | 0 | 0.364 | 1 | 2 | cs | TRUE
68 | LV_191-58_0_5_line_68 |  | 63 | 66 | 0.020533 | 0.125 | 0.08 | 261 | 0 | 0.364 | 1 | 2 | cs | TRUE
69 | LV_191-58_0_5_line_69 |  | 64 | 65 | 0.026688 | 0.125 | 0.08 | 261 | 0 | 0.364 | 1 | 1 | cs | TRUE
70 | LV_191-58_0_5_line_70 |  | 66 | 67 | 0.0085135 | 0.125 | 0.08 | 261 | 0 | 0.364 | 1 | 1 | cs | TRUE
71 | LV_191-58_0_5_line_71 |  | 67 | 68 | 0.031407 | 0.125 | 0.08 | 261 | 0 | 0.364 | 1 | 1 | cs | TRUE
72 | LV_191-58_0_5_line_72 |  | 69 | 70 | 0.011322 | 0.125 | 0.08 | 261 | 0 | 0.364 | 1 | 1 | cs | TRUE
73 | LV_191-58_0_5_line_73 |  | 69 | 71 | 0.016989 | 0.125 | 0.08 | 261 | 0 | 0.364 | 1 | 1 | cs | TRUE
74 | LV_191-58_0_5_line_74 |  | 70 | 118 | 0.0089971 | 0.125 | 0.08 | 261 | 0 | 0.364 | 1 | 1 | cs | TRUE
75 | LV_191-58_0_5_line_75 |  | 70 | 116 | 0.00548 | 0.125 | 0.08 | 261 | 0 | 0.364 | 1 | 1 | cs | TRUE
76 | LV_191-58_0_5_line_76 |  | 72 | 73 | 0.025758 | 0.125 | 0.08 | 261 | 0 | 0.364 | 1 | 1 | cs | TRUE
77 | LV_191-58_0_5_line_77 |  | 73 | 106 | 0.023674 | 0.125 | 0.08 | 261 | 0 | 0.364 | 1 | 1 | cs | TRUE
78 | LV_191-58_0_5_line_78 |  | 74 | 75 | 0.015387 | 0.125 | 0.08 | 261 | 0 | 0.364 | 1 | 1 | cs | TRUE
79 | LV_191-58_0_5_line_79 |  | 74 | 76 | 0.036337 | 0.125 | 0.08 | 261 | 0 | 0.364 | 1 | 1 | cs | TRUE
80 | LV_191-58_0_5_line_80 |  | 76 | 111 | 0.015921 | 0.125 | 0.08 | 261 | 0 | 0.364 | 1 | 1 | cs | TRUE
81 | LV_191-58_0_5_line_81 |  | 77 | 78 | 0.030333 | 0.125 | 0.08 | 261 | 0 | 0.364 | 1 | 1 | cs | TRUE
82 | LV_191-58_0_5_line_82 |  | 77 | 79 | 0.033152 | 0.125 | 0.08 | 261 | 0 | 0.364 | 1 | 1 | cs | TRUE
83 | LV_191-58_0_5_line_83 |  | 79 | 80 | 0.005422 | 0.125 | 0.08 | 261 | 0 | 0.364 | 1 | 1 | cs | TRUE
84 | LV_191-58_0_5_line_84 |  | 80 | 82 | 0.006058 | 0.125 | 0.08 | 261 | 0 | 0.364 | 1 | 4 | cs | TRUE
85 | LV_191-58_0_5_line_85 |  | 80 | 84 | 0.028205 | 0.125 | 0.08 | 261 | 0 | 0.364 | 1 | 4 | cs | TRUE
86 | LV_191-58_0_5_line_86 |  | 81 | 82 | 0.005921 | 0.125 | 0.08 | 261 | 0 | 0.364 | 1 | 1 | cs | TRUE
87 | LV_191-58_0_5_line_87 |  | 81 | 83 | 0.018296 | 0.125 | 0.08 | 261 | 0 | 0.364 | 1 | 1 | cs | TRUE
88 | LV_191-58_0_5_line_88 |  | 82 | 85 | 0.005841 | 0.125 | 0.08 | 261 | 0 | 0.364 | 1 | 4 | cs | TRUE
89 | LV_191-58_0_5_line_89 |  | 82 | 86 | 0.02169 | 0.125 | 0.08 | 261 | 0 | 0.364 | 1 | 1 | cs | TRUE
90 | LV_191-58_0_5_line_90 |  | 84 | 88 | 0.024782 | 0.125 | 0.08 | 261 | 0 | 0.364 | 1 | 4 | cs | TRUE
91 | LV_191-58_0_5_line_91 |  | 85 | 87 | 0.013477 | 0.125 | 0.08 | 261 | 0 | 0.364 | 1 | 4 | cs | TRUE
92 | LV_191-58_0_5_line_92 |  | 86 | 98 | 0.028921 | 0.125 | 0.08 | 261 | 0 | 0.364 | 1 | 1 | cs | TRUE
93 | LV_191-58_0_5_line_93 |  | 87 | 114 | 0.002254 | 0.125 | 0.08 | 261 | 0 | 0.364 | 1 | 4 | cs | TRUE
94 | LV_191-58_0_5_line_94 |  | 88 | 130 | 0.02219 | 0.125 | 0.08 | 261 | 0 | 0.364 | 1 | 4 | cs | TRUE
95 | LV_191-58_0_5_line_95 |  | 89 | 90 | 0.0034824 | 0.125 | 0.08 | 261 | 0 | 0.364 | 1 | 1 | cs | TRUE
96 | LV_191-58_0_5_line_96 |  | 89 | 91 | 0.037983 | 0.125 | 0.08 | 261 | 0 | 0.364 | 1 | 1 | cs | TRUE
97 | LV_191-58_0_5_line_97 |  | 90 | 92 | 0.031284 | 0.125 | 0.08 | 261 | 0 | 0.364 | 1 | 1 | cs | TRUE
98 | LV_191-58_0_5_line_98 |  | 92 | 93 | 0.011635 | 0.125 | 0.08 | 261 | 0 | 0.364 | 1 | 1 | cs | TRUE
99 | LV_191-58_0_5_line_99 |  | 92 | 94 | 0.007589 | 0.125 | 0.08 | 261 | 0 | 0.364 | 1 | 1 | cs | TRUE
100 | LV_191-58_0_5_line_100 |  | 93 | 96 | 0.007628 | 0.125 | 0.08 | 261 | 0 | 0.364 | 1 | 1 | cs | TRUE
101 | LV_191-58_0_5_line_101 |  | 93 | 97 | 0.011661 | 0.125 | 0.08 | 261 | 0 | 0.364 | 1 | 1 | cs | TRUE
102 | LV_191-58_0_5_line_102 |  | 97 | 132 | 0.031085 | 0.125 | 0.08 | 261 | 0 | 0.364 | 1 | 1 | cs | TRUE
103 | LV_191-58_0_5_line_103 |  | 97 | 133 | 0.007661 | 0.125 | 0.08 | 261 | 0 | 0.364 | 1 | 1 | cs | TRUE
104 | LV_191-58_0_5_line_104 |  | 98 | 99 | 0.096456 | 0.125 | 0.08 | 261 | 0 | 0.364 | 1 | 1 | cs | TRUE
105 | LV_191-58_0_5_line_105 |  | 98 | 100 | 0.04233 | 0.125 | 0.08 | 261 | 0 | 0.364 | 1 | 1 | cs | TRUE
106 | LV_191-58_0_5_line_106 |  | 99 | 101 | 0.02992 | 0.125 | 0.08 | 261 | 0 | 0.364 | 1 | 1 | cs | TRUE
107 | LV_191-58_0_5_line_107 |  | 100 | 104 | 0.018621 | 0.125 | 0.08 | 261 | 0 | 0.364 | 1 | 1 | cs | TRUE
108 | LV_191-58_0_5_line_108 |  | 101 | 102 | 0.0068799 | 0.125 | 0.08 | 261 | 0 | 0.364 | 1 | 1 | cs | TRUE
109 | LV_191-58_0_5_line_109 |  | 102 | 103 | 0.012501 | 0.125 | 0.08 | 261 | 0 | 0.364 | 1 | 1 | cs | TRUE
110 | LV_191-58_0_5_line_110 |  | 104 | 117 | 0.010315 | 0.125 | 0.08 | 261 | 0 | 0.364 | 1 | 1 | cs | TRUE
111 | LV_191-58_0_5_line_111 |  | 105 | 106 | 0.014504 | 0.125 | 0.08 | 261 | 0 | 0.364 | 1 | 1 | cs | TRUE
112 | LV_191-58_0_5_line_112 |  | 105 | 107 | 0.0031992 | 0.125 | 0.08 | 261 | 0 | 0.364 | 1 | 1 | cs | TRUE
113 | LV_191-58_0_5_line_113 |  | 107 | 108 | 0.0046128 | 0.125 | 0.08 | 261 | 0 | 0.364 | 1 | 1 | cs | TRUE
114 | LV_191-58_0_5_line_114 |  | 108 | 109 | 0.00013772 | 0.125 | 0.08 | 261 | 0 | 0.364 | 1 | 1 | cs | TRUE
115 | LV_191-58_0_5_line_115 |  | 109 | 110 | 0.017058 | 0.125 | 0.08 | 261 | 0 | 0.364 | 1 | 1 | cs | TRUE
116 | LV_191-58_0_5_line_116 |  | 110 | 126 | 0.010198 | 0.125 | 0.08 | 261 | 0 | 0.364 | 1 | 1 | cs | TRUE
117 | LV_191-58_0_5_line_117 |  | 111 | 112 | 0.0022375 | 0.125 | 0.08 | 261 | 0 | 0.364 | 1 | 1 | cs | TRUE
118 | LV_191-58_0_5_line_118 |  | 112 | 113 | 0.040464 | 0.125 | 0.08 | 261 | 0 | 0.364 | 1 | 1 | cs | TRUE
119 | LV_191-58_0_5_line_119 |  | 113 | 114 | 0.032403 | 0.125 | 0.08 | 261 | 0 | 0.364 | 1 | 4 | cs | TRUE
120 | LV_191-58_0_5_line_120 |  | 113 | 115 | 0.013384 | 0.125 | 0.08 | 261 | 0 | 0.364 | 1 | 4 | cs | TRUE
121 | LV_191-58_0_5_line_121 |  | 115 | 122 | 0.0087991 | 0.125 | 0.08 | 261 | 0 | 0.364 | 1 | 4 | cs | TRUE
122 | LV_191-58_0_5_line_122 |  | 116 | 117 | 0.034155 | 0.125 | 0.08 | 261 | 0 | 0.364 | 1 | 1 | cs | TRUE
123 | LV_191-58_0_5_line_123 |  | 118 | 120 | 0.020929 | 0.125 | 0.08 | 261 | 0 | 0.364 | 1 | 1 | cs | TRUE
124 | LV_191-58_0_5_line_124 |  | 119 | 120 | 0.021313 | 0.125 | 0.08 | 261 | 0 | 0.364 | 1 | 1 | cs | TRUE
125 | LV_191-58_0_5_line_125 |  | 121 | 122 | 0.021353 | 0.125 | 0.08 | 261 | 0 | 0.364 | 1 | 4 | cs | TRUE
126 | LV_191-58_0_5_line_126 |  | 121 | 123 | 0.0043166 | 0.125 | 0.08 | 261 | 0 | 0.364 | 1 | 4 | cs | TRUE
127 | LV_191-58_0_5_line_127 |  | 123 | 124 | 0.022553 | 0.125 | 0.08 | 261 | 0 | 0.364 | 1 | 4 | cs | TRUE
128 | LV_191-58_0_5_line_128 |  | 124 | 125 | 0.008589 | 0.125 | 0.08 | 261 | 0 | 0.364 | 1 | 4 | cs | TRUE
129 | LV_191-58_0_5_line_129 |  | 125 | 126 | 0.01753 | 0.125 | 0.08 | 261 | 0 | 0.364 | 1 | 1 | cs | TRUE
130 | LV_191-58_0_5_line_130 |  | 125 | 127 | 0.012989 | 0.125 | 0.08 | 261 | 0 | 0.364 | 1 | 4 | cs | TRUE
131 | LV_191-58_0_5_line_131 |  | 127 | 129 | 0.0052541 | 0.125 | 0.08 | 261 | 0 | 0.364 | 1 | 4 | cs | TRUE
132 | LV_191-58_0_5_line_132 |  | 128 | 129 | 0.017584 | 0.125 | 0.08 | 261 | 0 | 0.364 | 1 | 4 | cs | TRUE
133 | LV_191-58_0_5_line_133 |  | 132 | 134 | 0.009412 | 0.125 | 0.08 | 261 | 0 | 0.364 | 1 | 1 | cs | TRUE
134 | LV_191-58_0_5_line_134 |  | 132 | 135 | 0.006431 | 0.125 | 0.08 | 261 | 0 | 0.364 | 1 | 1 | cs | TRUE
135 | LV_191-58_0_5_line_135 |  | 134 | 136 | 0.030914 | 0.125 | 0.08 | 261 | 0 | 0.364 | 1 | 1 | cs | TRUE
136 | LV_191-58_0_5_line_136 |  | 134 | 137 | 0.006442 | 0.125 | 0.08 | 261 | 0 | 0.364 | 1 | 1 | cs | TRUE
137 | LV_191-58_0_5_line_137 |  | 136 | 138 | 0.012334 | 0.125 | 0.08 | 261 | 0 | 0.364 | 1 | 1 | cs | TRUE
138 | LV_191-58_0_5_line_138 |  | 136 | 139 | 0.007913 | 0.125 | 0.08 | 261 | 0 | 0.364 | 1 | 1 | cs | TRUE
139 | LV_191-58_0_5_line_139 |  | 138 | 140 | 0.012029 | 0.125 | 0.08 | 261 | 0 | 0.364 | 1 | 1 | cs | TRUE
140 | LV_191-58_0_5_line_140 |  | 138 | 141 | 0.007985 | 0.125 | 0.08 | 261 | 0 | 0.364 | 1 | 1 | cs | TRUE
141 | LV_191-58_0_5_line_141 |  | 140 | 142 | 0.008066 | 0.125 | 0.08 | 261 | 0 | 0.364 | 1 | 1 | cs | TRUE

## trafo
| name | std_type | hv_bus | lv_bus | sn_mva | vn_hv_kv | vn_lv_kv | vk_percent | vkr_percent | pfe_kw | i0_percent | shift_degree | tap_side | tap_neutral | tap_min | tap_max | tap_step_percent | tap_step_degree | tap_pos | tap_phase_shifter | parallel | df | in_service
0 | LV_191-58_0_5_trafo_4 | 0.63 MVA 20/0.4 kV | 143 | 4 | 0.63 | 20 | 0.4 | 6 | 1.206 | 1.65 | 0.2619 | 150 | hv | 0 | -2 | 2 | 2.5 | 0 | 0 | FALSE | 1 | 1 | TRUE

## line_geodata
| x0 | y0 | x1 | y1 | x2 | y2 | x3 | y3 | x4 | y4 | x5 | y5 | x6 | y6 | x7 | y7
0 | 2689649.0316 | 1251268.1057 | 2689649.1028 | 1251271.4333
1 | 2689649.0316 | 1251268.1057 | 2689648.8656 | 1251260.3497 | 2689647.986 | 1251254.6209 | 2689645.6267 | 1251249.9038 | 2689641.8648 | 1251246.0773
2 | 2689649.1028 | 1251271.4333 | 2689649.29 | 1251280.1823 | 2689649.307 | 1251281.0673
3 | 2689641.8648 | 1251246.0773 | 2689641.8648 | 1251246.0773 | 2689627.2837 | 1251238.362 | 2689624.9519 | 1251237.5347
4 | 2689649.307 | 1251281.0673 | 2689649.4103 | 1251286.4597
5 | 2689624.9519 | 1251237.5347 | 2689621.915 | 1251236.4572 | 2689616.7258 | 1251235.1666 | 2689613.0964 | 1251233.5549 | 2689612.0041 | 1251232.8874
6 | 2689649.4923 | 1251290.7416 | 2689649.4103 | 1251286.4597
7 | 2689606.5292 | 1251229.5415 | 2689612.0041 | 1251232.8874
8 | 2689649.4923 | 1251290.7416 | 2689649.5659 | 1251294.582
9 | 2689606.5292 | 1251229.5415 | 2689601.5392 | 1251226.5526 | 2689596.2692 | 1251222.765
10 | 2689506.0933 | 1251333.166 | 2689506.4019 | 1251322.7773 | 2689507.4174 | 1251318.0224 | 2689507.7092 | 1251317.3902
11 | 2689519.5962 | 1251298.8806 | 2689509.6962 | 1251313.0864 | 2689507.7092 | 1251317.3902
12 | 2689519.5962 | 1251298.8806 | 2689516.5192 | 1251296.1876 | 2689512.8477 | 1251292.3737 | 2689512.2873 | 1251288.4956 | 2689511.7563 | 1251284.6736
13 | 2689519.5962 | 1251298.8806 | 2689533.7599 | 1251309.2358 | 2689535.4323 | 1251309.728
14 | 2689504.8624 | 1251276.2964 | 2689510.5697 | 1251281.7646 | 2689511.7563 | 1251284.6736
15 | 2689485.258 | 1251271.7858 | 2689493.2151 | 1251274.7527 | 2689496.6374 | 1251276.5724 | 2689500.7489 | 1251272.2534 | 2689504.8624 | 1251276.2964
16 | 2689576.3817 | 1251360.0723 | 2689576.3438 | 1251356.6043 | 2689576.4819 | 1251338.9855
17 | 2689583.2425 | 1251315.7441 | 2689582.871 | 1251324.3339 | 2689580.2059 | 1251327.8518 | 2689576.498 | 1251336.9249 | 2689576.4819 | 1251338.9855
18 | 2689585.0428 | 1251212.7038 | 2689592.0252 | 1251219.7147 | 2689596.2692 | 1251222.765
19 | 2689584.5923 | 1251235.7985 | 2689584.05 | 1251263.6043
20 | 2689585.0428 | 1251212.7038 | 2689584.5923 | 1251235.7985
21 | 2689583.5354 | 1251289.9907 | 2689584.05 | 1251263.6043
22 | 2689585.0428 | 1251212.7038 | 2689585.0042 | 1251202.0049
23 | 2689583.5354 | 1251289.9907 | 2689583.3901 | 1251297.4391
24 | 2689584.5979 | 1251187.2221 | 2689584.9891 | 1251197.7916 | 2689585.0042 | 1251202.0049
25 | 2689583.2425 | 1251315.7441 | 2689583.2935 | 1251302.3902 | 2689583.3901 | 1251297.4391
26 | 2689584.5979 | 1251187.2221 | 2689588.3159 | 1251186.4666 | 2689589.4693 | 1251182.0807 | 2689590.3638 | 1251176.8458 | 2689587.9962 | 1251166.1797 | 2689584.1488 | 1251163.5084
27 | 2689584.1488 | 1251163.5084 | 2689580.1678 | 1251160.6905
28 | 2689584.1488 | 1251163.5084 | 2689598.7368 | 1251143.462
29 | 2689636.7434 | 1251327.5606 | 2689638.6353 | 1251325.0525
30 | 2689649.5659 | 1251294.582 | 2689649.7707 | 1251305.2754 | 2689648.8836 | 1251310.0212 | 2689646.7351 | 1251314.3142 | 2689638.6353 | 1251325.0525
31 | 2689696.8031 | 1251345.9625 | 2689665.7344 | 1251389.6813
32 | 2689696.8031 | 1251345.9625 | 2689704.3492 | 1251334.2144
33 | 2689696.8031 | 1251345.9625 | 2689734.4612 | 1251373.5648 | 2689732.0884 | 1251376.7201 | 2689739.6301 | 1251381.6714
34 | 2689485.258 | 1251271.7858 | 2689478.3341 | 1251269.3906
35 | 2689546.8731 | 1251189.3648 | 2689556.2282 | 1251191.2409 | 2689559.984 | 1251184.9929 | 2689559.6756 | 1251178.4276 | 2689558.5262 | 1251174.0625 | 2689556.353 | 1251170.5047 | 2689559.9747 | 1251167.1347
36 | 2689546.8731 | 1251189.3648 | 2689536.6773 | 1251186.1749
37 | 2689559.9747 | 1251167.1347 | 2689563.9292 | 1251163.2248 | 2689570.8501 | 1251165.8202 | 2689576.5406 | 1251164.4274 | 2689580.1678 | 1251160.6905
38 | 2689559.9747 | 1251167.1347 | 2689552.602 | 1251161.9638 | 2689535.0172 | 1251155.6711 | 2689533.7695 | 1251155.4419
39 | 2689531.2152 | 1251200.9259 | 2689536.6773 | 1251186.1749
40 | 2689580.1678 | 1251160.6905 | 2689588.4174 | 1251149.6349
41 | 2689521.888 | 1251153.2598 | 2689533.7695 | 1251155.4419
42 | 2689472.6494 | 1251285.4058 | 2689478.3341 | 1251269.3906
43 | 2689489.0324 | 1251241.82 | 2689498.0061 | 1251213.4041
44 | 2689489.0324 | 1251241.82 | 2689481.3867 | 1251239.2248
45 | 2689499.3948 | 1251209.007 | 2689498.0061 | 1251213.4041
46 | 2689454.3535 | 1251238.2493 | 2689478.4463 | 1251246.4748 | 2689481.3867 | 1251239.2248
47 | 2689622.3968 | 1251199.136 | 2689638.9853 | 1251207.2123
48 | 2689622.3968 | 1251199.136 | 2689629.9814 | 1251189.1072
49 | 2689674.2918 | 1251224.3795 | 2689655.9924 | 1251214.4336 | 2689649.7641 | 1251212.4601 | 2689638.9853 | 1251207.2123
50 | 2689629.9814 | 1251189.1072 | 2689643.6794 | 1251170.9948
51 | 2689598.7368 | 1251143.462 | 2689611.5313 | 1251125.8801
52 | 2689604.8435 | 1251127.6216 | 2689588.4174 | 1251149.6349
53 | 2689531.2152 | 1251200.9259 | 2689505.0448 | 1251191.8014
54 | 2689505.0448 | 1251191.8014 | 2689499.3948 | 1251209.007
55 | 2689505.0448 | 1251191.8014 | 2689497.0697 | 1251189.0233
56 | 2689517.8564 | 1251152.7874 | 2689521.888 | 1251153.2598
57 | 2689472.6494 | 1251285.4058 | 2689458.672 | 1251280.7421
58 | 2689442.0718 | 1251275.2032 | 2689458.672 | 1251280.7421
59 | 2689454.3535 | 1251238.2493 | 2689442.0718 | 1251275.2032
60 | 2689683.3977 | 1251231.3188 | 2689682.4829 | 1251230.8135 | 2689674.7857 | 1251224.6479 | 2689674.2918 | 1251224.3795
61 | 2689646.5896 | 1251167.1466 | 2689643.6794 | 1251170.9948
62 | 2689629.2526 | 1251102.2943 | 2689620.1614 | 1251114.3932 | 2689616.6439 | 1251118.8545 | 2689611.5313 | 1251125.8801
63 | 2689710.5745 | 1251246.3281 | 2689704.1134 | 1251242.7597
64 | 2689710.5745 | 1251246.3281 | 2689726.7342 | 1251255.2529
65 | 2689704.1134 | 1251242.7597 | 2689683.3977 | 1251231.3188
66 | 2689751.0053 | 1251268.6575 | 2689726.7342 | 1251255.2529
67 | 2689751.0053 | 1251268.6575 | 2689738.9403 | 1251284.6852
68 | 2689726.5913 | 1251301.0903 | 2689738.9403 | 1251284.6852
69 | 2689739.6301 | 1251381.6714 | 2689723.1598 | 1251402.6715
70 | 2689726.5913 | 1251301.0903 | 2689721.4716 | 1251307.8924
71 | 2689721.4716 | 1251307.8924 | 2689720.0044 | 1251309.8417 | 2689704.3492 | 1251334.2144
72 | 2689775.14 | 1251081.369 | 2689785.7771 | 1251085.3332
73 | 2689785.7771 | 1251085.3332 | 2689798.0213 | 1251073.5553
74 | 2689775.14 | 1251081.369 | 2689770.8239 | 1251089.2633
75 | 2689777.9368 | 1251076.6523 | 2689775.14 | 1251081.369
76 | 2689748.5781 | 1251181.0523 | 2689771.3513 | 1251193.0882
77 | 2689748.5781 | 1251181.0523 | 2689727.6476 | 1251169.9902
78 | 2689794.8532 | 1251124.5339 | 2689789.531 | 1251138.9754
79 | 2689794.8532 | 1251124.5339 | 2689761.0625 | 1251111.1716
80 | 2689761.0625 | 1251111.1716 | 2689759.2385 | 1251110.4504 | 2689746.4599 | 1251104.8304 | 2689746.4599 | 1251104.8304
81 | 2689650.8076 | 1251066.1168 | 2689643.1068 | 1251077.7456 | 2689633.0708 | 1251090.6977
82 | 2689669.1119 | 1251038.4757 | 2689650.8076 | 1251066.1168
83 | 2689673.5641 | 1251041.5899 | 2689669.1119 | 1251038.4757
84 | 2689677.5961 | 1251037.0585 | 2689673.5641 | 1251041.5899
85 | 2689673.5641 | 1251041.5899 | 2689662.7819 | 1251057.6723 | 2689657.4699 | 1251064.7417
86 | 2689677.5961 | 1251037.0585 | 2689673.1793 | 1251033.0998
87 | 2689673.1793 | 1251033.0998 | 2689682.6757 | 1251025.1597 | 2689686.2843 | 1251020.4696
88 | 2689677.5961 | 1251037.0585 | 2689681.8842 | 1251041.0376
89 | 2689677.5961 | 1251037.0585 | 2689686.1485 | 1251027.1471 | 2689691.3184 | 1251020.2759
90 | 2689657.4699 | 1251064.7417 | 2689642.5826 | 1251084.5542
91 | 2689681.8842 | 1251041.0376 | 2689691.3497 | 1251050.631
92 | 2689708.7068 | 1250997.1656 | 2689691.3184 | 1251020.2759
93 | 2689692.9328 | 1251052.2355 | 2689691.3497 | 1251050.631
94 | 2689629.2526 | 1251102.2943 | 2689642.5826 | 1251084.5542
95 | 2689476.3909 | 1251152.6834 | 2689479.8733 | 1251152.6921
96 | 2689517.8564 | 1251152.7874 | 2689479.8733 | 1251152.6921
97 | 2689466.6037 | 1251182.4027 | 2689476.3909 | 1251152.6834
98 | 2689466.6037 | 1251182.4027 | 2689462.9641 | 1251193.4562
99 | 2689459.4012 | 1251179.9477 | 2689466.6037 | 1251182.4027
100 | 2689455.7241 | 1251190.9895 | 2689462.9641 | 1251193.4562
101 | 2689459.3167 | 1251204.5318 | 2689460.1713 | 1251201.9316 | 2689462.9641 | 1251193.4562
102 | 2689459.3167 | 1251204.5318 | 2689453.5728 | 1251221.9695 | 2689449.6305 | 1251234.0748
103 | 2689452.0388 | 1251202.0757 | 2689459.3167 | 1251204.5318
104 | 2689708.7068 | 1250997.1656 | 2689723.8917 | 1250979.015 | 2689733.8166 | 1250987.1492 | 2689745.5774 | 1250996.679 | 2689752.9626 | 1250999.5374 | 2689760.437 | 1250998.005 | 2689773.9686 | 1250986.3344 | 2689782.1524 | 1250994.2755
105 | 2689708.7068 | 1250997.1656 | 2689736.7226 | 1251028.8983
106 | 2689782.1524 | 1250994.2755 | 2689775.813 | 1251001.1181 | 2689788.1136 | 1251017.6326
107 | 2689736.7226 | 1251028.8983 | 2689749.0466 | 1251042.8573
108 | 2689792.2232 | 1251023.1501 | 2689788.1136 | 1251017.6326
109 | 2689792.2232 | 1251023.1501 | 2689798.4379 | 1251033.997
110 | 2689755.8738 | 1251050.5902 | 2689749.0466 | 1251042.8573
111 | 2689714.8245 | 1251163.213 | 2689727.6476 | 1251169.9902
112 | 2689714.8245 | 1251163.213 | 2689711.9961 | 1251161.7182
113 | 2689707.9178 | 1251159.5628 | 2689711.9961 | 1251161.7182
114 | 2689707.7961 | 1251159.4984 | 2689707.9178 | 1251159.5628
115 | 2689707.7961 | 1251159.4984 | 2689692.7151 | 1251151.5279
116 | 2689692.7151 | 1251151.5279 | 2689683.6989 | 1251146.7627
117 | 2689744.7372 | 1251103.4026 | 2689746.4599 | 1251104.8304
118 | 2689715.5612 | 1251075.429 | 2689735.4854 | 1251095.735 | 2689744.7372 | 1251103.4026
119 | 2689692.9328 | 1251052.2355 | 2689700.3367 | 1251059.8311 | 2689715.5612 | 1251075.429
120 | 2689715.5612 | 1251075.429 | 2689707.8414 | 1251086.3622
121 | 2689702.7661 | 1251093.5501 | 2689707.8414 | 1251086.3622
122 | 2689777.9368 | 1251076.6523 | 2689767.9408 | 1251064.2581 | 2689755.8738 | 1251050.5902
123 | 2689760.7836 | 1251107.6272 | 2689770.8239 | 1251089.2633
124 | 2689760.7836 | 1251107.6272 | 2689780.7777 | 1251115.0084
125 | 2689690.4499 | 1251110.993 | 2689702.7661 | 1251093.5501
126 | 2689690.4499 | 1251110.993 | 2689687.9601 | 1251114.5191
127 | 2689673.7312 | 1251132.0003 | 2689685.4355 | 1251118.0945 | 2689687.9601 | 1251114.5191
128 | 2689668.2003 | 1251138.5715 | 2689673.7312 | 1251132.0003
129 | 2689668.2003 | 1251138.5715 | 2689683.6989 | 1251146.7627
130 | 2689668.2003 | 1251138.5715 | 2689660.3654 | 1251148.9313
131 | 2689660.3654 | 1251148.9313 | 2689657.1962 | 1251153.1219
132 | 2689646.5896 | 1251167.1466 | 2689657.1962 | 1251153.1219
133 | 2689449.6305 | 1251234.0748 | 2689446.7173 | 1251243.0266
134 | 2689443.5087 | 1251232.0475 | 2689449.6305 | 1251234.0748
135 | 2689446.7173 | 1251243.0266 | 2689437.1466 | 1251272.4267
136 | 2689440.5881 | 1251240.9881 | 2689446.7173 | 1251243.0266
137 | 2689437.1466 | 1251272.4267 | 2689433.3233 | 1251284.1558
138 | 2689429.6442 | 1251269.8449 | 2689437.1466 | 1251272.4267
139 | 2689433.3233 | 1251284.1558 | 2689429.6025 | 1251295.5972
140 | 2689425.7376 | 1251281.5949 | 2689433.3233 | 1251284.1558
141 | 2689421.9734 | 1251292.9134 | 2689429.6025 | 1251295.5972

## bus_geodata
| x | y | coords
0 | 2689649.0316 | 1251268.1057
1 | 2689649.1028 | 1251271.4333
2 | 2689641.8648 | 1251246.0773
3 | 2689649.307 | 1251281.0673
4 | 2689624.9519 | 1251237.5347
5 | 2689649.4103 | 1251286.4597
6 | 2689612.0041 | 1251232.8874
7 | 2689649.4923 | 1251290.7416
8 | 2689606.5292 | 1251229.5415
9 | 2689506.0933 | 1251333.166
10 | 2689507.7092 | 1251317.3902
11 | 2689519.5962 | 1251298.8806
12 | 2689511.7563 | 1251284.6736
13 | 2689535.4323 | 1251309.728
14 | 2689504.8624 | 1251276.2964
15 | 2689576.3817 | 1251360.0723
16 | 2689576.4819 | 1251338.9855
17 | 2689596.2692 | 1251222.765
18 | 2689584.5923 | 1251235.7985
19 | 2689584.05 | 1251263.6043
20 | 2689585.0428 | 1251212.7038
21 | 2689583.5354 | 1251289.9907
22 | 2689585.0042 | 1251202.0049
23 | 2689583.3901 | 1251297.4391
24 | 2689584.5979 | 1251187.2221
25 | 2689583.2425 | 1251315.7441
26 | 2689584.1488 | 1251163.5084
27 | 2689636.7434 | 1251327.5606
28 | 2689638.6353 | 1251325.0525
29 | 2689665.7344 | 1251389.6813
30 | 2689696.8031 | 1251345.9625
31 | 2689485.258 | 1251271.7858
32 | 2689649.5659 | 1251294.582
33 | 2689546.8731 | 1251189.3648
34 | 2689559.9747 | 1251167.1347
35 | 2689536.6773 | 1251186.1749
36 | 2689580.1678 | 1251160.6905
37 | 2689533.7695 | 1251155.4419
38 | 2689478.3341 | 1251269.3906
39 | 2689489.0324 | 1251241.82
40 | 2689498.0061 | 1251213.4041
41 | 2689481.3867 | 1251239.2248
42 | 2689622.3968 | 1251199.136
43 | 2689638.9853 | 1251207.2123
44 | 2689629.9814 | 1251189.1072
45 | 2689598.7368 | 1251143.462
46 | 2689588.4174 | 1251149.6349
47 | 2689531.2152 | 1251200.9259
48 | 2689505.0448 | 1251191.8014
49 | 2689521.888 | 1251153.2598
50 | 2689472.6494 | 1251285.4058
51 | 2689458.672 | 1251280.7421
52 | 2689499.3948 | 1251209.007
53 | 2689454.3535 | 1251238.2493
54 | 2689674.2918 | 1251224.3795
55 | 2689643.6794 | 1251170.9948
56 | 2689611.5313 | 1251125.8801
57 | 2689604.8435 | 1251127.6216
58 | 2689710.5745 | 1251246.3281
59 | 2689704.1134 | 1251242.7597
60 | 2689726.7342 | 1251255.2529
61 | 2689683.3977 | 1251231.3188
62 | 2689751.0053 | 1251268.6575
63 | 2689738.9403 | 1251284.6852
64 | 2689739.6301 | 1251381.6714
65 | 2689723.1598 | 1251402.6715
66 | 2689726.5913 | 1251301.0903
67 | 2689721.4716 | 1251307.8924
68 | 2689704.3492 | 1251334.2144
69 | 2689785.7771 | 1251085.3332
70 | 2689775.14 | 1251081.369
71 | 2689798.0213 | 1251073.5553
72 | 2689771.3513 | 1251193.0882
73 | 2689748.5781 | 1251181.0523
74 | 2689794.8532 | 1251124.5339
75 | 2689789.531 | 1251138.9754
76 | 2689761.0625 | 1251111.1716
77 | 2689650.8076 | 1251066.1168
78 | 2689633.0708 | 1251090.6977
79 | 2689669.1119 | 1251038.4757
80 | 2689673.5641 | 1251041.5899
81 | 2689673.1793 | 1251033.0998
82 | 2689677.5961 | 1251037.0585
83 | 2689686.2843 | 1251020.4696
84 | 2689657.4699 | 1251064.7417
85 | 2689681.8842 | 1251041.0376
86 | 2689691.3184 | 1251020.2759
87 | 2689691.3497 | 1251050.631
88 | 2689642.5826 | 1251084.5542
89 | 2689479.8733 | 1251152.6921
90 | 2689476.3909 | 1251152.6834
91 | 2689517.8564 | 1251152.7874
92 | 2689466.6037 | 1251182.4027
93 | 2689462.9641 | 1251193.4562
94 | 2689459.4012 | 1251179.9477
95 | 2689497.0697 | 1251189.0233
96 | 2689455.7241 | 1251190.9895
97 | 2689459.3167 | 1251204.5318
98 | 2689708.7068 | 1250997.1656
99 | 2689782.1524 | 1250994.2755
100 | 2689736.7226 | 1251028.8983
101 | 2689788.1136 | 1251017.6326
102 | 2689792.2232 | 1251023.1501
103 | 2689798.4379 | 1251033.997
104 | 2689749.0466 | 1251042.8573
105 | 2689714.8245 | 1251163.213
106 | 2689727.6476 | 1251169.9902
107 | 2689711.9961 | 1251161.7182
108 | 2689707.9178 | 1251159.5628
109 | 2689707.7961 | 1251159.4984
110 | 2689692.7151 | 1251151.5279
111 | 2689746.4599 | 1251104.8304
112 | 2689744.7372 | 1251103.4026
113 | 2689715.5612 | 1251075.429
114 | 2689692.9328 | 1251052.2355
115 | 2689707.8414 | 1251086.3622
116 | 2689777.9368 | 1251076.6523
117 | 2689755.8738 | 1251050.5902
118 | 2689770.8239 | 1251089.2633
119 | 2689780.7777 | 1251115.0084
120 | 2689760.7836 | 1251107.6272
121 | 2689690.4499 | 1251110.993
122 | 2689702.7661 | 1251093.5501
123 | 2689687.9601 | 1251114.5191
124 | 2689673.7312 | 1251132.0003
125 | 2689668.2003 | 1251138.5715
126 | 2689683.6989 | 1251146.7627
127 | 2689660.3654 | 1251148.9313
128 | 2689646.5896 | 1251167.1466
129 | 2689657.1962 | 1251153.1219
130 | 2689629.2526 | 1251102.2943
131 | 2689442.0718 | 1251275.2032
132 | 2689449.6305 | 1251234.0748
133 | 2689452.0388 | 1251202.0757
134 | 2689446.7173 | 1251243.0266
135 | 2689443.5087 | 1251232.0475
136 | 2689437.1466 | 1251272.4267
137 | 2689440.5881 | 1251240.9881
138 | 2689433.3233 | 1251284.1558
139 | 2689429.6442 | 1251269.8449
140 | 2689429.6025 | 1251295.5972
141 | 2689425.7376 | 1251281.5949
142 | 2689421.9734 | 1251292.9134
143 | 2689606.5292 | 1251229.5415

## line_std_types
| c_nf_per_km | r_ohm_per_km | x_ohm_per_km | max_i_ka | type | q_mm2 | alpha | voltage_rating
NAYY 4x50 SE | 210 | 0.642 | 0.083 | 0.142 | cs | 50 | 0.00403 | LV
NAYY 4x120 SE | 264 | 0.225 | 0.08 | 0.242 | cs | 120 | 0.00403 | LV
NAYY 4x150 SE | 261 | 0.208 | 0.08 | 0.27 | cs | 150 | 0.00403 | LV
NA2XS2Y 1x95 RM/25 12/20 kV | 216 | 0.313 | 0.132 | 0.252 | cs | 95 | 0.00403 | MV
NA2XS2Y 1x185 RM/25 12/20 kV | 273 | 0.161 | 0.117 | 0.362 | cs | 185 | 0.00403 | MV
NA2XS2Y 1x240 RM/25 12/20 kV | 304 | 0.122 | 0.112 | 0.421 | cs | 240 | 0.00403 | MV
NA2XS2Y 1x95 RM/25 6/10 kV | 315 | 0.313 | 0.123 | 0.249 | cs | 95 | 0.00403 | MV
NA2XS2Y 1x185 RM/25 6/10 kV | 406 | 0.161 | 0.11 | 0.358 | cs | 185 | 0.00403 | MV
NA2XS2Y 1x240 RM/25 6/10 kV | 456 | 0.122 | 0.105 | 0.416 | cs | 240 | 0.00403 | MV
NA2XS2Y 1x150 RM/25 12/20 kV | 250 | 0.206 | 0.116 | 0.319 | cs | 150 | 0.00403 | MV
NA2XS2Y 1x120 RM/25 12/20 kV | 230 | 0.253 | 0.119 | 0.283 | cs | 120 | 0.00403 | MV
NA2XS2Y 1x70 RM/25 12/20 kV | 190 | 0.443 | 0.132 | 0.22 | cs | 70 | 0.00403 | MV
NA2XS2Y 1x150 RM/25 6/10 kV | 360 | 0.206 | 0.11 | 0.315 | cs | 150 | 0.00403 | MV
NA2XS2Y 1x120 RM/25 6/10 kV | 340 | 0.253 | 0.113 | 0.28 | cs | 120 | 0.00403 | MV
NA2XS2Y 1x70 RM/25 6/10 kV | 280 | 0.443 | 0.123 | 0.217 | cs | 70 | 0.00403 | MV
N2XS(FL)2Y 1x120 RM/35 64/110 kV | 112 | 0.153 | 0.166 | 0.366 | cs | 120 | 0.00393 | HV
N2XS(FL)2Y 1x185 RM/35 64/110 kV | 125 | 0.099 | 0.156 | 0.457 | cs | 185 | 0.00393 | HV
N2XS(FL)2Y 1x240 RM/35 64/110 kV | 135 | 0.075 | 0.149 | 0.526 | cs | 240 | 0.00393 | HV
N2XS(FL)2Y 1x300 RM/35 64/110 kV | 144 | 0.06 | 0.144 | 0.588 | cs | 300 | 0.00393 | HV
15-AL1/3-ST1A 0.4 | 11 | 1.8769 | 0.35 | 0.105 | ol | 16 | 0.00403 | LV
24-AL1/4-ST1A 0.4 | 11.25 | 1.2012 | 0.335 | 0.14 | ol | 24 | 0.00403 | LV
48-AL1/8-ST1A 0.4 | 12.2 | 0.5939 | 0.3 | 0.21 | ol | 48 | 0.00403 | LV
94-AL1/15-ST1A 0.4 | 13.2 | 0.306 | 0.29 | 0.35 | ol | 94 | 0.00403 | LV
34-AL1/6-ST1A 10.0 | 9.7 | 0.8342 | 0.36 | 0.17 | ol | 34 | 0.00403 | MV
48-AL1/8-ST1A 10.0 | 10.1 | 0.5939 | 0.35 | 0.21 | ol | 48 | 0.00403 | MV
70-AL1/11-ST1A 10.0 | 10.4 | 0.4132 | 0.339 | 0.29 | ol | 70 | 0.00403 | MV
94-AL1/15-ST1A 10.0 | 10.75 | 0.306 | 0.33 | 0.35 | ol | 94 | 0.00403 | MV
122-AL1/20-ST1A 10.0 | 11.1 | 0.2376 | 0.323 | 0.41 | ol | 122 | 0.00403 | MV
149-AL1/24-ST1A 10.0 | 11.25 | 0.194 | 0.315 | 0.47 | ol | 149 | 0.00403 | MV
34-AL1/6-ST1A 20.0 | 9.15 | 0.8342 | 0.382 | 0.17 | ol | 34 | 0.00403 | MV
48-AL1/8-ST1A 20.0 | 9.5 | 0.5939 | 0.372 | 0.21 | ol | 48 | 0.00403 | MV
70-AL1/11-ST1A 20.0 | 9.7 | 0.4132 | 0.36 | 0.29 | ol | 70 | 0.00403 | MV
94-AL1/15-ST1A 20.0 | 10 | 0.306 | 0.35 | 0.35 | ol | 94 | 0.00403 | MV
122-AL1/20-ST1A 20.0 | 10.3 | 0.2376 | 0.344 | 0.41 | ol | 122 | 0.00403 | MV
149-AL1/24-ST1A 20.0 | 10.5 | 0.194 | 0.337 | 0.47 | ol | 149 | 0.00403 | MV
184-AL1/30-ST1A 20.0 | 10.75 | 0.1571 | 0.33 | 0.535 | ol | 184 | 0.00403 | MV
243-AL1/39-ST1A 20.0 | 11 | 0.1188 | 0.32 | 0.645 | ol | 243 | 0.00403 | MV
48-AL1/8-ST1A 110.0 | 8 | 0.5939 | 0.46 | 0.21 | ol | 48 | 0.00403 | HV
70-AL1/11-ST1A 110.0 | 8.4 | 0.4132 | 0.45 | 0.29 | ol | 70 | 0.00403 | HV
94-AL1/15-ST1A 110.0 | 8.65 | 0.306 | 0.44 | 0.35 | ol | 94 | 0.00403 | HV
122-AL1/20-ST1A 110.0 | 8.5 | 0.2376 | 0.43 | 0.41 | ol | 122 | 0.00403 | HV
149-AL1/24-ST1A 110.0 | 8.75 | 0.194 | 0.41 | 0.47 | ol | 149 | 0.00403 | HV
184-AL1/30-ST1A 110.0 | 8.8 | 0.1571 | 0.4 | 0.535 | ol | 184 | 0.00403 | HV
243-AL1/39-ST1A 110.0 | 9 | 0.1188 | 0.39 | 0.645 | ol | 243 | 0.00403 | HV
305-AL1/39-ST1A 110.0 | 9.2 | 0.0949 | 0.38 | 0.74 | ol | 305 | 0.00403 | HV
490-AL1/64-ST1A 110.0 | 9.75 | 0.059 | 0.37 | 0.96 | ol | 490 | 0.00403 | HV
679-AL1/86-ST1A 110.0 | 9.95 | 0.042 | 0.36 | 1.15 | ol | 679 | 0.00403 | HV
490-AL1/64-ST1A 220.0 | 10 | 0.059 | 0.285 | 0.96 | ol | 490 | 0.00403 | HV
679-AL1/86-ST1A 220.0 | 11.7 | 0.042 | 0.275 | 1.15 | ol | 679 | 0.00403 | HV
490-AL1/64-ST1A 380.0 | 11 | 0.059 | 0.253 | 0.96 | ol | 490 | 0.00403 | HV
679-AL1/86-ST1A 380.0 | 14.6 | 0.042 | 0.25 | 1.15 | ol | 679 | 0.00403 | HV

## trafo_std_types
| i0_percent | pfe_kw | vkr_percent | sn_mva | vn_lv_kv | vn_hv_kv | vk_percent | shift_degree | vector_group | tap_side | tap_neutral | tap_min | tap_max | tap_step_degree | tap_step_percent | tap_phase_shifter
160 MVA 380/110 kV | 0.06 | 60 | 0.25 | 160 | 110 | 380 | 12.2 | 0 | Yy0 | hv | 0 | -9 | 9 | 0 | 1.5 | FALSE
100 MVA 220/110 kV | 0.06 | 55 | 0.26 | 100 | 110 | 220 | 12 | 0 | Yy0 | hv | 0 | -9 | 9 | 0 | 1.5 | FALSE
63 MVA 110/20 kV | 0.04 | 22 | 0.32 | 63 | 20 | 110 | 18 | 150 | YNd5 | hv | 0 | -9 | 9 | 0 | 1.5 | FALSE
40 MVA 110/20 kV | 0.05 | 18 | 0.34 | 40 | 20 | 110 | 16.2 | 150 | YNd5 | hv | 0 | -9 | 9 | 0 | 1.5 | FALSE
25 MVA 110/20 kV | 0.07 | 14 | 0.41 | 25 | 20 | 110 | 12 | 150 | YNd5 | hv | 0 | -9 | 9 | 0 | 1.5 | FALSE
63 MVA 110/10 kV | 0.04 | 22 | 0.32 | 63 | 10 | 110 | 18 | 150 | YNd5 | hv | 0 | -9 | 9 | 0 | 1.5 | FALSE
40 MVA 110/10 kV | 0.05 | 18 | 0.34 | 40 | 10 | 110 | 16.2 | 150 | YNd5 | hv | 0 | -9 | 9 | 0 | 1.5 | FALSE
25 MVA 110/10 kV | 0.07 | 14 | 0.41 | 25 | 10 | 110 | 12 | 150 | YNd5 | hv | 0 | -9 | 9 | 0 | 1.5 | FALSE
0.25 MVA 20/0.4 kV | 0.32 | 0.8 | 1.44 | 0.25 | 0.4 | 20 | 6 | 150 | Yzn5 | hv | 0 | -2 | 2 | 0 | 2.5 | FALSE
0.4 MVA 20/0.4 kV | 0.3375 | 1.35 | 1.425 | 0.4 | 0.4 | 20 | 6 | 150 | Dyn5 | hv | 0 | -2 | 2 | 0 | 2.5 | FALSE
0.63 MVA 20/0.4 kV | 0.2619 | 1.65 | 1.206 | 0.63 | 0.4 | 20 | 6 | 150 | Dyn5 | hv | 0 | -2 | 2 | 0 | 2.5 | FALSE
0.25 MVA 10/0.4 kV | 0.24 | 0.6 | 1.2 | 0.25 | 0.4 | 10 | 4 | 150 | Dyn5 | hv | 0 | -2 | 2 | 0 | 2.5 | FALSE
0.4 MVA 10/0.4 kV | 0.2375 | 0.95 | 1.325 | 0.4 | 0.4 | 10 | 4 | 150 | Dyn5 | hv | 0 | -2 | 2 | 0 | 2.5 | FALSE
0.63 MVA 10/0.4 kV | 0.1873 | 1.18 | 1.0794 | 0.63 | 0.4 | 10 | 4 | 150 | Dyn5 | hv | 0 | -2 | 2 | 0 | 2.5 | FALSE

## trafo3w_std_types
| sn_hv_mva | sn_mv_mva | sn_lv_mva | vn_hv_kv | vn_mv_kv | vn_lv_kv | vk_hv_percent | vk_mv_percent | vk_lv_percent | vkr_hv_percent | vkr_mv_percent | vkr_lv_percent | pfe_kw | i0_percent | shift_mv_degree | shift_lv_degree | vector_group | tap_side | tap_neutral | tap_min | tap_max | tap_step_percent
63/25/38 MVA 110/20/10 kV | 63 | 25 | 38 | 110 | 20 | 10 | 10.4 | 10.4 | 10.4 | 0.28 | 0.32 | 0.35 | 35 | 0.89 | 0 | 0 | YN0yn0yn0 | hv | 0 | -10 | 10 | 1.2
63/25/38 MVA 110/10/10 kV | 63 | 25 | 38 | 110 | 10 | 10 | 10.4 | 10.4 | 10.4 | 0.28 | 0.32 | 0.35 | 35 | 0.89 | 0 | 0 | YN0yn0yn0 | hv | 0 | -10 | 10 | 1.2

## fuse_std_types
| fuse_type | i_rated_a | t_avg | t_min | t_total | x_avg | x_min | x_total
HV 100A | HV 100A | 100 | 0 | [10.0, 3.64, 0.854, 0.281, 0.1, 0.0531, 0.022, 0.01] | [10.0, 4.267, 1.21, 0.403, 0.1, 0.058, 0.022, 0.01] | 0 | [300.0, 350.0, 450.0, 550.0, 700.0, 850.0, 1200.0, 1752.0] | [600.0, 700.0, 900.0, 1150.0, 1665.0, 2000.0, 3000.0, 4313.0]
HV 10A | HV 10A | 10 | 0 | [10.0, 1675.0, 0.344, 0.156, 0.1, 0.0417, 0.0171, 0.01] | [10.0, 1.3, 0.3, 0.155, 0.1, 0.0555, 0.023, 0.01] | 0 | [30.0, 32.0, 35.0, 37.0, 39.0, 50.0, 70.0, 88.0] | [60.0, 70.0, 80.0, 87.0, 94.0, 110.0, 150.0, 216.0]
HV 125A | HV 125A | 125 | 0 | [10.0, 1.82, 0.344, 0.1, 0.0467, 0.0269, 0.01] | [10.0, 2.478, 0.426, 0.1, 0.0427, 0.0211, 0.01] | 0 | [375.0, 500.0, 700.0, 925.0, 1200.0, 1500.0, 2341.0] | [750.0, 1000.0, 1500.0, 2200.0, 3000.0, 4000.0, 5765.0]
HV 160A | HV 160A | 160 | 0 | [10.0, 4.15, 1.03, 0.198, 0.1, 0.051, 0.0172, 0.01] | [10.0, 2.3, 0.734, 0.274, 0.1, 0.046, 0.0177, 0.01] | 0 | [480.0, 550.0, 700.0, 1000.0, 1260.0, 1600.0, 2500.0, 3227.0] | [960.0, 1300.0, 1700.0, 2200.0, 2996.0, 4000.0, 6000.0, 7946.0]
HV 16A | HV 16A | 16 | 0 | [10.0, 0.352, 0.164, 0.1, 0.0649, 0.0342, 0.01] | [10.0, 2.34, 0.722, 0.181, 0.1, 0.055, 0.0296, 0.01] | 0 | [48.0, 60.0, 65.0, 71.0, 80.0, 100.0, 162.0] | [96.0, 110.0, 125.0, 150.0, 168.0, 200.0, 250.0, 398.0]
HV 200A | HV 200A | 200 | 0 | [10.0, 4.267, 1.21, 0.403, 0.1, 0.058, 0.022, 0.01] | [10.0, 3.73, 1.654, 0.328, 0.1, 0.0531, 0.019, 0.01] | 0 | [600.0, 700.0, 900.0, 1150.0, 1665.0, 2000.0, 3000.0, 4313.0] | [1200.0, 1500.0, 1800.0, 2700.0, 3960.0, 5000.0, 7500.0, 10620.0]
HV 20A | HV 20A | 20 | 0 | [10.0, 1.3, 0.3, 0.155, 0.1, 0.0555, 0.023, 0.01] | [10.0, 1.3, 0.161, 0.1, 0.0611, 0.0399, 0.0141, 0.01] | 0 | [60.0, 70.0, 80.0, 87.0, 94.0, 110.0, 150.0, 216.0] | [120.0, 150.0, 200.0, 223.0, 260.0, 300.0, 450.0, 532.0]
HV 25A | HV 25A | 25 | 0 | [10.0, 2.512, 0.833, 0.299, 0.1, 0.0372, 0.0223, 0.01] | [10.0, 3.125, 0.597, 0.198, 0.1, 0.0378, 0.022, 0.01] | 0 | [75.0, 82.0, 90.0, 100.0, 124.0, 170.0, 200.0, 289.0] | [150.0, 170.0, 210.0, 250.0, 294.0, 400.0, 500.0, 711.0]
HV 31.5A | HV 31.5A | 31.5 | 0 | [10.0, 2.34, 0.722, 0.181, 0.1, 0.055, 0.0296, 0.01] | [10.0, 2.84, 0.368, 0.164, 0.1, 0.0621, 0.0378, 0.0195, 0.01] | 0 | [95.0, 110.0, 125.0, 150.0, 165.0, 200.0, 250.0, 390.0] | [189.0, 220.0, 300.0, 350.0, 393.0, 450.0, 530.0, 700.0, 960.0]
HV 40A | HV 40A | 40 | 0 | [10.0, 1.3, 0.161, 0.1, 0.0611, 0.0399, 0.0141, 0.01] | [10.0, 2.05, 0.369, 0.198, 0.1, 0.051, 0.0298, 0.01] | 0 | [120.0, 150.0, 200.0, 223.0, 260.0, 300.0, 450.0, 532.0] | [240.0, 300.0, 400.0, 450.0, 530.0, 650.0, 800.0, 1311.0]
HV 50A | HV 50A | 50 | 0 | [10.0, 3.215, 0.597, 0.198, 0.1, 0.0378, 0.022, 0.01] | [10.0, 3.64, 0.854, 0.281, 0.1, 0.0531, 0.022, 0.01] | 0 | [150.0, 170.0, 210.0, 250.0, 294.0, 400.0, 500.0, 711.0] | [300.0, 350.0, 450.0, 550.0, 700.0, 850.0, 1200.0, 1752.0]
HV 6.3A | HV 6.3A | 6.3 | 0 | [10.0, 1.39, 0.344, 0.168, 0.1, 0.056, 0.0263, 0.01] | [10.0, 1.711, 0.516, 0.198, 0.1, 0.0634, 0.0303, 0.01] | 0 | [19.0, 19.5, 20.4, 20.8, 22.0, 25.0, 32.0, 48.0] | [38.0, 40.0, 43.0, 48.0, 53.0, 60.0, 75.0, 118.0]
HV 63A | HV 63A | 63 | 0 | [10.0, 2.84, 0.368, 0.164, 0.1, 0.0621, 0.0378, 0.0195, 0.01] | [10.0, 1.82, 0.344, 0.1, 0.0467, 0.0269, 0.01] | 0 | [189.0, 220.0, 300.0, 350.0, 393.0, 450.0, 530.0, 700.0, 961.0] | [378.0, 500.0, 700.0, 934.0, 1200.0, 1500.0, 2366.0]
HV 80A | HV 80A | 80 | 0 | [10.0, 2.05, 0.369, 0.198, 0.1, 0.051, 0.0298, 0.01] | [10.0, 4.15, 1.03, 0.198, 0.1, 0.051, 0.0172, 0.01] | 0 | [240.0, 300.0, 400.0, 450.0, 530.0, 650.0, 800.0, 1311.0] | [480.0, 550.0, 700.0, 1000.0, 1260.0, 1600.0, 2500.0, 3227.0]
Siemens NH-1-100 | Siemens NH-1-100 | 100 | [5400.0, 2000.0, 400.0, 20.0, 1.0, 0.2, 0.012, 0.004] | 0 | 0 | [150.0, 190.0, 250.0, 430.0, 900.0, 1250.0, 2700.0, 3600.0] | 0 | 0
Siemens NH-1-125 | Siemens NH-1-125 | 125 | [4800.0, 120.0, 7.0, 0.1, 0.004] | 0 | 0 | [180.0, 400.0, 740.0, 2000.0, 4250.0] | 0 | 0
Siemens NH-1-16 | Siemens NH-1-16 | 16 | [4000.0, 400.0, 2.0, 0.1, 0.04, 0.01] | 0 | 0 | [26.0, 35.0, 75.0, 150.0, 200.0, 300.0] | 0 | 0
Siemens NH-1-160 | Siemens NH-1-160 | 160 | [4800.0, 120.0, 7.0, 0.1, 0.004] | 0 | 0 | [210.0, 500.0, 900.0, 2300.0, 5000.0] | 0 | 0
Siemens NH-1-25 | Siemens NH-1-25 | 25 | [4000.0, 1000.0, 10.0, 0.2, 0.02, 0.01] | 0 | 0 | [40.0, 50.0, 100.0, 210.0, 400.0, 500.0] | 0 | 0
Siemens NH-1-50 | Siemens NH-1-50 | 50 | [4000.0, 40.0, 4.0, 1.0, 0.02, 0.01] | 0 | 0 | [86.0, 200.0, 300.0, 400.0, 1000.0, 1280.0] | 0 | 0
Siemens NH-1-63 | Siemens NH-1-63 | 63 | [4000.0, 100.0, 10.0, 2.0, 0.04, 0.01] | 0 | 0 | [100.0, 200.0, 300.0, 400.0, 1000.0, 1500.0] | 0 | 0
Siemens NH-1-80 | Siemens NH-1-80 | 80 | [4800.0, 120.0, 7.0, 0.1, 0.01] | 0 | 0 | [150.58, 250.0, 450.0, 1150.0, 2470.0] | 0 | 0
Siemens NH-2-1000 | Siemens NH-2-1000 | 1000 | [4800.0, 120.0, 7.0, 0.1, 0.004] | 0 | 0 | [1900.0, 3500.0, 8400.0, 24000.0, 52000.0] | 0 | 0
Siemens NH-2-200 | Siemens NH-2-200 | 200 | [4800.0, 120.0, 7.0, 0.1, 0.004] | 0 | 0 | [280.0, 650.0, 1200.0, 3000.0, 7000.0] | 0 | 0
Siemens NH-2-224 | Siemens NH-2-224 | 224 | [4800.0, 120.0, 7.0, 0.2, 0.04, 0.004] | 0 | 0 | [400.0, 750.0, 1453.0, 3025.0, 4315.0, 7600.0] | 0 | 0
Siemens NH-2-250 | Siemens NH-2-250 | 250 | [4800.0, 120.0, 7.0, 0.1, 0.004] | 0 | 0 | [450.0, 800.0, 1650.0, 4000.0, 8500.0] | 0 | 0
Siemens NH-2-315 | Siemens NH-2-315 | 315 | [4800.0, 120.0, 7.0, 0.1, 0.004] | 0 | 0 | [550.0, 920.0, 1900.0, 5000.0, 11000.0] | 0 | 0
Siemens NH-2-355 | Siemens NH-2-355 | 355 | [4800.0, 120.0, 6.0, 0.1, 0.004] | 0 | 0 | [650.0, 1116.27, 2350.0, 5840.0, 12790.0] | 0 | 0
Siemens NH-2-400 | Siemens NH-2-400 | 400 | [4800.0, 120.0, 7.0, 0.1, 0.004] | 0 | 0 | [720.0, 1350.0, 2800.0, 6500.0, 15000.0] | 0 | 0
Siemens NH-2-425 | Siemens NH-2-425 | 425 | [4800.0, 120.0, 7.0, 0.1, 0.004] | 0 | 0 | [850.0, 1500.0, 3050.0, 7500.0, 16500.0] | 0 | 0
Siemens NH-2-630 | Siemens NH-2-630 | 630 | [4800.0, 120.0, 7.0, 0.1, 0.004] | 0 | 0 | [1200.0, 2000.0, 4800.0, 12000.0, 26000.0] | 0 | 0

## res_bus
| vm_pu | va_degree | p_mw | q_mvar
0 | 0.99755 | -0.046986 | 0.0034422 | 0.0008627
1 | 0.99738 | -0.050321 | 0.0055915 | 0.0014014
2 | 0.99889 | -0.021321 | 0.0037636 | 0.00094325
3 | 0.99693 | -0.059039 | 0.0017309 | 0.00043381
4 | 1 | 0 | -0.46689 | -0.11935
5 | 0.99668 | -0.063759 | 0.0063676 | 0.0015959
6 | 0.99874 | -0.023744 | 0.0052423 | 0.0013139
7 | 0.99651 | -0.067029 | 0.0026764 | 0.00067076
8 | 0.99816 | -0.03464 | 0 | 0
9 | 0.97089 | -0.56192 | 0.0038267 | 0.00095906
10 | 0.97095 | -0.56079 | 0.0040261 | 0.001009
11 | 0.97111 | -0.55759 | 0 | 0
12 | 0.97137 | -0.55244 | 0.014024 | 0.0035148
13 | 0.97096 | -0.56059 | 0.0084034 | 0.0021061
14 | 0.97168 | -0.54626 | 0 | 0
15 | 0.99066 | -0.17873 | 0.013698 | 0.003433
16 | 0.99092 | -0.17361 | 0.011531 | 0.0028901
17 | 0.99706 | -0.055574 | 0.0069037 | 0.0017302
18 | 0.99446 | -0.10513 | 0.011884 | 0.0029784
19 | 0.99325 | -0.12854 | 0.0026352 | 0.00066043
20 | 0.99572 | -0.080901 | 0 | 0
21 | 0.99216 | -0.14958 | 0.0094089 | 0.0023581
22 | 0.99492 | -0.096055 | 0.0013696 | 0.00034325
23 | 0.99192 | -0.15429 | 0.010432 | 0.0026144
24 | 0.99382 | -0.11695 | 0 | 0
25 | 0.9915 | -0.16247 | 0 | 0
26 | 0.99165 | -0.15842 | 0 | 0
27 | 0.99516 | -0.093155 | 0.019989 | 0.0050098
28 | 0.99521 | -0.09205 | 0.01752 | 0.0043909
29 | 0.97175 | -0.54524 | 0.019986 | 0.005009
30 | 0.97275 | -0.52548 | 0 | 0
31 | 0.97236 | -0.5328 | 0 | 0
32 | 0.99637 | -0.069782 | 0.0033264 | 0.00083368
33 | 0.98536 | -0.27917 | 0 | 0
34 | 0.98805 | -0.22745 | 0 | 0
35 | 0.98458 | -0.29414 | 0.0040663 | 0.0010191
36 | 0.99103 | -0.17028 | 0 | 0
37 | 0.98656 | -0.25629 | 0.0031255 | 0.00078332
38 | 0.97257 | -0.52871 | 0.010463 | 0.0026222
39 | 0.97841 | -0.41401 | 0 | 0
40 | 0.9801 | -0.38101 | 0.0096318 | 0.002414
41 | 0.97795 | -0.42297 | 0.01101 | 0.0027594
42 | 0.97944 | -0.39422 | 0 | 0
43 | 0.97906 | -0.40172 | 0.0022083 | 0.00055344
44 | 0.97971 | -0.38912 | 0.0020065 | 0.00050289
45 | 0.99059 | -0.17858 | 0.0022346 | 0.00056005
46 | 0.99098 | -0.17117 | 0.0024036 | 0.0006024
47 | 0.9835 | -0.31507 | 0 | 0
48 | 0.9816 | -0.35197 | 0 | 0
49 | 0.98597 | -0.26768 | 0 | 0
50 | 0.97321 | -0.51596 | 0 | 0
51 | 0.97377 | -0.50492 | 0.0091589 | 0.0022954
52 | 0.98041 | -0.37511 | 0 | 0
53 | 0.9764 | -0.45328 | 0 | 0
54 | 0.97826 | -0.41732 | 0.0066753 | 0.001673
55 | 0.98019 | -0.37971 | 0.0017062 | 0.00042762
56 | 0.98968 | -0.19608 | 0.0022497 | 0.00056384
57 | 0.99095 | -0.17176 | 0.0012236 | 0.00030665
58 | 0.97749 | -0.43236 | 0.001773 | 0.00044436
59 | 0.97762 | -0.42995 | 0.0064997 | 0.001629
60 | 0.97719 | -0.43824 | 0.0035027 | 0.00087786
61 | 0.97805 | -0.42152 | 0.0023417 | 0.0005869
62 | 0.97676 | -0.44664 | 0 | 0
63 | 0.97614 | -0.4588 | 0.0032509 | 0.00081476
64 | 0.97164 | -0.54756 | 0 | 0
65 | 0.97114 | -0.55747 | 0.020107 | 0.0050394
66 | 0.97554 | -0.47066 | 0 | 0
67 | 0.97504 | -0.4805 | 0.0029934 | 0.00075021
68 | 0.97328 | -0.51517 | 0.02 | 0.0050125
69 | 0.98123 | -0.35992 | 0 | 0
70 | 0.98127 | -0.35906 | 0 | 0
71 | 0.98116 | -0.36121 | 0.0041975 | 0.001052
72 | 0.97968 | -0.38981 | 0.0052352 | 0.0013121
73 | 0.9798 | -0.38736 | 0.0015287 | 0.00038314
74 | 0.98303 | -0.32445 | 0 | 0
75 | 0.98301 | -0.32492 | 0.0017092 | 0.00042838
76 | 0.98309 | -0.32333 | 0.0017123 | 0.00042915
77 | 0.98525 | -0.28143 | 0.00074541 | 0.00018682
78 | 0.98516 | -0.28317 | 0.0031968 | 0.0008012
79 | 0.98537 | -0.27908 | 0 | 0
80 | 0.98539 | -0.2787 | 0 | 0
81 | 0.98515 | -0.2834 | 0 | 0
82 | 0.98515 | -0.28336 | 0 | 0
83 | 0.98514 | -0.28352 | 0.00035239 | 8.8317e-05
84 | 0.98654 | -0.25653 | 0.00042582 | 0.00010672
85 | 0.98496 | -0.28698 | 0 | 0
86 | 0.98449 | -0.29625 | 0.0016962 | 0.0004251
87 | 0.98453 | -0.29534 | 0.00060361 | 0.00015128
88 | 0.98755 | -0.23705 | 0.00062059 | 0.00015553
89 | 0.98452 | -0.29603 | 0.0008841 | 0.00022158
90 | 0.9844 | -0.29823 | 0 | 0
91 | 0.98578 | -0.27149 | 0.016617 | 0.0041646
92 | 0.98339 | -0.31799 | 0 | 0
93 | 0.98303 | -0.32499 | 0 | 0
94 | 0.98338 | -0.31822 | 0.0017181 | 0.0004306
95 | 0.98157 | -0.35249 | 0.0033841 | 0.00084813
96 | 0.98302 | -0.32523 | 0.0017183 | 0.00043065
97 | 0.98269 | -0.33165 | 0 | 0
98 | 0.98365 | -0.31258 | 0 | 0
99 | 0.98339 | -0.31768 | 0 | 0
100 | 0.98254 | -0.33429 | 0.0014176 | 0.00035529
101 | 0.98331 | -0.31926 | 0.0018128 | 0.00045433
102 | 0.9833 | -0.3194 | 0 | 0
103 | 0.98329 | -0.31965 | 0.0011186 | 0.00028035
104 | 0.98207 | -0.34337 | 0.0062998 | 0.0015789
105 | 0.98007 | -0.38223 | 0.0033904 | 0.00084972
106 | 0.97995 | -0.38445 | 0.0016675 | 0.0004179
107 | 0.9801 | -0.38154 | 0.0054995 | 0.0013783
108 | 0.98017 | -0.38009 | 0.0019425 | 0.00048683
109 | 0.98018 | -0.38005 | 0.001255 | 0.00031452
110 | 0.9805 | -0.3737 | 0.0015681 | 0.000393
111 | 0.98314 | -0.32234 | 0.0027208 | 0.0006819
112 | 0.98315 | -0.32209 | 0.0011618 | 0.00029119
113 | 0.98343 | -0.31676 | 0 | 0
114 | 0.98446 | -0.29673 | 0 | 0
115 | 0.98302 | -0.32461 | 0.00071363 | 0.00017885
116 | 0.98136 | -0.35743 | 0 | 0
117 | 0.98188 | -0.34724 | 0.0042203 | 0.0010577
118 | 0.98117 | -0.36107 | 0.0061686 | 0.001546
119 | 0.98093 | -0.36575 | 0.0061248 | 0.001535
120 | 0.98105 | -0.36339 | 0 | 0
121 | 0.98212 | -0.34206 | 0.0015605 | 0.00039111
122 | 0.98276 | -0.32974 | 0.0015729 | 0.0003942
123 | 0.982 | -0.34452 | 0.0017944 | 0.00044972
124 | 0.98134 | -0.35721 | 0.0017356 | 0.00043497
125 | 0.9811 | -0.36198 | 0 | 0
126 | 0.98071 | -0.36961 | 0.0019481 | 0.00048823
127 | 0.9808 | -0.36778 | 0.0018051 | 0.00045241
128 | 0.98029 | -0.37767 | 0.0020401 | 0.0005113
129 | 0.98068 | -0.37009 | 0.0017093 | 0.0004284
130 | 0.98846 | -0.21957 | 0.0023872 | 0.00059828
131 | 0.97459 | -0.48888 | 0 | 0
132 | 0.98194 | -0.34641 | 0 | 0
133 | 0.98265 | -0.33239 | 0.0053501 | 0.0013409
134 | 0.98175 | -0.34998 | 0 | 0
135 | 0.9819 | -0.34704 | 0.0053652 | 0.0013447
136 | 0.98131 | -0.35868 | 0 | 0
137 | 0.98172 | -0.3506 | 0.0053612 | 0.0013436
138 | 0.98119 | -0.361 | 0 | 0
139 | 0.98127 | -0.35943 | 0.0051898 | 0.0013007
140 | 0.98113 | -0.36213 | 0 | 0
141 | 0.98115 | -0.36175 | 0.0051872 | 0.0013
142 | 0.98109 | -0.36289 | 0.0051903 | 0.0013008
143 | 0.99998 | 149.9956 | 0 | 0

## res_line
| p_from_mw | q_from_mvar | p_to_mw | q_to_mvar | pl_mw | ql_mvar | i_from_ka | i_to_ka | i_ka | vm_from_pu | va_from_degree | vm_to_pu | va_to_degree | loading_percent
0 | 0.057297 | 0.014396 | -0.057288 | -0.01439 | 9.12e-06 | 5.7934e-06 | 0.08548 | 0.08548 | 0.08548 | 0.99755 | -0.046986 | 0.99738 | -0.050321 | 23.4836
1 | -0.060739 | -0.015259 | 0.060813 | 0.015306 | 7.4497e-05 | 4.7362e-05 | 0.090615 | 0.090615 | 0.090615 | 0.99755 | -0.046986 | 0.99889 | -0.021321 | 24.8942
2 | 0.051696 | 0.012989 | -0.051675 | -0.012975 | 2.1502e-05 | 1.3636e-05 | 0.077138 | 0.077138 | 0.077138 | 0.99738 | -0.050321 | 0.99693 | -0.059039 | 21.1919
3 | -0.064577 | -0.016249 | 0.064643 | 0.016291 | 6.5866e-05 | 4.1905e-05 | 0.096221 | 0.096221 | 0.096221 | 0.99889 | -0.021321 | 1 | 0 | 26.4345
4 | 0.049944 | 0.012541 | -0.049932 | -0.012534 | 1.1242e-05 | 7.1246e-06 | 0.074555 | 0.074555 | 0.074555 | 0.99693 | -0.059039 | 0.99668 | -0.063759 | 20.4821
5 | 0.40059 | 0.10306 | -0.40013 | -0.10276 | 0.00046186 | 0.00029487 | 0.59703 | 0.59703 | 0.59703 | 1 | 0 | 0.99874 | -0.023744 | 41.0051
6 | 0.043565 | 0.010938 | -0.043558 | -0.010934 | 6.7953e-06 | 4.2932e-06 | 0.065048 | 0.065048 | 0.065048 | 0.99668 | -0.063759 | 0.99651 | -0.067029 | 17.8704
7 | 0.39489 | 0.10145 | -0.39468 | -0.10131 | 0.00020884 | 0.00013332 | 0.58922 | 0.58922 | 0.58922 | 0.99874 | -0.023744 | 0.99816 | -0.03464 | 40.4687
8 | 0.040882 | 0.010263 | -0.040876 | -0.01026 | 5.369e-06 | 3.3861e-06 | 0.061052 | 0.061052 | 0.061052 | 0.99651 | -0.067029 | 0.99637 | -0.069782 | 16.7725
9 | 0.39468 | 0.10131 | -0.39428 | -0.10106 | 0.00040056 | 0.00025572 | 0.58922 | 0.58922 | 0.58922 | 0.99816 | -0.03464 | 0.99706 | -0.055574 | 40.4687
10 | -0.0038267 | -0.00095906 | 0.0038269 | 0.000959 | 2.0576e-07 | -6.5593e-08 | 0.0058649 | 0.0058649 | 0.0058649 | 0.97089 | -0.56192 | 0.97095 | -0.56079 | 1.6112
11 | -0.007853 | -0.001968 | 0.0078542 | 0.0019685 | 1.1979e-06 | 4.9386e-07 | 0.012035 | 0.012035 | 0.012035 | 0.97095 | -0.56079 | 0.97111 | -0.55759 | 3.3063
12 | -0.016259 | -0.0040751 | 0.016263 | 0.0040775 | 3.994e-06 | 2.3438e-06 | 0.024913 | 0.024913 | 0.024913 | 0.97111 | -0.55759 | 0.97137 | -0.55244 | 6.8443
13 | 0.0084046 | 0.0021066 | -0.0084034 | -0.0021061 | 1.1997e-06 | 5.2918e-07 | 0.012878 | 0.012878 | 0.012878 | 0.97111 | -0.55759 | 0.97096 | -0.56059 | 3.538
14 | -0.030287 | -0.0075922 | 0.030296 | 0.0075978 | 8.9165e-06 | 5.5698e-06 | 0.046396 | 0.046396 | 0.046396 | 0.97137 | -0.55244 | 0.97168 | -0.54626 | 12.7462
15 | -0.030296 | -0.0075978 | 0.030315 | 0.00761 | 1.9453e-05 | 1.2151e-05 | 0.046396 | 0.046396 | 0.046396 | 0.97168 | -0.54626 | 0.97236 | -0.5328 | 12.7462
16 | -0.013698 | -0.003433 | 0.013701 | 0.0034349 | 3.3477e-06 | 1.8709e-06 | 0.020575 | 0.020575 | 0.020575 | 0.99066 | -0.17873 | 0.99092 | -0.17361 | 5.6525
17 | -0.025233 | -0.006325 | 0.025246 | 0.0063332 | 1.3392e-05 | 8.2502e-06 | 0.037891 | 0.037891 | 0.037891 | 0.99092 | -0.17361 | 0.9915 | -0.16247 | 10.4097
18 | 0.38738 | 0.099328 | -0.3869 | -0.099025 | 0.00047511 | 0.00030329 | 0.57892 | 0.57892 | 0.57892 | 0.99706 | -0.055574 | 0.99572 | -0.080901 | 39.7611
19 | 0.047838 | 0.01204 | -0.047785 | -0.012006 | 5.3464e-05 | 3.3856e-05 | 0.071598 | 0.071599 | 0.071599 | 0.99446 | -0.10513 | 0.99325 | -0.12854 | 19.6699
20 | -0.059722 | -0.015018 | 0.059791 | 0.015062 | 6.92e-05 | 4.3988e-05 | 0.08938 | 0.08938 | 0.08938 | 0.99446 | -0.10513 | 0.99572 | -0.080901 | 24.555
21 | 0.04515 | 0.011345 | -0.045105 | -0.011317 | 4.5294e-05 | 2.8647e-05 | 0.067651 | 0.067651 | 0.067651 | 0.99325 | -0.12854 | 0.99216 | -0.14958 | 18.5854
22 | 0.32711 | 0.083962 | -0.32687 | -0.083809 | 0.00024038 | 0.00015329 | 0.48954 | 0.48954 | 0.48954 | 0.99572 | -0.080901 | 0.99492 | -0.096055 | 33.6225
23 | 0.035696 | 0.0089587 | -0.035688 | -0.0089537 | 8.0081e-06 | 5.029e-06 | 0.05354 | 0.05354 | 0.05354 | 0.99216 | -0.14958 | 0.99192 | -0.15429 | 14.7087
24 | 0.3255 | 0.083466 | -0.32517 | -0.083256 | 0.00032952 | 0.00021013 | 0.48749 | 0.4875 | 0.4875 | 0.99492 | -0.096055 | 0.99382 | -0.11695 | 33.4818
25 | 0.025256 | 0.0063393 | -0.025246 | -0.0063332 | 9.8559e-06 | 6.0716e-06 | 0.037891 | 0.037891 | 0.037891 | 0.99192 | -0.15429 | 0.9915 | -0.16247 | 10.4096
26 | 0.32517 | 0.083256 | -0.32452 | -0.08284 | 0.00065167 | 0.00041556 | 0.4875 | 0.4875 | 0.4875 | 0.99382 | -0.11695 | 0.99165 | -0.15842 | 33.4818
27 | 0.13899 | 0.035474 | -0.13891 | -0.035423 | 7.9583e-05 | 5.0871e-05 | 0.2088 | 0.2088 | 0.2088 | 0.99165 | -0.15842 | 0.99103 | -0.17028 | 57.3613
28 | 0.18553 | 0.047366 | -0.18534 | -0.047252 | 0.00018054 | 0.00011427 | 0.2787 | 0.2787 | 0.2787 | 0.99165 | -0.15842 | 0.99059 | -0.17858 | 19.1416
29 | -0.019989 | -0.0050098 | 0.01999 | 0.0050104 | 1.0525e-06 | 6.3276e-07 | 0.029889 | 0.029889 | 0.029889 | 0.99516 | -0.093155 | 0.99521 | -0.09205 | 8.2113
30 | -0.03751 | -0.0094013 | 0.03755 | 0.0094263 | 3.9838e-05 | 2.5057e-05 | 0.056084 | 0.056084 | 0.056084 | 0.99521 | -0.09205 | 0.99637 | -0.069782 | 15.4077
31 | -0.019986 | -0.005009 | 0.020005 | 0.0050204 | 1.8838e-05 | 1.1391e-05 | 0.030604 | 0.030604 | 0.030604 | 0.97175 | -0.54524 | 0.97275 | -0.52548 | 8.4078
32 | -0.040143 | -0.010078 | 0.040163 | 0.010091 | 1.9748e-05 | 1.2465e-05 | 0.061413 | 0.061413 | 0.061413 | 0.97275 | -0.52548 | 0.97328 | -0.51517 | 16.8718
33 | 0.020138 | 0.005058 | -0.020117 | -0.0050452 | 2.1196e-05 | 1.2827e-05 | 0.030809 | 0.030809 | 0.030809 | 0.97275 | -0.52548 | 0.97164 | -0.54756 | 8.4641
34 | -0.030315 | -0.00761 | 0.030321 | 0.0076137 | 5.9142e-06 | 3.6942e-06 | 0.046396 | 0.046396 | 0.046396 | 0.97236 | -0.5328 | 0.97257 | -0.52871 | 12.7462
35 | -0.078764 | -0.020035 | 0.078961 | 0.020161 | 0.00019683 | 0.0001255 | 0.11905 | 0.11905 | 0.11905 | 0.98536 | -0.27917 | 0.98805 | -0.22745 | 32.7059
36 | 0.078764 | 0.020035 | -0.078707 | -0.019999 | 5.6779e-05 | 3.6202e-05 | 0.11905 | 0.11905 | 0.11905 | 0.98536 | -0.27917 | 0.98458 | -0.29414 | 32.7059
37 | -0.13491 | -0.034277 | 0.13529 | 0.034515 | 0.00037245 | 0.00023806 | 0.20335 | 0.20335 | 0.20335 | 0.98805 | -0.22745 | 0.99103 | -0.17028 | 55.8651
38 | 0.055953 | 0.014116 | -0.055876 | -0.014067 | 7.7151e-05 | 4.9007e-05 | 0.0843 | 0.0843 | 0.0843 | 0.98805 | -0.22745 | 0.98656 | -0.25629 | 23.1593
39 | 0.074641 | 0.01898 | -0.074566 | -0.018932 | 7.5192e-05 | 4.7923e-05 | 0.1129 | 0.1129 | 0.1129 | 0.98458 | -0.29414 | 0.9835 | -0.31507 | 31.0177
40 | 0.0036274 | 0.00090864 | -0.0036272 | -0.00090872 | 1.5344e-07 | -7.9529e-08 | 0.0054463 | 0.0054463 | 0.0054463 | 0.99103 | -0.17028 | 0.99098 | -0.17117 | 1.4962
41 | 0.052751 | 0.013283 | -0.052722 | -0.013265 | 2.8693e-05 | 1.8209e-05 | 0.079586 | 0.079586 | 0.079586 | 0.98656 | -0.25629 | 0.98597 | -0.26768 | 21.8642
42 | -0.040784 | -0.010236 | 0.040809 | 0.010252 | 2.4817e-05 | 1.5672e-05 | 0.062404 | 0.062404 | 0.062404 | 0.97257 | -0.52871 | 0.97321 | -0.51596 | 17.1439
43 | -0.061222 | -0.015461 | 0.061319 | 0.015523 | 9.6965e-05 | 6.1682e-05 | 0.093151 | 0.093151 | 0.093151 | 0.97841 | -0.41401 | 0.9801 | -0.38101 | 25.591
44 | 0.061222 | 0.015461 | -0.061195 | -0.015444 | 2.6273e-05 | 1.6713e-05 | 0.093151 | 0.093151 | 0.093151 | 0.97841 | -0.41401 | 0.97795 | -0.42297 | 25.5911
45 | -0.07095 | -0.017937 | 0.070971 | 0.01795 | 2.0085e-05 | 1.2796e-05 | 0.10777 | 0.10777 | 0.10777 | 0.9801 | -0.38101 | 0.98041 | -0.37511 | 29.6084
46 | 0.050185 | 0.012685 | -0.050113 | -0.012639 | 7.2848e-05 | 4.6206e-05 | 0.076399 | 0.076399 | 0.076399 | 0.97795 | -0.42297 | 0.9764 | -0.45328 | 20.9888
47 | 0.089813 | 0.022683 | -0.089781 | -0.022663 | 3.2233e-05 | 1.9701e-05 | 0.13651 | 0.13651 | 0.13651 | 0.97944 | -0.39422 | 0.97906 | -0.40172 | 9.3757
48 | -0.089813 | -0.022683 | 0.089835 | 0.022696 | 2.1967e-05 | 1.3426e-05 | 0.13651 | 0.13651 | 0.13651 | 0.97944 | -0.39422 | 0.97971 | -0.38912 | 9.3757
49 | 0.087572 | 0.02211 | -0.087507 | -0.02207 | 6.5407e-05 | 3.9883e-05 | 0.13315 | 0.13316 | 0.13316 | 0.97906 | -0.40172 | 0.97826 | -0.41732 | 9.1453
50 | -0.091841 | -0.023199 | 0.091883 | 0.023225 | 4.1464e-05 | 2.5393e-05 | 0.13956 | 0.13956 | 0.13956 | 0.97971 | -0.38912 | 0.98019 | -0.37971 | 9.585
51 | 0.18311 | 0.046692 | -0.18296 | -0.046594 | 0.00015455 | 9.7794e-05 | 0.27534 | 0.27534 | 0.27534 | 0.99059 | -0.17858 | 0.98968 | -0.19608 | 18.911
52 | 0.0012236 | 0.00030632 | -0.0012236 | -0.00030665 | 3.4767e-08 | -3.3161e-07 | 0.0018372 | 0.0018373 | 0.0018373 | 0.99098 | -0.17117 | 0.99095 | -0.17176 | 0.50476
53 | 0.074566 | 0.018932 | -0.074434 | -0.018848 | 0.00013214 | 8.4217e-05 | 0.1129 | 0.1129 | 0.1129 | 0.9835 | -0.31507 | 0.9816 | -0.35197 | 31.0177
54 | 0.071049 | 0.018 | -0.070971 | -0.01795 | 7.8869e-05 | 5.0248e-05 | 0.10777 | 0.10777 | 0.10777 | 0.9816 | -0.35197 | 0.98041 | -0.37511 | 29.6084
55 | 0.0033842 | 0.00084808 | -0.0033841 | -0.00084813 | 8.3347e-08 | -5.3408e-08 | 0.0051301 | 0.0051301 | 0.0051301 | 0.9816 | -0.35197 | 0.98157 | -0.35249 | 1.4094
56 | 0.052722 | 0.013265 | -0.052713 | -0.013259 | 9.6125e-06 | 6.1004e-06 | 0.079586 | 0.079586 | 0.079586 | 0.98597 | -0.26768 | 0.98578 | -0.27149 | 21.8642
57 | -0.040809 | -0.010252 | 0.04083 | 0.010265 | 2.1518e-05 | 1.3588e-05 | 0.062404 | 0.062404 | 0.062404 | 0.97321 | -0.51596 | 0.97377 | -0.50492 | 17.1439
58 | -0.049989 | -0.012561 | 0.050027 | 0.012585 | 3.8304e-05 | 2.4297e-05 | 0.076399 | 0.076399 | 0.076399 | 0.97377 | -0.50492 | 0.97459 | -0.48888 | 20.9888
59 | 0.050113 | 0.012639 | -0.050027 | -0.012585 | 8.5222e-05 | 5.4056e-05 | 0.076399 | 0.076399 | 0.076399 | 0.9764 | -0.45328 | 0.97459 | -0.48888 | 20.9888
60 | 0.080832 | 0.020397 | -0.080815 | -0.020387 | 1.6268e-05 | 9.8356e-06 | 0.123 | 0.123 | 0.123 | 0.97826 | -0.41732 | 0.97805 | -0.42152 | 8.4479
61 | -0.093589 | -0.023652 | 0.093598 | 0.023658 | 9.1394e-06 | 5.606e-06 | 0.14215 | 0.14215 | 0.14215 | 0.98019 | -0.37971 | 0.98029 | -0.37767 | 9.7629
62 | 0.18071 | 0.04603 | -0.1805 | -0.045901 | 0.00020458 | 0.00012942 | 0.27196 | 0.27196 | 0.27196 | 0.98968 | -0.19608 | 0.98846 | -0.21957 | 18.6788
63 | -0.071934 | -0.018147 | 0.071942 | 0.018152 | 8.3038e-06 | 4.9443e-06 | 0.10955 | 0.10955 | 0.10955 | 0.97749 | -0.43236 | 0.97762 | -0.42995 | 7.5238
64 | 0.070161 | 0.017703 | -0.070141 | -0.017691 | 1.9758e-05 | 1.172e-05 | 0.10685 | 0.10685 | 0.10685 | 0.97749 | -0.43236 | 0.97719 | -0.43824 | 7.3384
65 | -0.078442 | -0.019781 | 0.078474 | 0.0198 | 3.165e-05 | 1.9069e-05 | 0.11944 | 0.11944 | 0.11944 | 0.97762 | -0.42995 | 0.97805 | -0.42152 | 8.2033
66 | 0.066638 | 0.016813 | -0.066612 | -0.016797 | 2.6787e-05 | 1.5755e-05 | 0.10151 | 0.10151 | 0.10151 | 0.97719 | -0.43824 | 0.97676 | -0.44664 | 6.9721
67 | 0.066612 | 0.016797 | -0.066573 | -0.016773 | 3.8763e-05 | 2.4306e-05 | 0.10151 | 0.10151 | 0.10151 | 0.97676 | -0.44664 | 0.97614 | -0.4588 | 13.9443
68 | 0.063322 | 0.015958 | -0.063286 | -0.015936 | 3.5896e-05 | 2.2461e-05 | 0.096559 | 0.096559 | 0.096559 | 0.97614 | -0.4588 | 0.97554 | -0.47066 | 13.2636
69 | 0.020117 | 0.0050452 | -0.020107 | -0.0050394 | 9.5e-06 | 5.7496e-06 | 0.030809 | 0.03081 | 0.03081 | 0.97164 | -0.54756 | 0.97114 | -0.55747 | 8.4642
70 | 0.063286 | 0.015936 | -0.063256 | -0.015917 | 2.9766e-05 | 1.8944e-05 | 0.096559 | 0.096559 | 0.096559 | 0.97554 | -0.47066 | 0.97504 | -0.4805 | 26.5272
71 | 0.060263 | 0.015167 | -0.060163 | -0.015103 | 9.9667e-05 | 6.3396e-05 | 0.091991 | 0.091991 | 0.091991 | 0.97504 | -0.4805 | 0.97328 | -0.51517 | 25.2723
72 | -0.0041977 | -0.0010519 | 0.0041979 | 0.0010519 | 1.7205e-07 | -3.2908e-08 | 0.0063657 | 0.0063657 | 0.0063657 | 0.98123 | -0.35992 | 0.98127 | -0.35906 | 1.7488
73 | 0.0041977 | 0.0010519 | -0.0041975 | -0.001052 | 2.5817e-07 | -4.9353e-08 | 0.0063657 | 0.0063658 | 0.0063658 | 0.98123 | -0.35992 | 0.98116 | -0.36121 | 1.7489
74 | 0.012296 | 0.003082 | -0.012295 | -0.0030814 | 1.173e-06 | 6.3708e-07 | 0.018646 | 0.018646 | 0.018646 | 0.98127 | -0.35906 | 0.98117 | -0.36107 | 5.1225
75 | -0.016494 | -0.0041339 | 0.016495 | 0.0041347 | 1.2856e-06 | 7.5353e-07 | 0.025012 | 0.025012 | 0.025012 | 0.98127 | -0.35906 | 0.98136 | -0.35743 | 6.8713
76 | -0.0052352 | -0.0013121 | 0.0052359 | 0.0013121 | 6.1075e-07 | 6.6502e-08 | 0.0079517 | 0.0079516 | 0.0079517 | 0.97968 | -0.38981 | 0.9798 | -0.38736 | 2.1845
77 | -0.0067646 | -0.0016953 | 0.0067655 | 0.0016956 | 9.3695e-07 | 3.0144e-07 | 0.010273 | 0.010273 | 0.010273 | 0.9798 | -0.38736 | 0.97995 | -0.38445 | 2.8223
78 | 0.0017093 | 0.00042821 | -0.0017092 | -0.00042838 | 3.8626e-08 | -1.7035e-07 | 0.0025873 | 0.0025873 | 0.0025873 | 0.98303 | -0.32445 | 0.98301 | -0.32492 | 0.71081
79 | -0.0017093 | -0.00042821 | 0.0017094 | 0.0004278 | 9.1208e-08 | -4.0233e-07 | 0.0025873 | 0.0025871 | 0.0025873 | 0.98303 | -0.32445 | 0.98309 | -0.32333 | 0.71079
80 | -0.0034217 | -0.00085695 | 0.0034218 | 0.00085685 | 1.6013e-07 | -9.9397e-08 | 0.0051789 | 0.0051788 | 0.0051789 | 0.98309 | -0.32333 | 0.98314 | -0.32234 | 1.4228
81 | 0.0031971 | 0.00080099 | -0.0031968 | -0.0008012 | 2.652e-07 | -2.1653e-07 | 0.0048285 | 0.0048286 | 0.0048286 | 0.98525 | -0.28143 | 0.98516 | -0.28317 | 1.3265
82 | -0.0039425 | -0.0009878 | 0.0039429 | 0.00098766 | 4.4074e-07 | -1.4018e-07 | 0.0059542 | 0.0059541 | 0.0059542 | 0.98525 | -0.28143 | 0.98537 | -0.27908 | 1.6358
83 | -0.0039429 | -0.00098766 | 0.003943 | 0.00098764 | 7.2081e-08 | -2.2937e-08 | 0.0059541 | 0.0059541 | 0.0059541 | 0.98537 | -0.27908 | 0.98539 | -0.2787 | 1.6357
84 | 0.17262 | 0.043734 | -0.17258 | -0.043709 | 3.8641e-05 | 2.4421e-05 | 0.26084 | 0.26084 | 0.26084 | 0.98539 | -0.2787 | 0.98515 | -0.28336 | 17.9148
85 | -0.17656 | -0.044721 | 0.17675 | 0.04484 | 0.00018821 | 0.00011902 | 0.26679 | 0.26679 | 0.26679 | 0.98539 | -0.2787 | 0.98654 | -0.25653 | 18.3237
86 | -0.00035239 | -8.8085e-05 | 0.00035239 | 8.801e-05 | 6.2883e-10 | -7.4987e-08 | 0.00053218 | 0.00053216 | 0.00053218 | 0.98515 | -0.2834 | 0.98515 | -0.28336 | 0.1462
87 | 0.00035239 | 8.8085e-05 | -0.00035239 | -8.8317e-05 | 1.9435e-09 | -2.3171e-07 | 0.00053218 | 0.00053227 | 0.00053227 | 0.98515 | -0.2834 | 0.98514 | -0.28352 | 0.14623
88 | 0.13907 | 0.035276 | -0.13905 | -0.03526 | 2.4197e-05 | 1.5189e-05 | 0.21021 | 0.21021 | 0.21021 | 0.98515 | -0.28336 | 0.98496 | -0.28698 | 14.4374
89 | 0.033159 | 0.0083458 | -0.033139 | -0.008333 | 2.0414e-05 | 1.2789e-05 | 0.050098 | 0.050098 | 0.050098 | 0.98515 | -0.28336 | 0.98449 | -0.29625 | 13.7632
90 | -0.17718 | -0.044947 | 0.17734 | 0.045052 | 0.00016617 | 0.00010508 | 0.26743 | 0.26743 | 0.26743 | 0.98654 | -0.25653 | 0.98755 | -0.23705 | 18.3678
91 | 0.13905 | 0.03526 | -0.13899 | -0.035225 | 5.583e-05 | 3.5045e-05 | 0.21021 | 0.21021 | 0.21021 | 0.98496 | -0.28698 | 0.98453 | -0.29534 | 14.4375
92 | 0.031443 | 0.0079079 | -0.031418 | -0.0078926 | 2.4506e-05 | 1.5316e-05 | 0.047535 | 0.047535 | 0.047535 | 0.98449 | -0.29625 | 0.98365 | -0.31258 | 13.059
93 | 0.13839 | 0.035074 | -0.13838 | -0.035068 | 9.2566e-06 | 5.8096e-06 | 0.2093 | 0.2093 | 0.2093 | 0.98453 | -0.29534 | 0.98446 | -0.29673 | 14.3748
94 | -0.17796 | -0.045208 | 0.17811 | 0.045302 | 0.00014983 | 9.4754e-05 | 0.26837 | 0.26837 | 0.26837 | 0.98755 | -0.23705 | 0.98846 | -0.21957 | 18.432
95 | 0.035169 | 0.0088463 | -0.035166 | -0.008844 | 3.6915e-06 | 2.3183e-06 | 0.053167 | 0.053167 | 0.053167 | 0.98452 | -0.29603 | 0.9844 | -0.29823 | 14.6063
96 | -0.036053 | -0.0090679 | 0.036096 | 0.0090945 | 4.2312e-05 | 2.6596e-05 | 0.054503 | 0.054503 | 0.054503 | 0.98452 | -0.29603 | 0.98578 | -0.27149 | 14.9734
97 | 0.035166 | 0.008844 | -0.035133 | -0.0088231 | 3.3162e-05 | 2.0826e-05 | 0.053167 | 0.053167 | 0.053167 | 0.9844 | -0.29823 | 0.98339 | -0.31799 | 14.6064
98 | 0.033414 | 0.0083926 | -0.033403 | -0.0083856 | 1.1157e-05 | 6.9928e-06 | 0.050567 | 0.050568 | 0.050568 | 0.98339 | -0.31799 | 0.98303 | -0.32499 | 13.8922
99 | 0.0017181 | 0.00043051 | -0.0017181 | -0.0004306 | 1.9235e-08 | -8.3971e-08 | 0.0025997 | 0.0025998 | 0.0025998 | 0.98339 | -0.31799 | 0.98338 | -0.31822 | 0.71422
100 | 0.0017183 | 0.00043056 | -0.0017183 | -0.00043065 | 1.9352e-08 | -8.432e-08 | 0.002601 | 0.002601 | 0.002601 | 0.98303 | -0.32499 | 0.98302 | -0.32523 | 0.71457
101 | 0.031685 | 0.0079551 | -0.031675 | -0.0079488 | 1.0061e-05 | 6.2912e-06 | 0.047967 | 0.047967 | 0.047967 | 0.98303 | -0.32499 | 0.98269 | -0.33165 | 13.1776
102 | 0.026325 | 0.0066079 | -0.026306 | -0.0065964 | 1.8525e-05 | 1.1463e-05 | 0.039865 | 0.039865 | 0.039865 | 0.98269 | -0.33165 | 0.98194 | -0.34641 | 10.952
103 | 0.0053503 | 0.0013409 | -0.0053501 | -0.0013409 | 1.8856e-07 | 2.3626e-08 | 0.0081015 | 0.0081016 | 0.0081016 | 0.98269 | -0.33165 | 0.98265 | -0.33239 | 2.2257
104 | 0.0029324 | 0.00073344 | -0.0029317 | -0.00073421 | 7.1166e-07 | -7.6861e-07 | 0.0044354 | 0.0044358 | 0.0044358 | 0.98365 | -0.31258 | 0.98339 | -0.31768 | 1.2186
105 | 0.028486 | 0.0071592 | -0.028456 | -0.0071408 | 2.9486e-05 | 1.8335e-05 | 0.043099 | 0.043099 | 0.043099 | 0.98365 | -0.31258 | 0.98254 | -0.33429 | 11.8405
106 | 0.0029317 | 0.00073421 | -0.0029314 | -0.00073445 | 2.2078e-07 | -2.3827e-07 | 0.0044358 | 0.004436 | 0.004436 | 0.98339 | -0.31768 | 0.98331 | -0.31926 | 1.2187
107 | 0.027039 | 0.0067855 | -0.027027 | -0.0067783 | 1.1711e-05 | 7.2593e-06 | 0.040952 | 0.040953 | 0.040953 | 0.98254 | -0.33429 | 0.98207 | -0.34337 | 11.2507
108 | 0.0011186 | 0.00028012 | -0.0011186 | -0.0002802 | 7.3925e-09 | -8.2539e-08 | 0.0016927 | 0.0016928 | 0.0016928 | 0.98331 | -0.31926 | 0.9833 | -0.3194 | 0.46504
109 | 0.0011186 | 0.0002802 | -0.0011186 | -0.00028035 | 1.3433e-08 | -1.4997e-07 | 0.0016928 | 0.0016928 | 0.0016928 | 0.9833 | -0.3194 | 0.98329 | -0.31965 | 0.46506
110 | 0.020727 | 0.0051994 | -0.020723 | -0.0051971 | 3.8157e-06 | 2.3116e-06 | 0.031407 | 0.031407 | 0.031407 | 0.98207 | -0.34337 | 0.98188 | -0.34724 | 8.6284
111 | 0.0084339 | 0.0021139 | -0.008433 | -0.0021135 | 8.9183e-07 | 3.8802e-07 | 0.012805 | 0.012805 | 0.012805 | 0.98007 | -0.38223 | 0.97995 | -0.38445 | 3.5179
112 | -0.011824 | -0.0029636 | 0.011825 | 0.0029638 | 3.8666e-07 | 2.0715e-07 | 0.017953 | 0.017953 | 0.017953 | 0.98007 | -0.38223 | 0.9801 | -0.38154 | 4.9321
113 | -0.017324 | -0.0043421 | 0.017325 | 0.0043428 | 1.1967e-06 | 7.0774e-07 | 0.026302 | 0.026302 | 0.026302 | 0.9801 | -0.38154 | 0.98017 | -0.38009 | 7.2259
114 | -0.019268 | -0.0048296 | 0.019268 | 0.0048297 | 4.4189e-08 | 2.6545e-08 | 0.029251 | 0.029251 | 0.029251 | 0.98017 | -0.38009 | 0.98018 | -0.38005 | 8.036
115 | -0.020523 | -0.0051442 | 0.020529 | 0.0051479 | 6.2092e-06 | 3.7588e-06 | 0.031156 | 0.031156 | 0.031156 | 0.98018 | -0.38005 | 0.9805 | -0.3737 | 8.5594
116 | -0.022097 | -0.0055409 | 0.022101 | 0.0055436 | 4.301e-06 | 2.624e-06 | 0.033536 | 0.033536 | 0.033536 | 0.9805 | -0.3737 | 0.98071 | -0.36961 | 9.2131
117 | -0.0061426 | -0.0015387 | 0.0061427 | 0.0015388 | 7.252e-08 | 1.804e-08 | 0.0092968 | 0.0092968 | 0.0092968 | 0.98314 | -0.32234 | 0.98315 | -0.32209 | 2.5541
118 | -0.0073046 | -0.00183 | 0.0073064 | 0.0018306 | 1.8546e-06 | 6.7364e-07 | 0.011055 | 0.011055 | 0.011055 | 0.98315 | -0.32209 | 0.98343 | -0.31676 | 3.0372
119 | -0.13824 | -0.034985 | 0.13838 | 0.035068 | 0.00013307 | 8.3521e-05 | 0.2093 | 0.2093 | 0.2093 | 0.98343 | -0.31676 | 0.98446 | -0.29673 | 14.3748
120 | 0.13094 | 0.033154 | -0.13089 | -0.033123 | 4.9312e-05 | 3.0881e-05 | 0.19824 | 0.19824 | 0.19824 | 0.98343 | -0.31676 | 0.98302 | -0.32461 | 13.6156
121 | 0.13017 | 0.032944 | -0.13014 | -0.032924 | 3.2067e-05 | 2.0077e-05 | 0.19716 | 0.19716 | 0.19716 | 0.98302 | -0.32461 | 0.98276 | -0.32974 | 13.5414
122 | -0.016495 | -0.0041347 | 0.016503 | 0.0041394 | 8.0125e-06 | 4.6962e-06 | 0.025012 | 0.025011 | 0.025012 | 0.98136 | -0.35743 | 0.98188 | -0.34724 | 6.8713
123 | 0.0061262 | 0.0015354 | -0.0061255 | -0.0015352 | 6.7748e-07 | 1.6928e-07 | 0.0092908 | 0.0092909 | 0.0092909 | 0.98117 | -0.36107 | 0.98105 | -0.36339 | 2.5524
124 | -0.0061248 | -0.001535 | 0.0061255 | 0.0015352 | 6.8991e-07 | 1.7246e-07 | 0.009291 | 0.0092909 | 0.009291 | 0.98093 | -0.36575 | 0.98105 | -0.36339 | 2.5525
125 | -0.12849 | -0.032483 | 0.12857 | 0.03253 | 7.5949e-05 | 4.7526e-05 | 0.19478 | 0.19478 | 0.19478 | 0.98212 | -0.34206 | 0.98276 | -0.32974 | 13.3779
126 | 0.12693 | 0.032091 | -0.12692 | -0.032082 | 1.4983e-05 | 9.3707e-06 | 0.19242 | 0.19242 | 0.19242 | 0.98212 | -0.34206 | 0.982 | -0.34452 | 13.2155
127 | 0.12512 | 0.031632 | -0.12505 | -0.031585 | 7.6085e-05 | 4.7554e-05 | 0.1897 | 0.1897 | 0.1897 | 0.982 | -0.34452 | 0.98134 | -0.35721 | 13.0288
128 | 0.12331 | 0.03115 | -0.12328 | -0.031132 | 2.8178e-05 | 1.76e-05 | 0.18707 | 0.18707 | 0.18707 | 0.98134 | -0.35721 | 0.9811 | -0.36198 | 12.848
129 | 0.024058 | 0.0060372 | -0.024049 | -0.0060318 | 8.7538e-06 | 5.3812e-06 | 0.036491 | 0.036492 | 0.036492 | 0.9811 | -0.36198 | 0.98071 | -0.36961 | 10.0252
130 | 0.099226 | 0.025095 | -0.099198 | -0.025078 | 2.7609e-05 | 1.7014e-05 | 0.15058 | 0.15058 | 0.15058 | 0.9811 | -0.36198 | 0.9808 | -0.36778 | 10.3418
131 | 0.097393 | 0.024626 | -0.097382 | -0.024619 | 1.0766e-05 | 6.6247e-06 | 0.14784 | 0.14784 | 0.14784 | 0.9808 | -0.36778 | 0.98068 | -0.37009 | 10.1537
132 | -0.095638 | -0.024169 | 0.095673 | 0.024191 | 3.4776e-05 | 2.137e-05 | 0.14524 | 0.14524 | 0.14524 | 0.98029 | -0.37767 | 0.98068 | -0.37009 | 9.9756
133 | 0.020941 | 0.0052518 | -0.020937 | -0.0052496 | 3.5545e-06 | 2.1558e-06 | 0.031735 | 0.031735 | 0.031735 | 0.98194 | -0.34641 | 0.98175 | -0.34998 | 8.7183
134 | 0.0053654 | 0.0013447 | -0.0053652 | -0.0013447 | 1.5943e-07 | 2.0686e-08 | 0.0081306 | 0.0081307 | 0.0081307 | 0.98194 | -0.34641 | 0.9819 | -0.34704 | 2.2337
135 | 0.015576 | 0.0039059 | -0.015569 | -0.0039022 | 6.4614e-06 | 3.7446e-06 | 0.023609 | 0.023609 | 0.023609 | 0.98175 | -0.34998 | 0.98131 | -0.35868 | 6.4859
136 | 0.0053613 | 0.0013437 | -0.0053612 | -0.0013436 | 1.5952e-07 | 2.0636e-08 | 0.008126 | 0.008126 | 0.008126 | 0.98175 | -0.34998 | 0.98172 | -0.3506 | 2.2324
137 | 0.010379 | 0.0026015 | -0.010378 | -0.0026009 | 1.1457e-06 | 5.7747e-07 | 0.015739 | 0.015739 | 0.015739 | 0.98131 | -0.35868 | 0.98119 | -0.361 | 4.3239
138 | 0.00519 | 0.0013007 | -0.0051898 | -0.0013007 | 1.8378e-07 | 1.7657e-08 | 0.0078698 | 0.0078699 | 0.0078699 | 0.98131 | -0.35868 | 0.98127 | -0.35943 | 2.1621
139 | 0.0051908 | 0.0013009 | -0.0051905 | -0.0013008 | 2.7954e-07 | 2.6982e-08 | 0.0078721 | 0.0078721 | 0.0078721 | 0.98119 | -0.361 | 0.98113 | -0.36213 | 2.1627
140 | 0.0051874 | 0.0013001 | -0.0051872 | -0.0013 | 1.8532e-07 | 1.7752e-08 | 0.0078669 | 0.0078669 | 0.0078669 | 0.98119 | -0.361 | 0.98115 | -0.36175 | 2.1612
141 | 0.0051905 | 0.0013008 | -0.0051903 | -0.0013008 | 1.8744e-07 | 1.8104e-08 | 0.0078721 | 0.0078721 | 0.0078721 | 0.98113 | -0.36213 | 0.98109 | -0.36289 | 2.1627

## res_trafo
| p_hv_mw | q_hv_mvar | p_lv_mw | q_lv_mvar | pl_mw | ql_mvar | i_hv_ka | i_lv_ka | vm_hv_pu | va_hv_degree | vm_lv_pu | va_lv_degree | loading_percent
0 | -1.2729e-15 | -1.3162e-15 | 0.00165 | 1.2699e-07 | 0.00165 | 1.2699e-07 | 5.2857e-17 | 0.0023815 | 0.99998 | 149.9956 | 1 | 0 | 0.2619

## res_ext_grid
| p_mw | q_mvar
0 | 0.46984 | 0.12009

## res_load
| p_mw | q_mvar
0 | 0.0034422 | 0.0008627
1 | 0.0055915 | 0.0014014
2 | 0.0037636 | 0.00094325
3 | 0.0017309 | 0.00043381
4 | 0.0029522 | 0.00073988
5 | 0.0063676 | 0.0015959
6 | 0.0052423 | 0.0013139
7 | 0.0026764 | 0.00067076
8 | 0.0038267 | 0.00095906
9 | 0.0040261 | 0.001009
10 | 0.014024 | 0.0035148
11 | 0.0084034 | 0.0021061
12 | 0.013698 | 0.003433
13 | 0.011531 | 0.0028901
14 | 0.0069037 | 0.0017302
15 | 0.011884 | 0.0029784
16 | 0.0026352 | 0.00066043
17 | 0.0094089 | 0.0023581
18 | 0.0013696 | 0.00034325
19 | 0.010432 | 0.0026144
20 | 0.019989 | 0.0050098
21 | 0.01752 | 0.0043909
22 | 0.019986 | 0.005009
23 | 0.0033264 | 0.00083368
24 | 0.0040663 | 0.0010191
25 | 0.0031255 | 0.00078332
26 | 0.010463 | 0.0026222
27 | 0.0096318 | 0.002414
28 | 0.01101 | 0.0027594
29 | 0.0022083 | 0.00055344
30 | 0.0020065 | 0.00050289
31 | 0.0022346 | 0.00056005
32 | 0.0024036 | 0.0006024
33 | 0.0091589 | 0.0022954
34 | 0.0066753 | 0.001673
35 | 0.0017062 | 0.00042762
36 | 0.0022497 | 0.00056384
37 | 0.0012236 | 0.00030665
38 | 0.001773 | 0.00044436
39 | 0.0064997 | 0.001629
40 | 0.0035027 | 0.00087786
41 | 0.0023417 | 0.0005869
42 | 0.0032509 | 0.00081476
43 | 0.020107 | 0.0050394
44 | 0.0029934 | 0.00075021
45 | 0.02 | 0.0050125
46 | 0.0041975 | 0.001052
47 | 0.0052352 | 0.0013121
48 | 0.0015287 | 0.00038314
49 | 0.0017092 | 0.00042838
50 | 0.0017123 | 0.00042915
51 | 0.00074541 | 0.00018682
52 | 0.0031968 | 0.0008012
53 | 0.00035239 | 8.8317e-05
54 | 0.00042582 | 0.00010672
55 | 0.0016962 | 0.0004251
56 | 0.00060361 | 0.00015128
57 | 0.00062059 | 0.00015553
58 | 0.0008841 | 0.00022158
59 | 0.016617 | 0.0041646
60 | 0.0017181 | 0.0004306
61 | 0.0033841 | 0.00084813
62 | 0.0017183 | 0.00043065
63 | 0.0014176 | 0.00035529
64 | 0.0018128 | 0.00045433
65 | 0.0011186 | 0.00028035
66 | 0.0062998 | 0.0015789
67 | 0.0033904 | 0.00084972
68 | 0.0016675 | 0.0004179
69 | 0.0054995 | 0.0013783
70 | 0.0019425 | 0.00048683
71 | 0.001255 | 0.00031452
72 | 0.0015681 | 0.000393
73 | 0.0027208 | 0.0006819
74 | 0.0011618 | 0.00029119
75 | 0.00071363 | 0.00017885
76 | 0.0042203 | 0.0010577
77 | 0.0061686 | 0.001546
78 | 0.0061248 | 0.001535
79 | 0.0015605 | 0.00039111
80 | 0.0015729 | 0.0003942
81 | 0.0017944 | 0.00044972
82 | 0.0017356 | 0.00043497
83 | 0.0019481 | 0.00048823
84 | 0.0018051 | 0.00045241
85 | 0.0020401 | 0.0005113
86 | 0.0017093 | 0.0004284
87 | 0.0023872 | 0.00059828
88 | 0.0053501 | 0.0013409
89 | 0.0053652 | 0.0013447
90 | 0.0053612 | 0.0013436
91 | 0.0051898 | 0.0013007
92 | 0.0051872 | 0.0013
93 | 0.0051903 | 0.0013008

## dtypes
| element | column | dtype
0 | bus | name | object
1 | bus | vn_kv | float64
2 | bus | type | object
3 | bus | zone | object
4 | bus | in_service | bool
5 | load | name | object
6 | load | bus | uint32
7 | load | p_mw | float64
8 | load | q_mvar | float64
9 | load | const_z_percent | float64
10 | load | const_i_percent | float64
11 | load | sn_mva | float64
12 | load | scaling | float64
13 | load | in_service | bool
14 | load | type | object
15 | ext_grid | name | object
16 | ext_grid | bus | uint32
17 | ext_grid | vm_pu | float64
18 | ext_grid | va_degree | float64
19 | ext_grid | slack_weight | float64
20 | ext_grid | in_service | bool
21 | line | name | object
22 | line | std_type | object
23 | line | from_bus | uint32
24 | line | to_bus | uint32
25 | line | length_km | float64
26 | line | r_ohm_per_km | float64
27 | line | x_ohm_per_km | float64
28 | line | c_nf_per_km | float64
29 | line | g_us_per_km | float64
30 | line | max_i_ka | float64
31 | line | df | float64
32 | line | parallel | uint32
33 | line | type | object
34 | line | in_service | bool
35 | trafo | name | object
36 | trafo | std_type | object
37 | trafo | hv_bus | uint32
38 | trafo | lv_bus | uint32
39 | trafo | sn_mva | float64
40 | trafo | vn_hv_kv | float64
41 | trafo | vn_lv_kv | float64
42 | trafo | vk_percent | float64
43 | trafo | vkr_percent | float64
44 | trafo | pfe_kw | float64
45 | trafo | i0_percent | float64
46 | trafo | shift_degree | float64
47 | trafo | tap_side | object
48 | trafo | tap_neutral | int32
49 | trafo | tap_min | int32
50 | trafo | tap_max | int32
51 | trafo | tap_step_percent | float64
52 | trafo | tap_step_degree | float64
53 | trafo | tap_pos | int32
54 | trafo | tap_phase_shifter | bool
55 | trafo | parallel | uint32
56 | trafo | df | float64
57 | trafo | in_service | bool
58 | line_geodata | coords | object
59 | bus_geodata | x | float64
60 | bus_geodata | y | float64
61 | bus_geodata | coords | object
62 | res_bus | vm_pu | float64
63 | res_bus | va_degree | float64
64 | res_bus | p_mw | float64
65 | res_bus | q_mvar | float64
66 | res_line | p_from_mw | float64
67 | res_line | q_from_mvar | float64
68 | res_line | p_to_mw | float64
69 | res_line | q_to_mvar | float64
70 | res_line | pl_mw | float64
71 | res_line | ql_mvar | float64
72 | res_line | i_from_ka | float64
73 | res_line | i_to_ka | float64
74 | res_line | i_ka | float64
75 | res_line | vm_from_pu | float64
76 | res_line | va_from_degree | float64
77 | res_line | vm_to_pu | float64
78 | res_line | va_to_degree | float64
79 | res_line | loading_percent | float64
80 | res_trafo | p_hv_mw | float64
81 | res_trafo | q_hv_mvar | float64
82 | res_trafo | p_lv_mw | float64
83 | res_trafo | q_lv_mvar | float64
84 | res_trafo | pl_mw | float64
85 | res_trafo | ql_mvar | float64
86 | res_trafo | i_hv_ka | float64
87 | res_trafo | i_lv_ka | float64
88 | res_trafo | vm_hv_pu | float64
89 | res_trafo | va_hv_degree | float64
90 | res_trafo | vm_lv_pu | float64
91 | res_trafo | va_lv_degree | float64
92 | res_trafo | loading_percent | float64
93 | res_ext_grid | p_mw | float64
94 | res_ext_grid | q_mvar | float64
95 | res_load | p_mw | float64
96 | res_load | q_mvar | float64

## parameters
| version | format_version | converged | OPF_converged | name | f_hz | sn_mva
0 | 2.14.6 | 2.14.0 | TRUE | FALSE |  | 50 | 1