## bus
| name | vn_kv | type | zone | in_service
0 | bus_LV_198-21_0_6_node_0 | 0.4 | n |  | TRUE
1 | bus_LV_198-21_0_6_node_1 | 0.4 | n |  | TRUE
2 | bus_LV_198-21_0_6_node_2 | 0.4 | n |  | TRUE
3 | bus_LV_198-21_0_6_node_3 | 0.4 | n |  | TRUE
4 | bus_LV_198-21_0_6_node_4 | 0.4 | n |  | TRUE
5 | bus_LV_198-21_0_6_node_5 | 0.4 | n |  | TRUE
6 | bus_LV_198-21_0_6_node_6 | 0.4 | n |  | TRUE
7 | bus_LV_198-21_0_6_node_7 | 0.4 | n |  | TRUE
8 | bus_LV_198-21_0_6_node_256 | 0.4 | n |  | TRUE
9 | bus_LV_198-21_0_6_node_78 | 0.4 | n |  | TRUE
10 | bus_LV_198-21_0_6_node_252 | 0.4 | n |  | TRUE
11 | bus_LV_198-21_0_6_node_255 | 0.4 | n |  | TRUE
12 | bus_LV_198-21_0_6_node_79 | 0.4 | n |  | TRUE
13 | bus_LV_198-21_0_6_node_251 | 0.4 | n |  | TRUE
14 | bus_LV_198-21_0_6_node_8 | 0.4 | n |  | TRUE
15 | bus_LV_198-21_0_6_node_9 | 0.4 | n |  | TRUE
16 | bus_LV_198-21_0_6_node_10 | 0.4 | n |  | TRUE
17 | bus_LV_198-21_0_6_node_11 | 0.4 | n |  | TRUE
18 | bus_LV_198-21_0_6_node_12 | 0.4 | n |  | TRUE
19 | bus_LV_198-21_0_6_node_13 | 0.4 | n |  | TRUE
20 | bus_LV_198-21_0_6_node_65 | 0.4 | n |  | TRUE
21 | bus_LV_198-21_0_6_node_14 | 0.4 | n |  | TRUE
22 | bus_LV_198-21_0_6_node_21 | 0.4 | n |  | TRUE
23 | bus_LV_198-21_0_6_node_16 | 0.4 | n |  | TRUE
24 | bus_LV_198-21_0_6_node_18 | 0.4 | n |  | TRUE
25 | bus_LV_198-21_0_6_node_15 | 0.4 | n |  | TRUE
26 | bus_LV_198-21_0_6_node_17 | 0.4 | n |  | TRUE
27 | bus_LV_198-21_0_6_node_19 | 0.4 | n |  | TRUE
28 | bus_LV_198-21_0_6_node_20 | 0.4 | n |  | TRUE
29 | bus_LV_198-21_0_6_node_22 | 0.4 | n |  | TRUE
30 | bus_LV_198-21_0_6_node_23 | 0.4 | n |  | TRUE
31 | bus_LV_198-21_0_6_node_24 | 0.4 | n |  | TRUE
32 | bus_LV_198-21_0_6_node_25 | 0.4 | n |  | TRUE
33 | bus_LV_198-21_0_6_node_254 | 0.4 | n |  | TRUE
34 | bus_LV_198-21_0_6_node_77 | 0.4 | n |  | TRUE
35 | bus_LV_198-21_0_6_node_75 | 0.4 | n |  | TRUE
36 | bus_LV_198-21_0_6_node_88 | 0.4 | n |  | TRUE
37 | bus_LV_198-21_0_6_node_89 | 0.4 | n |  | TRUE
38 | bus_LV_198-21_0_6_node_63 | 0.4 | n |  | TRUE
39 | bus_LV_198-21_0_6_node_66 | 0.4 | n |  | TRUE
40 | bus_LV_198-21_0_6_node_30 | 0.4 | n |  | TRUE
41 | bus_LV_198-21_0_6_node_90 | 0.4 | n |  | TRUE
42 | bus_LV_198-21_0_6_node_116 | 0.4 | n |  | TRUE
43 | bus_LV_198-21_0_6_node_73 | 0.4 | n |  | TRUE
44 | bus_LV_198-21_0_6_node_87 | 0.4 | n |  | TRUE
45 | bus_LV_198-21_0_6_node_26 | 0.4 | n |  | TRUE
46 | bus_LV_198-21_0_6_node_27 | 0.4 | n |  | TRUE
47 | bus_LV_198-21_0_6_node_28 | 0.4 | n |  | TRUE
48 | bus_LV_198-21_0_6_node_29 | 0.4 | n |  | TRUE
49 | bus_LV_198-21_0_6_node_48 | 0.4 | n |  | TRUE
50 | bus_LV_198-21_0_6_node_62 | 0.4 | n |  | TRUE
51 | bus_LV_198-21_0_6_node_32 | 0.4 | n |  | TRUE
52 | bus_LV_198-21_0_6_node_242 | 0.4 | n |  | TRUE
53 | bus_LV_198-21_0_6_node_56 | 0.4 | n |  | TRUE
54 | bus_LV_198-21_0_6_node_241 | 0.4 | n |  | TRUE
55 | bus_LV_198-21_0_6_node_33 | 0.4 | n |  | TRUE
56 | bus_LV_198-21_0_6_node_177 | 0.4 | n |  | TRUE
57 | bus_LV_198-21_0_6_node_41 | 0.4 | n |  | TRUE
58 | bus_LV_198-21_0_6_node_174 | 0.4 | n |  | TRUE
59 | bus_LV_198-21_0_6_node_34 | 0.4 | n |  | TRUE
60 | bus_LV_198-21_0_6_node_114 | 0.4 | n |  | TRUE
61 | bus_LV_198-21_0_6_node_47 | 0.4 | n |  | TRUE
62 | bus_LV_198-21_0_6_node_112 | 0.4 | n |  | TRUE
63 | bus_LV_198-21_0_6_node_35 | 0.4 | n |  | TRUE
64 | bus_LV_198-21_0_6_node_125 | 0.4 | n |  | TRUE
65 | bus_LV_198-21_0_6_node_124 | 0.4 | n |  | TRUE
66 | bus_LV_198-21_0_6_node_36 | 0.4 | n |  | TRUE
67 | bus_LV_198-21_0_6_node_202 | 0.4 | n |  | TRUE
68 | bus_LV_198-21_0_6_node_37 | 0.4 | n |  | TRUE
69 | bus_LV_198-21_0_6_node_57 | 0.4 | n |  | TRUE
70 | bus_LV_198-21_0_6_node_205 | 0.4 | n |  | TRUE
71 | bus_LV_198-21_0_6_node_38 | 0.4 | n |  | TRUE
72 | bus_LV_198-21_0_6_node_40 | 0.4 | n |  | TRUE
73 | bus_LV_198-21_0_6_node_272 | 0.4 | n |  | TRUE
74 | bus_LV_198-21_0_6_node_39 | 0.4 | n |  | TRUE
75 | bus_LV_198-21_0_6_node_139 | 0.4 | n |  | TRUE
76 | bus_LV_198-21_0_6_node_182 | 0.4 | n |  | TRUE
77 | bus_LV_198-21_0_6_node_183 | 0.4 | n |  | TRUE
78 | bus_LV_198-21_0_6_node_148 | 0.4 | n |  | TRUE
79 | bus_LV_198-21_0_6_node_201 | 0.4 | n |  | TRUE
80 | bus_LV_198-21_0_6_node_42 | 0.4 | n |  | TRUE
81 | bus_LV_198-21_0_6_node_136 | 0.4 | n |  | TRUE
82 | bus_LV_198-21_0_6_node_43 | 0.4 | n |  | TRUE
83 | bus_LV_198-21_0_6_node_143 | 0.4 | n |  | TRUE
84 | bus_LV_198-21_0_6_node_44 | 0.4 | n |  | TRUE
85 | bus_LV_198-21_0_6_node_128 | 0.4 | n |  | TRUE
86 | bus_LV_198-21_0_6_node_46 | 0.4 | n |  | TRUE
87 | bus_LV_198-21_0_6_node_50 | 0.4 | n |  | TRUE
88 | bus_LV_198-21_0_6_node_45 | 0.4 | n |  | TRUE
89 | bus_LV_198-21_0_6_node_178 | 0.4 | n |  | TRUE
90 | bus_LV_198-21_0_6_node_53 | 0.4 | n |  | TRUE
91 | bus_LV_198-21_0_6_node_176 | 0.4 | n |  | TRUE
92 | bus_LV_198-21_0_6_node_64 | 0.4 | n |  | TRUE
93 | bus_LV_198-21_0_6_node_49 | 0.4 | n |  | TRUE
94 | bus_LV_198-21_0_6_node_144 | 0.4 | n |  | TRUE
95 | bus_LV_198-21_0_6_node_126 | 0.4 | n |  | TRUE
96 | bus_LV_198-21_0_6_node_51 | 0.4 | n |  | TRUE
97 | bus_LV_198-21_0_6_node_55 | 0.4 | n |  | TRUE
98 | bus_LV_198-21_0_6_node_206 | 0.4 | n |  | TRUE
99 | bus_LV_198-21_0_6_node_72 | 0.4 | n |  | TRUE
100 | bus_LV_198-21_0_6_node_54 | 0.4 | n |  | TRUE
101 | bus_LV_198-21_0_6_node_195 | 0.4 | n |  | TRUE
102 | bus_LV_198-21_0_6_node_208 | 0.4 | n |  | TRUE
103 | bus_LV_198-21_0_6_node_122 | 0.4 | n |  | TRUE
104 | bus_LV_198-21_0_6_node_207 | 0.4 | n |  | TRUE
105 | bus_LV_198-21_0_6_node_175 | 0.4 | n |  | TRUE
106 | bus_LV_198-21_0_6_node_113 | 0.4 | n |  | TRUE
107 | bus_LV_198-21_0_6_node_127 | 0.4 | n |  | TRUE
108 | bus_LV_198-21_0_6_node_204 | 0.4 | n |  | TRUE
109 | bus_LV_198-21_0_6_node_185 | 0.4 | n |  | TRUE
110 | bus_LV_198-21_0_6_node_186 | 0.4 | n |  | TRUE
111 | bus_LV_198-21_0_6_node_188 | 0.4 | n |  | TRUE
112 | bus_LV_198-21_0_6_node_184 | 0.4 | n |  | TRUE
113 | bus_LV_198-21_0_6_node_187 | 0.4 | n |  | TRUE
114 | bus_LV_198-21_0_6_node_238 | 0.4 | n |  | TRUE
115 | bus_LV_198-21_0_6_node_239 | 0.4 | n |  | TRUE
116 | bus_LV_198-21_0_6_node_236 | 0.4 | n |  | TRUE
117 | bus_LV_198-21_0_6_node_137 | 0.4 | n |  | TRUE
118 | bus_LV_198-21_0_6_node_267 | 0.4 | n |  | TRUE
119 | bus_LV_198-21_0_6_node_179 | 0.4 | n |  | TRUE
120 | bus_LV_198-21_0_6_node_129 | 0.4 | n |  | TRUE
121 | bus_LV_198-21_0_6_node_196 | 0.4 | n |  | TRUE
122 | bus_LV_198-21_0_6_node_147 | 0.4 | n |  | TRUE
123 | bus_LV_198-21_0_6_node_70 | 0.4 | n |  | TRUE
124 | bus_LV_198-21_0_6_node_209 | 0.4 | n |  | TRUE
125 | bus_LV_198-21_0_6_node_123 | 0.4 | n |  | TRUE
126 | bus_LV_198-21_0_6_node_243 | 0.4 | n |  | TRUE
127 | bus_LV_198-21_0_6_node_67 | 0.4 | n |  | TRUE
128 | bus_LV_198-21_0_6_node_253 | 0.4 | n |  | TRUE
129 | bus_LV_198-21_0_6_node_68 | 0.4 | n |  | TRUE
130 | bus_LV_198-21_0_6_node_69 | 0.4 | n |  | TRUE
131 | bus_LV_198-21_0_6_node_71 | 0.4 | n |  | TRUE
132 | bus_LV_198-21_0_6_node_145 | 0.4 | n |  | TRUE
133 | bus_LV_198-21_0_6_node_146 | 0.4 | n |  | TRUE
134 | bus_LV_198-21_0_6_node_149 | 0.4 | n |  | TRUE
135 | bus_LV_198-21_0_6_node_74 | 0.4 | n |  | TRUE
136 | bus_LV_198-21_0_6_node_76 | 0.4 | n |  | TRUE
137 | bus_LV_198-21_0_6_node_80 | 0.4 | n |  | TRUE
138 | bus_LV_198-21_0_6_node_81 | 0.4 | n |  | TRUE
139 | bus_LV_198-21_0_6_node_82 | 0.4 | n |  | TRUE
140 | bus_LV_198-21_0_6_node_83 | 0.4 | n |  | TRUE
141 | bus_LV_198-21_0_6_node_264 | 0.4 | n |  | TRUE
142 | bus_LV_198-21_0_6_node_265 | 0.4 | n |  | TRUE
143 | bus_LV_198-21_0_6_node_263 | 0.4 | n |  | TRUE
144 | bus_LV_198-21_0_6_node_266 | 0.4 | n |  | TRUE
145 | bus_LV_198-21_0_6_node_84 | 0.4 | n |  | TRUE
146 | bus_LV_198-21_0_6_node_85 | 0.4 | n |  | TRUE
147 | bus_LV_198-21_0_6_node_86 | 0.4 | n |  | TRUE
148 | bus_LV_198-21_0_6_node_91 | 0.4 | n |  | TRUE
149 | bus_LV_198-21_0_6_node_92 | 0.4 | n |  | TRUE
150 | bus_LV_198-21_0_6_node_93 | 0.4 | n |  | TRUE
151 | bus_LV_198-21_0_6_node_94 | 0.4 | n |  | TRUE
152 | bus_LV_198-21_0_6_node_95 | 0.4 | n |  | TRUE
153 | bus_LV_198-21_0_6_node_96 | 0.4 | n |  | TRUE
154 | bus_LV_198-21_0_6_node_101 | 0.4 | n |  | TRUE
155 | bus_LV_198-21_0_6_node_120 | 0.4 | n |  | TRUE
156 | bus_LV_198-21_0_6_node_99 | 0.4 | n |  | TRUE
157 | bus_LV_198-21_0_6_node_115 | 0.4 | n |  | TRUE
158 | bus_LV_198-21_0_6_node_117 | 0.4 | n |  | TRUE
159 | bus_LV_198-21_0_6_node_118 | 0.4 | n |  | TRUE
160 | bus_LV_198-21_0_6_node_121 | 0.4 | n |  | TRUE
161 | bus_LV_198-21_0_6_node_119 | 0.4 | n |  | TRUE
162 | bus_LV_198-21_0_6_node_97 | 0.4 | n |  | TRUE
163 | bus_LV_198-21_0_6_node_98 | 0.4 | n |  | TRUE
164 | bus_LV_198-21_0_6_node_100 | 0.4 | n |  | TRUE
165 | bus_LV_198-21_0_6_node_103 | 0.4 | n |  | TRUE
166 | bus_LV_198-21_0_6_node_104 | 0.4 | n |  | TRUE
167 | bus_LV_198-21_0_6_node_191 | 0.4 | n |  | TRUE
168 | bus_LV_198-21_0_6_node_192 | 0.4 | n |  | TRUE
169 | bus_LV_198-21_0_6_node_274 | 0.4 | n |  | TRUE
170 | bus_LV_198-21_0_6_node_111 | 0.4 | n |  | TRUE
171 | bus_LV_198-21_0_6_node_190 | 0.4 | n |  | TRUE
172 | bus_LV_198-21_0_6_node_108 | 0.4 | n |  | TRUE
173 | bus_LV_198-21_0_6_node_193 | 0.4 | n |  | TRUE
174 | bus_LV_198-21_0_6_node_110 | 0.4 | n |  | TRUE
175 | bus_LV_198-21_0_6_node_105 | 0.4 | n |  | TRUE
176 | bus_LV_198-21_0_6_node_106 | 0.4 | n |  | TRUE
177 | bus_LV_198-21_0_6_node_109 | 0.4 | n |  | TRUE
178 | bus_LV_198-21_0_6_node_269 | 0.4 | n |  | TRUE
179 | bus_LV_198-21_0_6_node_230 | 0.4 | n |  | TRUE
180 | bus_LV_198-21_0_6_node_270 | 0.4 | n |  | TRUE
181 | bus_LV_198-21_0_6_node_228 | 0.4 | n |  | TRUE
182 | bus_LV_198-21_0_6_node_249 | 0.4 | n |  | TRUE
183 | bus_LV_198-21_0_6_node_227 | 0.4 | n |  | TRUE
184 | bus_LV_198-21_0_6_node_166 | 0.4 | n |  | TRUE
185 | bus_LV_198-21_0_6_node_200 | 0.4 | n |  | TRUE
186 | bus_LV_198-21_0_6_node_225 | 0.4 | n |  | TRUE
187 | bus_LV_198-21_0_6_node_130 | 0.4 | n |  | TRUE
188 | bus_LV_198-21_0_6_node_173 | 0.4 | n |  | TRUE
189 | bus_LV_198-21_0_6_node_131 | 0.4 | n |  | TRUE
190 | bus_LV_198-21_0_6_node_172 | 0.4 | n |  | TRUE
191 | bus_LV_198-21_0_6_node_132 | 0.4 | n |  | TRUE
192 | bus_LV_198-21_0_6_node_133 | 0.4 | n |  | TRUE
193 | bus_LV_198-21_0_6_node_134 | 0.4 | n |  | TRUE
194 | bus_LV_198-21_0_6_node_135 | 0.4 | n |  | TRUE
195 | bus_LV_198-21_0_6_node_142 | 0.4 | n |  | TRUE
196 | bus_LV_198-21_0_6_node_232 | 0.4 | n |  | TRUE
197 | bus_LV_198-21_0_6_node_138 | 0.4 | n |  | TRUE
198 | bus_LV_198-21_0_6_node_140 | 0.4 | n |  | TRUE
199 | bus_LV_198-21_0_6_node_141 | 0.4 | n |  | TRUE
200 | bus_LV_198-21_0_6_node_233 | 0.4 | n |  | TRUE
201 | bus_LV_198-21_0_6_node_234 | 0.4 | n |  | TRUE
202 | bus_LV_198-21_0_6_node_235 | 0.4 | n |  | TRUE
203 | bus_LV_198-21_0_6_node_150 | 0.4 | n |  | TRUE
204 | bus_LV_198-21_0_6_node_151 | 0.4 | n |  | TRUE
205 | bus_LV_198-21_0_6_node_152 | 0.4 | n |  | TRUE
206 | bus_LV_198-21_0_6_node_157 | 0.4 | n |  | TRUE
207 | bus_LV_198-21_0_6_node_155 | 0.4 | n |  | TRUE
208 | bus_LV_198-21_0_6_node_153 | 0.4 | n |  | TRUE
209 | bus_LV_198-21_0_6_node_154 | 0.4 | n |  | TRUE
210 | bus_LV_198-21_0_6_node_156 | 0.4 | n |  | TRUE
211 | bus_LV_198-21_0_6_node_158 | 0.4 | n |  | TRUE
212 | bus_LV_198-21_0_6_node_159 | 0.4 | n |  | TRUE
213 | bus_LV_198-21_0_6_node_165 | 0.4 | n |  | TRUE
214 | bus_LV_198-21_0_6_node_161 | 0.4 | n |  | TRUE
215 | bus_LV_198-21_0_6_node_168 | 0.4 | n |  | TRUE
216 | bus_LV_198-21_0_6_node_163 | 0.4 | n |  | TRUE
217 | bus_LV_198-21_0_6_node_160 | 0.4 | n |  | TRUE
218 | bus_LV_198-21_0_6_node_162 | 0.4 | n |  | TRUE
219 | bus_LV_198-21_0_6_node_164 | 0.4 | n |  | TRUE
220 | bus_LV_198-21_0_6_node_167 | 0.4 | n |  | TRUE
221 | bus_LV_198-21_0_6_node_244 | 0.4 | n |  | TRUE
222 | bus_LV_198-21_0_6_node_197 | 0.4 | n |  | TRUE
223 | bus_LV_198-21_0_6_node_245 | 0.4 | n |  | TRUE
224 | bus_LV_198-21_0_6_node_198 | 0.4 | n |  | TRUE
225 | bus_LV_198-21_0_6_node_169 | 0.4 | n |  | TRUE
226 | bus_LV_198-21_0_6_node_170 | 0.4 | n |  | TRUE
227 | bus_LV_198-21_0_6_node_171 | 0.4 | n |  | TRUE
228 | bus_LV_198-21_0_6_node_180 | 0.4 | n |  | TRUE
229 | bus_LV_198-21_0_6_node_181 | 0.4 | n |  | TRUE
230 | bus_LV_198-21_0_6_node_189 | 0.4 | n |  | TRUE
231 | bus_LV_198-21_0_6_node_194 | 0.4 | n |  | TRUE
232 | bus_LV_198-21_0_6_node_237 | 0.4 | n |  | TRUE
233 | bus_LV_198-21_0_6_node_273 | 0.4 | n |  | TRUE
234 | bus_LV_198-21_0_6_node_240 | 0.4 | n |  | TRUE
235 | bus_LV_198-21_0_6_node_258 | 0.4 | n |  | TRUE
236 | bus_LV_198-21_0_6_node_275 | 0.4 | n |  | TRUE
237 | bus_LV_198-21_0_6_node_259 | 0.4 | n |  | TRUE
238 | bus_LV_198-21_0_6_node_214 | 0.4 | n |  | TRUE
239 | bus_LV_198-21_0_6_node_213 | 0.4 | n |  | TRUE
240 | bus_LV_198-21_0_6_node_226 | 0.4 | n |  | TRUE
241 | bus_LV_198-21_0_6_node_223 | 0.4 | n |  | TRUE
242 | bus_LV_198-21_0_6_node_221 | 0.4 | n |  | TRUE
243 | bus_LV_198-21_0_6_node_220 | 0.4 | n |  | TRUE
244 | bus_LV_198-21_0_6_node_215 | 0.4 | n |  | TRUE
245 | bus_LV_198-21_0_6_node_216 | 0.4 | n |  | TRUE
246 | bus_LV_198-21_0_6_node_217 | 0.4 | n |  | TRUE
247 | bus_LV_198-21_0_6_node_218 | 0.4 | n |  | TRUE
248 | bus_LV_198-21_0_6_node_210 | 0.4 | n |  | TRUE
249 | bus_LV_198-21_0_6_node_211 | 0.4 | n |  | TRUE
250 | bus_LV_198-21_0_6_node_212 | 0.4 | n |  | TRUE
251 | bus_LV_198-21_0_6_node_219 | 0.4 | n |  | TRUE
252 | bus_LV_198-21_0_6_node_222 | 0.4 | n |  | TRUE
253 | bus_LV_198-21_0_6_node_224 | 0.4 | n |  | TRUE
254 | bus_LV_198-21_0_6_node_248 | 0.4 | n |  | TRUE
255 | bus_LV_198-21_0_6_node_271 | 0.4 | n |  | TRUE
256 | bus_LV_198-21_0_6_node_268 | 0.4 | n |  | TRUE
257 | bus_LV_198-21_0_6_node_246 | 0.4 | n |  | TRUE
258 | bus_LV_198-21_0_6_node_247 | 0.4 | n |  | TRUE
259 | bus_LV_198-21_0_6_node_250 | 0.4 | n |  | TRUE
260 | bus_LV_198-21_0_6_node_260 | 0.4 | n |  | TRUE
261 | bus_LV_198-21_0_6_node_257 | 0.4 | n |  | TRUE
262 | bus_LV_198-21_0_6_node_262 | 0.4 | n |  | TRUE
263 | bus_LV_198-21_0_6_node_261 | 0.4 | n |  | TRUE
264 | bus_MV_501_0_node_154 | 20 | n |  | TRUE

## load
| name | bus | p_mw | q_mvar | const_z_percent | const_i_percent | sn_mva | scaling | in_service | type
0 | LV_198-21_0_6_load_0 | 0 | 0.0041953 | 0.0010514 | 0 | 0 |  | 1 | TRUE | wye
1 | LV_198-21_0_6_load_2 | 2 | 0.00895 | 0.0022431 | 0 | 0 |  | 1 | TRUE | wye
2 | LV_198-21_0_6_load_4 | 4 | 0.005179 | 0.001298 | 0 | 0 |  | 1 | TRUE | wye
3 | LV_198-21_0_6_load_5 | 5 | 0.0039441 | 0.00098848 | 0 | 0 |  | 1 | TRUE | wye
4 | LV_198-21_0_6_load_6 | 6 | 0.0044426 | 0.0011134 | 0 | 0 |  | 1 | TRUE | wye
5 | LV_198-21_0_6_load_7 | 7 | 0.0038215 | 0.00095776 | 0 | 0 |  | 1 | TRUE | wye
6 | LV_198-21_0_6_load_256 | 8 | 0.0043313 | 0.0010855 | 0 | 0 |  | 1 | TRUE | wye
7 | LV_198-21_0_6_load_78 | 9 | 0.0047472 | 0.0011897 | 0 | 0 |  | 1 | TRUE | wye
8 | LV_198-21_0_6_load_252 | 10 | 0.0046057 | 0.0011543 | 0 | 0 |  | 1 | TRUE | wye
9 | LV_198-21_0_6_load_8 | 14 | 0.0050851 | 0.0012745 | 0 | 0 |  | 1 | TRUE | wye
10 | LV_198-21_0_6_load_9 | 15 | 0.0084934 | 0.0021287 | 0 | 0 |  | 1 | TRUE | wye
11 | LV_198-21_0_6_load_10 | 16 | 0.0046423 | 0.0011635 | 0 | 0 |  | 1 | TRUE | wye
12 | LV_198-21_0_6_load_11 | 17 | 0.0022276 | 0.00055829 | 0 | 0 |  | 1 | TRUE | wye
13 | LV_198-21_0_6_load_12 | 18 | 0.0042916 | 0.0010756 | 0 | 0 |  | 1 | TRUE | wye
14 | LV_198-21_0_6_load_13 | 19 | 0.0043029 | 0.0010784 | 0 | 0 |  | 1 | TRUE | wye
15 | LV_198-21_0_6_load_65 | 20 | 0.0049276 | 0.001235 | 0 | 0 |  | 1 | TRUE | wye
16 | LV_198-21_0_6_load_21 | 22 | 0.021733 | 0.0054469 | 0 | 0 |  | 1 | TRUE | wye
17 | LV_198-21_0_6_load_18 | 24 | 0.0050763 | 0.0012722 | 0 | 0 |  | 1 | TRUE | wye
18 | LV_198-21_0_6_load_15 | 25 | 0.0055958 | 0.0014024 | 0 | 0 |  | 1 | TRUE | wye
19 | LV_198-21_0_6_load_20 | 28 | 0.0051217 | 0.0012836 | 0 | 0 |  | 1 | TRUE | wye
20 | LV_198-21_0_6_load_22 | 29 | 0.0044134 | 0.0011061 | 0 | 0 |  | 1 | TRUE | wye
21 | LV_198-21_0_6_load_23 | 30 | 0.0013449 | 0.00033707 | 0 | 0 |  | 1 | TRUE | wye
22 | LV_198-21_0_6_load_24 | 31 | 0.0038348 | 0.00096108 | 0 | 0 |  | 1 | TRUE | wye
23 | LV_198-21_0_6_load_25 | 32 | 0.0012539 | 0.00031427 | 0 | 0 |  | 1 | TRUE | wye
24 | LV_198-21_0_6_load_77 | 34 | 0.0011263 | 0.00028228 | 0 | 0 |  | 1 | TRUE | wye
25 | LV_198-21_0_6_load_75 | 35 | 0.0031502 | 0.00078951 | 0 | 0 |  | 1 | TRUE | wye
26 | LV_198-21_0_6_load_88 | 36 | 0.0039631 | 0.00099324 | 0 | 0 |  | 1 | TRUE | wye
27 | LV_198-21_0_6_load_89 | 37 | 0.0016846 | 0.00042219 | 0 | 0 |  | 1 | TRUE | wye
28 | LV_198-21_0_6_load_66 | 39 | 0.0063721 | 0.001597 | 0 | 0 |  | 1 | TRUE | wye
29 | LV_198-21_0_6_load_30 | 40 | 0.0044829 | 0.0011235 | 0 | 0 |  | 1 | TRUE | wye
30 | LV_198-21_0_6_load_90 | 41 | 0.0048939 | 0.0012265 | 0 | 0 |  | 1 | TRUE | wye
31 | LV_198-21_0_6_load_73 | 43 | 0.0037469 | 0.00093907 | 0 | 0 |  | 1 | TRUE | wye
32 | LV_198-21_0_6_load_87 | 44 | 0.0019253 | 0.00048254 | 0 | 0 |  | 1 | TRUE | wye
33 | LV_198-21_0_6_load_26 | 45 | 0.0055767 | 0.0013977 | 0 | 0 |  | 1 | TRUE | wye
34 | LV_198-21_0_6_load_29 | 48 | 0.0051187 | 0.0012829 | 0 | 0 |  | 1 | TRUE | wye
35 | LV_198-21_0_6_load_242 | 52 | 0.0013044 | 0.00032691 | 0 | 0 |  | 1 | TRUE | wye
36 | LV_198-21_0_6_load_241 | 54 | 0.0034214 | 0.00085749 | 0 | 0 |  | 1 | TRUE | wye
37 | LV_198-21_0_6_load_177 | 56 | 0.00069715 | 0.00017472 | 0 | 0 |  | 1 | TRUE | wye
38 | LV_198-21_0_6_load_174 | 58 | 0.0010423 | 0.00026123 | 0 | 0 |  | 1 | TRUE | wye
39 | LV_198-21_0_6_load_114 | 60 | 0.0012816 | 0.0003212 | 0 | 0 |  | 1 | TRUE | wye
40 | LV_198-21_0_6_load_112 | 62 | 0.0055795 | 0.0013984 | 0 | 0 |  | 1 | TRUE | wye
41 | LV_198-21_0_6_load_125 | 64 | 0.0021798 | 0.0005463 | 0 | 0 |  | 1 | TRUE | wye
42 | LV_198-21_0_6_load_124 | 65 | 0.0045454 | 0.0011392 | 0 | 0 |  | 1 | TRUE | wye
43 | LV_198-21_0_6_load_202 | 67 | 0.0013058 | 0.00032727 | 0 | 0 |  | 1 | TRUE | wye
44 | LV_198-21_0_6_load_205 | 70 | 0.0032206 | 0.00080716 | 0 | 0 |  | 1 | TRUE | wye
45 | LV_198-21_0_6_load_272 | 73 | 0.0025927 | 0.00064979 | 0 | 0 |  | 1 | TRUE | wye
46 | LV_198-21_0_6_load_139 | 75 | 0.0008305 | 0.00020814 | 0 | 0 |  | 1 | TRUE | wye
47 | LV_198-21_0_6_load_182 | 76 | 0.0026442 | 0.00066271 | 0 | 0 |  | 1 | TRUE | wye
48 | LV_198-21_0_6_load_183 | 77 | 0.00091754 | 0.00022996 | 0 | 0 |  | 1 | TRUE | wye
49 | LV_198-21_0_6_load_148 | 78 | 0.0047133 | 0.0011813 | 0 | 0 |  | 1 | TRUE | wye
50 | LV_198-21_0_6_load_201 | 79 | 0.0010473 | 0.00026249 | 0 | 0 |  | 1 | TRUE | wye
51 | LV_198-21_0_6_load_136 | 81 | 0.0015312 | 0.00038374 | 0 | 0 |  | 1 | TRUE | wye
52 | LV_198-21_0_6_load_143 | 83 | 0.0067187 | 0.0016839 | 0 | 0 |  | 1 | TRUE | wye
53 | LV_198-21_0_6_load_128 | 85 | 0.0028097 | 0.00070417 | 0 | 0 |  | 1 | TRUE | wye
54 | LV_198-21_0_6_load_178 | 89 | 0.0024329 | 0.00060974 | 0 | 0 |  | 1 | TRUE | wye
55 | LV_198-21_0_6_load_176 | 91 | 0.0032265 | 0.00080863 | 0 | 0 |  | 1 | TRUE | wye
56 | LV_198-21_0_6_load_64 | 92 | 0.002137 | 0.00053559 | 0 | 0 |  | 1 | TRUE | wye
57 | LV_198-21_0_6_load_144 | 94 | 0.005347 | 0.0013401 | 0 | 0 |  | 1 | TRUE | wye
58 | LV_198-21_0_6_load_206 | 98 | 0.0010466 | 0.00026231 | 0 | 0 |  | 1 | TRUE | wye
59 | LV_198-21_0_6_load_195 | 101 | 0.0011032 | 0.00027648 | 0 | 0 |  | 1 | TRUE | wye
60 | LV_198-21_0_6_load_208 | 102 | 0.00090748 | 0.00022744 | 0 | 0 |  | 1 | TRUE | wye
61 | LV_198-21_0_6_load_122 | 103 | 0.0054538 | 0.0013669 | 0 | 0 |  | 1 | TRUE | wye
62 | LV_198-21_0_6_load_207 | 104 | 0.0021015 | 0.00052668 | 0 | 0 |  | 1 | TRUE | wye
63 | LV_198-21_0_6_load_175 | 105 | 0.0016622 | 0.0004166 | 0 | 0 |  | 1 | TRUE | wye
64 | LV_198-21_0_6_load_127 | 107 | 0.0045905 | 0.0011505 | 0 | 0 |  | 1 | TRUE | wye
65 | LV_198-21_0_6_load_204 | 108 | 0.0016672 | 0.00041783 | 0 | 0 |  | 1 | TRUE | wye
66 | LV_198-21_0_6_load_186 | 110 | 0.0013636 | 0.00034175 | 0 | 0 |  | 1 | TRUE | wye
67 | LV_198-21_0_6_load_184 | 112 | 0.0025266 | 0.00063323 | 0 | 0 |  | 1 | TRUE | wye
68 | LV_198-21_0_6_load_238 | 114 | 0.00019941 | 4.9977e-05 | 0 | 0 |  | 1 | TRUE | wye
69 | LV_198-21_0_6_load_239 | 115 | 0.0010686 | 0.00026781 | 0 | 0 |  | 1 | TRUE | wye
70 | LV_198-21_0_6_load_236 | 116 | 0.00090765 | 0.00022748 | 0 | 0 |  | 1 | TRUE | wye
71 | LV_198-21_0_6_load_137 | 117 | 0.00076361 | 0.00019138 | 0 | 0 |  | 1 | TRUE | wye
72 | LV_198-21_0_6_load_267 | 118 | 0.002664 | 0.00066765 | 0 | 0 |  | 1 | TRUE | wye
73 | LV_198-21_0_6_load_179 | 119 | 0.0025907 | 0.00064929 | 0 | 0 |  | 1 | TRUE | wye
74 | LV_198-21_0_6_load_129 | 120 | 0.0057587 | 0.0014433 | 0 | 0 |  | 1 | TRUE | wye
75 | LV_198-21_0_6_load_196 | 121 | 0.00086654 | 0.00021717 | 0 | 0 |  | 1 | TRUE | wye
76 | LV_198-21_0_6_load_147 | 122 | 0.0065601 | 0.0016441 | 0 | 0 |  | 1 | TRUE | wye
77 | LV_198-21_0_6_load_70 | 123 | 0.011852 | 0.0029704 | 0 | 0 |  | 1 | TRUE | wye
78 | LV_198-21_0_6_load_123 | 125 | 0.00037732 | 9.4564e-05 | 0 | 0 |  | 1 | TRUE | wye
79 | LV_198-21_0_6_load_243 | 126 | 0.00017606 | 4.4124e-05 | 0 | 0 |  | 1 | TRUE | wye
80 | LV_198-21_0_6_load_67 | 127 | 0.0096986 | 0.0024307 | 0 | 0 |  | 1 | TRUE | wye
81 | LV_198-21_0_6_load_253 | 128 | 0.0042571 | 0.0010669 | 0 | 0 |  | 1 | TRUE | wye
82 | LV_198-21_0_6_load_69 | 130 | 0.0087099 | 0.0021829 | 0 | 0 |  | 1 | TRUE | wye
83 | LV_198-21_0_6_load_71 | 131 | 0.0042208 | 0.0010578 | 0 | 0 |  | 1 | TRUE | wye
84 | LV_198-21_0_6_load_145 | 132 | 0.004974 | 0.0012466 | 0 | 0 |  | 1 | TRUE | wye
85 | LV_198-21_0_6_load_146 | 133 | 0.014005 | 0.0035099 | 0 | 0 |  | 1 | TRUE | wye
86 | LV_198-21_0_6_load_149 | 134 | 0.0012159 | 0.00030474 | 0 | 0 |  | 1 | TRUE | wye
87 | LV_198-21_0_6_load_74 | 135 | 0.0032531 | 0.0008153 | 0 | 0 |  | 1 | TRUE | wye
88 | LV_198-21_0_6_load_76 | 136 | 0.0017965 | 0.00045024 | 0 | 0 |  | 1 | TRUE | wye
89 | LV_198-21_0_6_load_80 | 137 | 0.0040777 | 0.001022 | 0 | 0 |  | 1 | TRUE | wye
90 | LV_198-21_0_6_load_81 | 138 | 0.0045402 | 0.0011379 | 0 | 0 |  | 1 | TRUE | wye
91 | LV_198-21_0_6_load_82 | 139 | 0.0040801 | 0.0010226 | 0 | 0 |  | 1 | TRUE | wye
92 | LV_198-21_0_6_load_83 | 140 | 0.0042175 | 0.001057 | 0 | 0 |  | 1 | TRUE | wye
93 | LV_198-21_0_6_load_264 | 141 | 0.0040818 | 0.001023 | 0 | 0 |  | 1 | TRUE | wye
94 | LV_198-21_0_6_load_265 | 142 | 0.0041316 | 0.0010355 | 0 | 0 |  | 1 | TRUE | wye
95 | LV_198-21_0_6_load_263 | 143 | 0.0042042 | 0.0010537 | 0 | 0 |  | 1 | TRUE | wye
96 | LV_198-21_0_6_load_266 | 144 | 0.0041368 | 0.0010368 | 0 | 0 |  | 1 | TRUE | wye
97 | LV_198-21_0_6_load_84 | 145 | 0.0042238 | 0.0010586 | 0 | 0 |  | 1 | TRUE | wye
98 | LV_198-21_0_6_load_85 | 146 | 0.0018244 | 0.00045723 | 0 | 0 |  | 1 | TRUE | wye
99 | LV_198-21_0_6_load_86 | 147 | 0.0045076 | 0.0011297 | 0 | 0 |  | 1 | TRUE | wye
100 | LV_198-21_0_6_load_91 | 148 | 0.0065702 | 0.0016466 | 0 | 0 |  | 1 | TRUE | wye
101 | LV_198-21_0_6_load_93 | 150 | 0.0080962 | 0.0020291 | 0 | 0 |  | 1 | TRUE | wye
102 | LV_198-21_0_6_load_94 | 151 | 0.0065574 | 0.0016434 | 0 | 0 |  | 1 | TRUE | wye
103 | LV_198-21_0_6_load_95 | 152 | 0.009332 | 0.0023388 | 0 | 0 |  | 1 | TRUE | wye
104 | LV_198-21_0_6_load_101 | 154 | 0.0084496 | 0.0021177 | 0 | 0 |  | 1 | TRUE | wye
105 | LV_198-21_0_6_load_115 | 157 | 0.0054665 | 0.00137 | 0 | 0 |  | 1 | TRUE | wye
106 | LV_198-21_0_6_load_118 | 159 | 0.0074643 | 0.0018707 | 0 | 0 |  | 1 | TRUE | wye
107 | LV_198-21_0_6_load_121 | 160 | 0.0096534 | 0.0024194 | 0 | 0 |  | 1 | TRUE | wye
108 | LV_198-21_0_6_load_119 | 161 | 0.0055637 | 0.0013944 | 0 | 0 |  | 1 | TRUE | wye
109 | LV_198-21_0_6_load_97 | 162 | 0.0063253 | 0.0015853 | 0 | 0 |  | 1 | TRUE | wye
110 | LV_198-21_0_6_load_98 | 163 | 0.0051595 | 0.0012931 | 0 | 0 |  | 1 | TRUE | wye
111 | LV_198-21_0_6_load_100 | 164 | 0.00097552 | 0.00024449 | 0 | 0 |  | 1 | TRUE | wye
112 | LV_198-21_0_6_load_274 | 169 | 0.0037913 | 0.00095019 | 0 | 0 |  | 1 | TRUE | wye
113 | LV_198-21_0_6_load_190 | 171 | 0.00028026 | 7.024e-05 | 0 | 0 |  | 1 | TRUE | wye
114 | LV_198-21_0_6_load_108 | 172 | 0.00065009 | 0.00016293 | 0 | 0 |  | 1 | TRUE | wye
115 | LV_198-21_0_6_load_193 | 173 | 0.006425 | 0.0016103 | 0 | 0 |  | 1 | TRUE | wye
116 | LV_198-21_0_6_load_105 | 175 | 0.001072 | 0.00026868 | 0 | 0 |  | 1 | TRUE | wye
117 | LV_198-21_0_6_load_106 | 176 | 0.0023518 | 0.00058943 | 0 | 0 |  | 1 | TRUE | wye
118 | LV_198-21_0_6_load_269 | 178 | 0.0020042 | 0.00050229 | 0 | 0 |  | 1 | TRUE | wye
119 | LV_198-21_0_6_load_249 | 182 | 0.00073333 | 0.00018379 | 0 | 0 |  | 1 | TRUE | wye
120 | LV_198-21_0_6_load_166 | 184 | 0.00040322 | 0.00010106 | 0 | 0 |  | 1 | TRUE | wye
121 | LV_198-21_0_6_load_130 | 187 | 0.003426 | 0.00085864 | 0 | 0 |  | 1 | TRUE | wye
122 | LV_198-21_0_6_load_173 | 188 | 0.0035691 | 0.00089451 | 0 | 0 |  | 1 | TRUE | wye
123 | LV_198-21_0_6_load_131 | 189 | 0.0027239 | 0.00068266 | 0 | 0 |  | 1 | TRUE | wye
124 | LV_198-21_0_6_load_172 | 190 | 0.0028981 | 0.00072634 | 0 | 0 |  | 1 | TRUE | wye
125 | LV_198-21_0_6_load_132 | 191 | 0.0028429 | 0.00071249 | 0 | 0 |  | 1 | TRUE | wye
126 | LV_198-21_0_6_load_133 | 192 | 0.0050878 | 0.0012751 | 0 | 0 |  | 1 | TRUE | wye
127 | LV_198-21_0_6_load_134 | 193 | 0.002144 | 0.00053733 | 0 | 0 |  | 1 | TRUE | wye
128 | LV_198-21_0_6_load_135 | 194 | 0.0015166 | 0.00038009 | 0 | 0 |  | 1 | TRUE | wye
129 | LV_198-21_0_6_load_142 | 195 | 0.00019992 | 5.0105e-05 | 0 | 0 |  | 1 | TRUE | wye
130 | LV_198-21_0_6_load_138 | 197 | 0.00050851 | 0.00012744 | 0 | 0 |  | 1 | TRUE | wye
131 | LV_198-21_0_6_load_140 | 198 | 0.00064112 | 0.00016068 | 0 | 0 |  | 1 | TRUE | wye
132 | LV_198-21_0_6_load_141 | 199 | 0.00081633 | 0.00020459 | 0 | 0 |  | 1 | TRUE | wye
133 | LV_198-21_0_6_load_233 | 200 | 0.00066518 | 0.00016671 | 0 | 0 |  | 1 | TRUE | wye
134 | LV_198-21_0_6_load_234 | 201 | 0.00042227 | 0.00010583 | 0 | 0 |  | 1 | TRUE | wye
135 | LV_198-21_0_6_load_235 | 202 | 0.0010345 | 0.00025928 | 0 | 0 |  | 1 | TRUE | wye
136 | LV_198-21_0_6_load_151 | 204 | 0.0024771 | 0.00062083 | 0 | 0 |  | 1 | TRUE | wye
137 | LV_198-21_0_6_load_152 | 205 | 0.0015941 | 0.00039951 | 0 | 0 |  | 1 | TRUE | wye
138 | LV_198-21_0_6_load_157 | 206 | 0.0016894 | 0.0004234 | 0 | 0 |  | 1 | TRUE | wye
139 | LV_198-21_0_6_load_153 | 208 | 0.0045392 | 0.0011376 | 0 | 0 |  | 1 | TRUE | wye
140 | LV_198-21_0_6_load_154 | 209 | 0.00093099 | 0.00023333 | 0 | 0 |  | 1 | TRUE | wye
141 | LV_198-21_0_6_load_156 | 210 | 0.001509 | 0.00037818 | 0 | 0 |  | 1 | TRUE | wye
142 | LV_198-21_0_6_load_159 | 212 | 0.0030782 | 0.00077147 | 0 | 0 |  | 1 | TRUE | wye
143 | LV_198-21_0_6_load_161 | 214 | 0.0037826 | 0.00094802 | 0 | 0 |  | 1 | TRUE | wye
144 | LV_198-21_0_6_load_168 | 215 | 0.00019378 | 4.8565e-05 | 0 | 0 |  | 1 | TRUE | wye
145 | LV_198-21_0_6_load_160 | 217 | 0.0019036 | 0.00047709 | 0 | 0 |  | 1 | TRUE | wye
146 | LV_198-21_0_6_load_164 | 219 | 0.00051677 | 0.00012952 | 0 | 0 |  | 1 | TRUE | wye
147 | LV_198-21_0_6_load_167 | 220 | 0.00025469 | 6.3832e-05 | 0 | 0 |  | 1 | TRUE | wye
148 | LV_198-21_0_6_load_244 | 221 | 0.00029446 | 7.3799e-05 | 0 | 0 |  | 1 | TRUE | wye
149 | LV_198-21_0_6_load_197 | 222 | 0.00098685 | 0.00024733 | 0 | 0 |  | 1 | TRUE | wye
150 | LV_198-21_0_6_load_245 | 223 | 0.0021201 | 0.00053135 | 0 | 0 |  | 1 | TRUE | wye
151 | LV_198-21_0_6_load_198 | 224 | 0.00054507 | 0.00013661 | 0 | 0 |  | 1 | TRUE | wye
152 | LV_198-21_0_6_load_169 | 225 | 0.002858 | 0.00071629 | 0 | 0 |  | 1 | TRUE | wye
153 | LV_198-21_0_6_load_170 | 226 | 0.0053214 | 0.0013337 | 0 | 0 |  | 1 | TRUE | wye
154 | LV_198-21_0_6_load_171 | 227 | 0.0034023 | 0.00085269 | 0 | 0 |  | 1 | TRUE | wye
155 | LV_198-21_0_6_load_180 | 228 | 0.0014544 | 0.00036451 | 0 | 0 |  | 1 | TRUE | wye
156 | LV_198-21_0_6_load_181 | 229 | 0.0010063 | 0.00025221 | 0 | 0 |  | 1 | TRUE | wye
157 | LV_198-21_0_6_load_189 | 230 | 0.0018062 | 0.00045267 | 0 | 0 |  | 1 | TRUE | wye
158 | LV_198-21_0_6_load_194 | 231 | 0.0016544 | 0.00041463 | 0 | 0 |  | 1 | TRUE | wye
159 | LV_198-21_0_6_load_273 | 233 | 0.00029094 | 7.2917e-05 | 0 | 0 |  | 1 | TRUE | wye
160 | LV_198-21_0_6_load_258 | 235 | 0.00098665 | 0.00024728 | 0 | 0 |  | 1 | TRUE | wye
161 | LV_198-21_0_6_load_275 | 236 | 0.0034879 | 0.00087416 | 0 | 0 |  | 1 | TRUE | wye
162 | LV_198-21_0_6_load_259 | 237 | 0.0011507 | 0.00028839 | 0 | 0 |  | 1 | TRUE | wye
163 | LV_198-21_0_6_load_214 | 238 | 0.00033705 | 8.4472e-05 | 0 | 0 |  | 1 | TRUE | wye
164 | LV_198-21_0_6_load_213 | 239 | 0.00039375 | 9.8683e-05 | 0 | 0 |  | 1 | TRUE | wye
165 | LV_198-21_0_6_load_226 | 240 | 0.00078038 | 0.00019558 | 0 | 0 |  | 1 | TRUE | wye
166 | LV_198-21_0_6_load_221 | 242 | 0.00017428 | 4.368e-05 | 0 | 0 |  | 1 | TRUE | wye
167 | LV_198-21_0_6_load_220 | 243 | 0.00020821 | 5.2182e-05 | 0 | 0 |  | 1 | TRUE | wye
168 | LV_198-21_0_6_load_215 | 244 | 0.0010784 | 0.00027026 | 0 | 0 |  | 1 | TRUE | wye
169 | LV_198-21_0_6_load_216 | 245 | 0.00030562 | 7.6596e-05 | 0 | 0 |  | 1 | TRUE | wye
170 | LV_198-21_0_6_load_217 | 246 | 0.00014952 | 3.7474e-05 | 0 | 0 |  | 1 | TRUE | wye
171 | LV_198-21_0_6_load_218 | 247 | 0.0011689 | 0.00029296 | 0 | 0 |  | 1 | TRUE | wye
172 | LV_198-21_0_6_load_210 | 248 | 0.0010127 | 0.00025382 | 0 | 0 |  | 1 | TRUE | wye
173 | LV_198-21_0_6_load_211 | 249 | 0.0003061 | 7.6716e-05 | 0 | 0 |  | 1 | TRUE | wye
174 | LV_198-21_0_6_load_212 | 250 | 0.0012721 | 0.00031882 | 0 | 0 |  | 1 | TRUE | wye
175 | LV_198-21_0_6_load_219 | 251 | 0.00016689 | 4.1826e-05 | 0 | 0 |  | 1 | TRUE | wye
176 | LV_198-21_0_6_load_222 | 252 | 0.00028426 | 7.1243e-05 | 0 | 0 |  | 1 | TRUE | wye
177 | LV_198-21_0_6_load_224 | 253 | 0.0003815 | 9.5614e-05 | 0 | 0 |  | 1 | TRUE | wye
178 | LV_198-21_0_6_load_271 | 255 | 0.014859 | 0.003724 | 0 | 0 |  | 1 | TRUE | wye
179 | LV_198-21_0_6_load_268 | 256 | 0.00069031 | 0.00017301 | 0 | 0 |  | 1 | TRUE | wye
180 | LV_198-21_0_6_load_246 | 257 | 0.0013062 | 0.00032737 | 0 | 0 |  | 1 | TRUE | wye
181 | LV_198-21_0_6_load_247 | 258 | 0.0022971 | 0.00057571 | 0 | 0 |  | 1 | TRUE | wye
182 | LV_198-21_0_6_load_250 | 259 | 0.0061615 | 0.0015442 | 0 | 0 |  | 1 | TRUE | wye
183 | LV_198-21_0_6_load_257 | 261 | 0.0044077 | 0.0011047 | 0 | 0 |  | 1 | TRUE | wye
184 | LV_198-21_0_6_load_262 | 262 | 0.0041139 | 0.0010311 | 0 | 0 |  | 1 | TRUE | wye
185 | LV_198-21_0_6_load_261 | 263 | 0.0040751 | 0.0010213 | 0 | 0 |  | 1 | TRUE | wye

## ext_grid
| name | bus | vm_pu | va_degree | slack_weight | in_service
0 |  | 21 | 1 | 0 | 1 | TRUE

## line
| name | std_type | from_bus | to_bus | length_km | r_ohm_per_km | x_ohm_per_km | c_nf_per_km | g_us_per_km | max_i_ka | df | parallel | type | in_service
0 | LV_198-21_0_6_line_0 |  | 0 | 1 | 0.0067432 | 0.125 | 0.08 | 261 | 0 | 0.364 | 1 | 1 | cs | TRUE
1 | LV_198-21_0_6_line_1 |  | 0 | 2 | 0.023143 | 0.125 | 0.08 | 261 | 0 | 0.364 | 1 | 1 | cs | TRUE
2 | LV_198-21_0_6_line_2 |  | 1 | 3 | 0.006362 | 0.125 | 0.08 | 261 | 0 | 0.364 | 1 | 1 | cs | TRUE
3 | LV_198-21_0_6_line_3 |  | 1 | 4 | 0.011866 | 0.125 | 0.08 | 261 | 0 | 0.364 | 1 | 1 | cs | TRUE
4 | LV_198-21_0_6_line_4 |  | 3 | 5 | 0.016625 | 0.125 | 0.08 | 261 | 0 | 0.364 | 1 | 2 | cs | TRUE
5 | LV_198-21_0_6_line_5 |  | 3 | 6 | 0.015163 | 0.125 | 0.08 | 261 | 0 | 0.364 | 1 | 1 | cs | TRUE
6 | LV_198-21_0_6_line_6 |  | 4 | 7 | 0.0061998 | 0.125 | 0.08 | 261 | 0 | 0.364 | 1 | 1 | cs | TRUE
7 | LV_198-21_0_6_line_7 |  | 5 | 8 | 0.0019498 | 0.125 | 0.08 | 261 | 0 | 0.364 | 1 | 5 | cs | TRUE
8 | LV_198-21_0_6_line_8 |  | 6 | 9 | 0.0010888 | 0.125 | 0.08 | 261 | 0 | 0.364 | 1 | 1 | cs | TRUE
9 | LV_198-21_0_6_line_9 |  | 7 | 10 | 0.0053598 | 0.125 | 0.08 | 261 | 0 | 0.364 | 1 | 1 | cs | TRUE
10 | LV_198-21_0_6_line_10 |  | 8 | 11 | 0.017733 | 0.125 | 0.08 | 261 | 0 | 0.364 | 1 | 5 | cs | TRUE
11 | LV_198-21_0_6_line_11 |  | 9 | 12 | 0.011453 | 0.125 | 0.08 | 261 | 0 | 0.364 | 1 | 1 | cs | TRUE
12 | LV_198-21_0_6_line_12 |  | 10 | 13 | 0.0095402 | 0.125 | 0.08 | 261 | 0 | 0.364 | 1 | 1 | cs | TRUE
13 | LV_198-21_0_6_line_13 |  | 11 | 261 | 0.015238 | 0.125 | 0.08 | 261 | 0 | 0.364 | 1 | 1 | cs | TRUE
14 | LV_198-21_0_6_line_14 |  | 11 | 33 | 0.004878 | 0.125 | 0.08 | 261 | 0 | 0.364 | 1 | 5 | cs | TRUE
15 | LV_198-21_0_6_line_15 |  | 12 | 137 | 0.0021992 | 0.125 | 0.08 | 261 | 0 | 0.364 | 1 | 1 | cs | TRUE
16 | LV_198-21_0_6_line_16 |  | 12 | 138 | 0.0098855 | 0.125 | 0.08 | 261 | 0 | 0.364 | 1 | 1 | cs | TRUE
17 | LV_198-21_0_6_line_17 |  | 13 | 128 | 0.015076 | 0.125 | 0.08 | 261 | 0 | 0.364 | 1 | 1 | cs | TRUE
18 | LV_198-21_0_6_line_18 |  | 13 | 20 | 0.016912 | 0.125 | 0.08 | 261 | 0 | 0.364 | 1 | 1 | cs | TRUE
19 | LV_198-21_0_6_line_19 |  | 14 | 15 | 0.0087454 | 0.125 | 0.08 | 261 | 0 | 0.364 | 1 | 1 | cs | TRUE
20 | LV_198-21_0_6_line_20 |  | 14 | 16 | 0.016504 | 0.125 | 0.08 | 261 | 0 | 0.364 | 1 | 1 | cs | TRUE
21 | LV_198-21_0_6_line_21 |  | 15 | 17 | 0.0029618 | 0.125 | 0.08 | 261 | 0 | 0.364 | 1 | 1 | cs | TRUE
22 | LV_198-21_0_6_line_22 |  | 16 | 18 | 0.005792 | 0.125 | 0.08 | 261 | 0 | 0.364 | 1 | 1 | cs | TRUE
23 | LV_198-21_0_6_line_23 |  | 17 | 19 | 0.021983 | 0.125 | 0.08 | 261 | 0 | 0.364 | 1 | 1 | cs | TRUE
24 | LV_198-21_0_6_line_24 |  | 19 | 20 | 0.017326 | 0.125 | 0.08 | 261 | 0 | 0.364 | 1 | 1 | cs | TRUE
25 | LV_198-21_0_6_line_25 |  | 21 | 22 | 0.013079 | 0.125 | 0.08 | 261 | 0 | 0.364 | 1 | 1 | cs | TRUE
26 | LV_198-21_0_6_line_26 |  | 21 | 23 | 0.028509 | 0.125 | 0.08 | 261 | 0 | 0.364 | 1 | 5 | cs | TRUE
27 | LV_198-21_0_6_line_27 |  | 23 | 24 | 0.016611 | 0.125 | 0.08 | 261 | 0 | 0.364 | 1 | 5 | cs | TRUE
28 | LV_198-21_0_6_line_28 |  | 23 | 25 | 0.012228 | 0.125 | 0.08 | 261 | 0 | 0.364 | 1 | 1 | cs | TRUE
29 | LV_198-21_0_6_line_29 |  | 24 | 29 | 0.0061555 | 0.125 | 0.08 | 261 | 0 | 0.364 | 1 | 5 | cs | TRUE
30 | LV_198-21_0_6_line_30 |  | 26 | 27 | 0.007687 | 0.125 | 0.08 | 261 | 0 | 0.364 | 1 | 5 | cs | TRUE
31 | LV_198-21_0_6_line_31 |  | 26 | 28 | 0.012768 | 0.125 | 0.08 | 261 | 0 | 0.364 | 1 | 5 | cs | TRUE
32 | LV_198-21_0_6_line_32 |  | 27 | 30 | 0.0115 | 0.125 | 0.08 | 261 | 0 | 0.364 | 1 | 5 | cs | TRUE
33 | LV_198-21_0_6_line_33 |  | 27 | 31 | 0.014454 | 0.125 | 0.08 | 261 | 0 | 0.364 | 1 | 1 | cs | TRUE
34 | LV_198-21_0_6_line_34 |  | 28 | 32 | 0.012008 | 0.125 | 0.08 | 261 | 0 | 0.364 | 1 | 5 | cs | TRUE
35 | LV_198-21_0_6_line_35 |  | 29 | 33 | 0.013808 | 0.125 | 0.08 | 261 | 0 | 0.364 | 1 | 5 | cs | TRUE
36 | LV_198-21_0_6_line_36 |  | 30 | 34 | 0.0040621 | 0.125 | 0.08 | 261 | 0 | 0.364 | 1 | 5 | cs | TRUE
37 | LV_198-21_0_6_line_37 |  | 31 | 35 | 0.014098 | 0.125 | 0.08 | 261 | 0 | 0.364 | 1 | 1 | cs | TRUE
38 | LV_198-21_0_6_line_38 |  | 32 | 36 | 0.010515 | 0.125 | 0.08 | 261 | 0 | 0.364 | 1 | 5 | cs | TRUE
39 | LV_198-21_0_6_line_39 |  | 32 | 37 | 0.0053061 | 0.125 | 0.08 | 261 | 0 | 0.364 | 1 | 1 | cs | TRUE
40 | LV_198-21_0_6_line_40 |  | 33 | 41 | 0.019851 | 0.125 | 0.08 | 261 | 0 | 0.364 | 1 | 5 | cs | TRUE
41 | LV_198-21_0_6_line_41 |  | 34 | 42 | 0.012564 | 0.125 | 0.08 | 261 | 0 | 0.364 | 1 | 5 | cs | TRUE
42 | LV_198-21_0_6_line_42 |  | 35 | 43 | 0.0091118 | 0.125 | 0.08 | 261 | 0 | 0.364 | 1 | 1 | cs | TRUE
43 | LV_198-21_0_6_line_43 |  | 36 | 41 | 0.00089555 | 0.125 | 0.08 | 261 | 0 | 0.364 | 1 | 5 | cs | TRUE
44 | LV_198-21_0_6_line_44 |  | 37 | 44 | 0.0059832 | 0.125 | 0.08 | 261 | 0 | 0.364 | 1 | 1 | cs | TRUE
45 | LV_198-21_0_6_line_45 |  | 38 | 39 | 0.017853 | 0.125 | 0.08 | 261 | 0 | 0.364 | 1 | 1 | cs | TRUE
46 | LV_198-21_0_6_line_46 |  | 38 | 40 | 0.0045807 | 0.125 | 0.08 | 261 | 0 | 0.364 | 1 | 1 | cs | TRUE
47 | LV_198-21_0_6_line_47 |  | 39 | 127 | 0.012427 | 0.125 | 0.08 | 261 | 0 | 0.364 | 1 | 1 | cs | TRUE
48 | LV_198-21_0_6_line_48 |  | 40 | 46 | 0.026777 | 0.125 | 0.08 | 261 | 0 | 0.364 | 1 | 1 | cs | TRUE
49 | LV_198-21_0_6_line_49 |  | 42 | 106 | 0.035232 | 0.125 | 0.08 | 261 | 0 | 0.364 | 1 | 5 | cs | TRUE
50 | LV_198-21_0_6_line_50 |  | 43 | 135 | 0.0061533 | 0.125 | 0.08 | 261 | 0 | 0.364 | 1 | 1 | cs | TRUE
51 | LV_198-21_0_6_line_51 |  | 44 | 147 | 0.0020536 | 0.125 | 0.08 | 261 | 0 | 0.364 | 1 | 1 | cs | TRUE
52 | LV_198-21_0_6_line_52 |  | 45 | 46 | 0.016259 | 0.125 | 0.08 | 261 | 0 | 0.364 | 1 | 5 | cs | TRUE
53 | LV_198-21_0_6_line_53 |  | 45 | 47 | 0.034589 | 0.125 | 0.08 | 261 | 0 | 0.364 | 1 | 5 | cs | TRUE
54 | LV_198-21_0_6_line_54 |  | 46 | 48 | 0.01947 | 0.125 | 0.08 | 261 | 0 | 0.364 | 1 | 5 | cs | TRUE
55 | LV_198-21_0_6_line_55 |  | 47 | 49 | 0.046915 | 0.125 | 0.08 | 261 | 0 | 0.364 | 1 | 5 | cs | TRUE
56 | LV_198-21_0_6_line_56 |  | 48 | 50 | 0.010305 | 0.125 | 0.08 | 261 | 0 | 0.364 | 1 | 5 | cs | TRUE
57 | LV_198-21_0_6_line_57 |  | 49 | 60 | 0.011498 | 0.125 | 0.08 | 261 | 0 | 0.364 | 1 | 5 | cs | TRUE
58 | LV_198-21_0_6_line_58 |  | 49 | 74 | 0.016088 | 0.125 | 0.08 | 261 | 0 | 0.364 | 1 | 1 | cs | TRUE
59 | LV_198-21_0_6_line_59 |  | 50 | 82 | 0.016992 | 0.125 | 0.08 | 261 | 0 | 0.364 | 1 | 5 | cs | TRUE
60 | LV_198-21_0_6_line_60 |  | 50 | 86 | 0.009918 | 0.125 | 0.08 | 261 | 0 | 0.364 | 1 | 1 | cs | TRUE
61 | LV_198-21_0_6_line_61 |  | 51 | 52 | 0.0017252 | 0.125 | 0.08 | 261 | 0 | 0.364 | 1 | 1 | cs | TRUE
62 | LV_198-21_0_6_line_62 |  | 51 | 53 | 0.020791 | 0.125 | 0.08 | 261 | 0 | 0.364 | 1 | 1 | cs | TRUE
63 | LV_198-21_0_6_line_63 |  | 51 | 54 | 0.014456 | 0.125 | 0.08 | 261 | 0 | 0.364 | 1 | 1 | cs | TRUE
64 | LV_198-21_0_6_line_64 |  | 53 | 103 | 0.026066 | 0.125 | 0.08 | 261 | 0 | 0.364 | 1 | 1 | cs | TRUE
65 | LV_198-21_0_6_line_65 |  | 53 | 72 | 0.016416 | 0.125 | 0.08 | 261 | 0 | 0.364 | 1 | 1 | cs | TRUE
66 | LV_198-21_0_6_line_66 |  | 54 | 61 | 0.013446 | 0.125 | 0.08 | 261 | 0 | 0.364 | 1 | 1 | cs | TRUE
67 | LV_198-21_0_6_line_67 |  | 55 | 56 | 0.005478 | 0.125 | 0.08 | 261 | 0 | 0.364 | 1 | 1 | cs | TRUE
68 | LV_198-21_0_6_line_68 |  | 55 | 57 | 0.014152 | 0.125 | 0.08 | 261 | 0 | 0.364 | 1 | 1 | cs | TRUE
69 | LV_198-21_0_6_line_69 |  | 55 | 58 | 0.023924 | 0.125 | 0.08 | 261 | 0 | 0.364 | 1 | 1 | cs | TRUE
70 | LV_198-21_0_6_line_70 |  | 56 | 100 | 0.028771 | 0.125 | 0.08 | 261 | 0 | 0.364 | 1 | 1 | cs | TRUE
71 | LV_198-21_0_6_line_71 |  | 57 | 78 | 0.0019699 | 0.125 | 0.08 | 261 | 0 | 0.364 | 1 | 1 | cs | TRUE
72 | LV_198-21_0_6_line_72 |  | 57 | 79 | 0.0035453 | 0.125 | 0.08 | 261 | 0 | 0.364 | 1 | 1 | cs | TRUE
73 | LV_198-21_0_6_line_73 |  | 58 | 105 | 0.0065996 | 0.125 | 0.08 | 261 | 0 | 0.364 | 1 | 1 | cs | TRUE
74 | LV_198-21_0_6_line_74 |  | 59 | 60 | 0.016109 | 0.125 | 0.08 | 261 | 0 | 0.364 | 1 | 5 | cs | TRUE
75 | LV_198-21_0_6_line_75 |  | 59 | 61 | 0.015155 | 0.125 | 0.08 | 261 | 0 | 0.364 | 1 | 1 | cs | TRUE
76 | LV_198-21_0_6_line_76 |  | 59 | 62 | 0.019042 | 0.125 | 0.08 | 261 | 0 | 0.364 | 1 | 5 | cs | TRUE
77 | LV_198-21_0_6_line_77 |  | 62 | 106 | 0.01747 | 0.125 | 0.08 | 261 | 0 | 0.364 | 1 | 5 | cs | TRUE
78 | LV_198-21_0_6_line_78 |  | 63 | 64 | 0.01195 | 0.125 | 0.08 | 261 | 0 | 0.364 | 1 | 1 | cs | TRUE
79 | LV_198-21_0_6_line_79 |  | 63 | 65 | 0.012036 | 0.125 | 0.08 | 261 | 0 | 0.364 | 1 | 1 | cs | TRUE
80 | LV_198-21_0_6_line_80 |  | 64 | 107 | 0.0052197 | 0.125 | 0.08 | 261 | 0 | 0.364 | 1 | 1 | cs | TRUE
81 | LV_198-21_0_6_line_81 |  | 65 | 87 | 0.012468 | 0.125 | 0.08 | 261 | 0 | 0.364 | 1 | 1 | cs | TRUE
82 | LV_198-21_0_6_line_82 |  | 66 | 67 | 0.023854 | 0.125 | 0.08 | 261 | 0 | 0.364 | 1 | 2 | cs | TRUE
83 | LV_198-21_0_6_line_83 |  | 66 | 68 | 0.079262 | 0.125 | 0.08 | 261 | 0 | 0.364 | 1 | 5 | cs | TRUE
84 | LV_198-21_0_6_line_84 |  | 67 | 108 | 0.039633 | 0.125 | 0.08 | 261 | 0 | 0.364 | 1 | 1 | cs | TRUE
85 | LV_198-21_0_6_line_85 |  | 68 | 69 | 0.024035 | 0.125 | 0.08 | 261 | 0 | 0.364 | 1 | 1 | cs | TRUE
86 | LV_198-21_0_6_line_86 |  | 68 | 70 | 0.082849 | 0.125 | 0.08 | 261 | 0 | 0.364 | 1 | 5 | cs | TRUE
87 | LV_198-21_0_6_line_87 |  | 69 | 104 | 0.046412 | 0.125 | 0.08 | 261 | 0 | 0.364 | 1 | 1 | cs | TRUE
88 | LV_198-21_0_6_line_88 |  | 70 | 98 | 0.037953 | 0.125 | 0.08 | 261 | 0 | 0.364 | 1 | 5 | cs | TRUE
89 | LV_198-21_0_6_line_89 |  | 71 | 72 | 0.033882 | 0.125 | 0.08 | 261 | 0 | 0.364 | 1 | 1 | cs | TRUE
90 | LV_198-21_0_6_line_90 |  | 71 | 73 | 0.074376 | 0.125 | 0.08 | 261 | 0 | 0.364 | 1 | 1 | cs | TRUE
91 | LV_198-21_0_6_line_91 |  | 72 | 77 | 0.02198 | 0.125 | 0.08 | 261 | 0 | 0.364 | 1 | 1 | cs | TRUE
92 | LV_198-21_0_6_line_92 |  | 74 | 75 | 0.017262 | 0.125 | 0.08 | 261 | 0 | 0.364 | 1 | 1 | cs | TRUE
93 | LV_198-21_0_6_line_93 |  | 74 | 76 | 0.025946 | 0.125 | 0.08 | 261 | 0 | 0.364 | 1 | 1 | cs | TRUE
94 | LV_198-21_0_6_line_94 |  | 75 | 80 | 0.022199 | 0.125 | 0.08 | 261 | 0 | 0.364 | 1 | 1 | cs | TRUE
95 | LV_198-21_0_6_line_95 |  | 80 | 81 | 0.0095091 | 0.125 | 0.08 | 261 | 0 | 0.364 | 1 | 1 | cs | TRUE
96 | LV_198-21_0_6_line_96 |  | 81 | 117 | 0.017024 | 0.125 | 0.08 | 261 | 0 | 0.364 | 1 | 1 | cs | TRUE
97 | LV_198-21_0_6_line_97 |  | 82 | 83 | 0.024645 | 0.125 | 0.08 | 261 | 0 | 0.364 | 1 | 5 | cs | TRUE
98 | LV_198-21_0_6_line_98 |  | 83 | 93 | 0.01595 | 0.125 | 0.08 | 261 | 0 | 0.364 | 1 | 5 | cs | TRUE
99 | LV_198-21_0_6_line_99 |  | 84 | 85 | 0.023419 | 0.125 | 0.08 | 261 | 0 | 0.364 | 1 | 1 | cs | TRUE
100 | LV_198-21_0_6_line_100 |  | 84 | 86 | 0.013818 | 0.125 | 0.08 | 261 | 0 | 0.364 | 1 | 1 | cs | TRUE
101 | LV_198-21_0_6_line_101 |  | 84 | 87 | 0.008512 | 0.125 | 0.08 | 261 | 0 | 0.364 | 1 | 1 | cs | TRUE
102 | LV_198-21_0_6_line_102 |  | 85 | 118 | 0.008742 | 0.125 | 0.08 | 261 | 0 | 0.364 | 1 | 1 | cs | TRUE
103 | LV_198-21_0_6_line_103 |  | 86 | 92 | 0.0079025 | 0.125 | 0.08 | 261 | 0 | 0.364 | 1 | 1 | cs | TRUE
104 | LV_198-21_0_6_line_104 |  | 87 | 95 | 0.025233 | 0.125 | 0.08 | 261 | 0 | 0.364 | 1 | 1 | cs | TRUE
105 | LV_198-21_0_6_line_105 |  | 88 | 89 | 0.0064676 | 0.125 | 0.08 | 261 | 0 | 0.364 | 1 | 1 | cs | TRUE
106 | LV_198-21_0_6_line_106 |  | 88 | 90 | 0.01354 | 0.125 | 0.08 | 261 | 0 | 0.364 | 1 | 1 | cs | TRUE
107 | LV_198-21_0_6_line_107 |  | 88 | 91 | 0.01616 | 0.125 | 0.08 | 261 | 0 | 0.364 | 1 | 1 | cs | TRUE
108 | LV_198-21_0_6_line_108 |  | 89 | 119 | 0.0095668 | 0.125 | 0.08 | 261 | 0 | 0.364 | 1 | 1 | cs | TRUE
109 | LV_198-21_0_6_line_109 |  | 90 | 99 | 0.009591 | 0.125 | 0.08 | 261 | 0 | 0.364 | 1 | 5 | cs | TRUE
110 | LV_198-21_0_6_line_110 |  | 90 | 94 | 0.036032 | 0.125 | 0.08 | 261 | 0 | 0.364 | 1 | 5 | cs | TRUE
111 | LV_198-21_0_6_line_111 |  | 91 | 105 | 0.0076357 | 0.125 | 0.08 | 261 | 0 | 0.364 | 1 | 1 | cs | TRUE
112 | LV_198-21_0_6_line_112 |  | 93 | 94 | 0.02495 | 0.125 | 0.08 | 261 | 0 | 0.364 | 1 | 5 | cs | TRUE
113 | LV_198-21_0_6_line_113 |  | 95 | 120 | 0.01243 | 0.125 | 0.08 | 261 | 0 | 0.364 | 1 | 1 | cs | TRUE
114 | LV_198-21_0_6_line_114 |  | 96 | 97 | 0.027312 | 0.125 | 0.08 | 261 | 0 | 0.364 | 1 | 5 | cs | TRUE
115 | LV_198-21_0_6_line_115 |  | 96 | 98 | 0.013753 | 0.125 | 0.08 | 261 | 0 | 0.364 | 1 | 5 | cs | TRUE
116 | LV_198-21_0_6_line_116 |  | 97 | 102 | 0.37113 | 0.125 | 0.08 | 261 | 0 | 0.364 | 1 | 5 | cs | TRUE
117 | LV_198-21_0_6_line_117 |  | 99 | 122 | 0.020112 | 0.125 | 0.08 | 261 | 0 | 0.364 | 1 | 5 | cs | TRUE
118 | LV_198-21_0_6_line_118 |  | 99 | 123 | 0.024788 | 0.125 | 0.08 | 261 | 0 | 0.364 | 1 | 1 | cs | TRUE
119 | LV_198-21_0_6_line_119 |  | 100 | 101 | 0.024614 | 0.125 | 0.08 | 261 | 0 | 0.364 | 1 | 1 | cs | TRUE
120 | LV_198-21_0_6_line_120 |  | 101 | 121 | 0.0098966 | 0.125 | 0.08 | 261 | 0 | 0.364 | 1 | 1 | cs | TRUE
121 | LV_198-21_0_6_line_121 |  | 102 | 124 | 0.055806 | 0.125 | 0.08 | 261 | 0 | 0.364 | 1 | 5 | cs | TRUE
122 | LV_198-21_0_6_line_122 |  | 106 | 157 | 0.013391 | 0.125 | 0.08 | 261 | 0 | 0.364 | 1 | 1 | cs | TRUE
123 | LV_198-21_0_6_line_123 |  | 107 | 187 | 0.018612 | 0.125 | 0.08 | 261 | 0 | 0.364 | 1 | 1 | cs | TRUE
124 | LV_198-21_0_6_line_124 |  | 109 | 110 | 0.018924 | 0.125 | 0.08 | 261 | 0 | 0.364 | 1 | 1 | cs | TRUE
125 | LV_198-21_0_6_line_125 |  | 109 | 111 | 0.25102 | 0.125 | 0.08 | 261 | 0 | 0.364 | 1 | 1 | cs | TRUE
126 | LV_198-21_0_6_line_126 |  | 109 | 112 | 0.037215 | 0.125 | 0.08 | 261 | 0 | 0.364 | 1 | 1 | cs | TRUE
127 | LV_198-21_0_6_line_127 |  | 110 | 230 | 0.023609 | 0.125 | 0.08 | 261 | 0 | 0.364 | 1 | 1 | cs | TRUE
128 | LV_198-21_0_6_line_128 |  | 111 | 116 | 0.023647 | 0.125 | 0.08 | 261 | 0 | 0.364 | 1 | 1 | cs | TRUE
129 | LV_198-21_0_6_line_129 |  | 111 | 113 | 0.005304 | 0.125 | 0.08 | 261 | 0 | 0.364 | 1 | 1 | cs | TRUE
130 | LV_198-21_0_6_line_130 |  | 112 | 199 | 0.020991 | 0.125 | 0.08 | 261 | 0 | 0.364 | 1 | 1 | cs | TRUE
131 | LV_198-21_0_6_line_131 |  | 113 | 114 | 0.02843 | 0.125 | 0.08 | 261 | 0 | 0.364 | 1 | 1 | cs | TRUE
132 | LV_198-21_0_6_line_132 |  | 113 | 115 | 0.050044 | 0.125 | 0.08 | 261 | 0 | 0.364 | 1 | 1 | cs | TRUE
133 | LV_198-21_0_6_line_133 |  | 116 | 202 | 0.026436 | 0.125 | 0.08 | 261 | 0 | 0.364 | 1 | 1 | cs | TRUE
134 | LV_198-21_0_6_line_134 |  | 117 | 197 | 0.011304 | 0.125 | 0.08 | 261 | 0 | 0.364 | 1 | 1 | cs | TRUE
135 | LV_198-21_0_6_line_135 |  | 119 | 228 | 0.018027 | 0.125 | 0.08 | 261 | 0 | 0.364 | 1 | 1 | cs | TRUE
136 | LV_198-21_0_6_line_136 |  | 120 | 188 | 0.0087524 | 0.125 | 0.08 | 261 | 0 | 0.364 | 1 | 1 | cs | TRUE
137 | LV_198-21_0_6_line_137 |  | 122 | 134 | 0.023488 | 0.125 | 0.08 | 261 | 0 | 0.364 | 1 | 5 | cs | TRUE
138 | LV_198-21_0_6_line_138 |  | 124 | 244 | 0.032721 | 0.125 | 0.08 | 261 | 0 | 0.364 | 1 | 1 | cs | TRUE
139 | LV_198-21_0_6_line_139 |  | 124 | 245 | 0.0036252 | 0.125 | 0.08 | 261 | 0 | 0.364 | 1 | 5 | cs | TRUE
140 | LV_198-21_0_6_line_140 |  | 125 | 126 | 0.020386 | 0.125 | 0.08 | 261 | 0 | 0.364 | 1 | 1 | cs | TRUE
141 | LV_198-21_0_6_line_141 |  | 126 | 165 | 0.12992 | 0.125 | 0.08 | 261 | 0 | 0.364 | 1 | 1 | cs | TRUE
142 | LV_198-21_0_6_line_142 |  | 127 | 129 | 0.020796 | 0.125 | 0.08 | 261 | 0 | 0.364 | 1 | 1 | cs | TRUE
143 | LV_198-21_0_6_line_143 |  | 128 | 260 | 0.012433 | 0.125 | 0.08 | 261 | 0 | 0.364 | 1 | 1 | cs | TRUE
144 | LV_198-21_0_6_line_144 |  | 129 | 130 | 0.014955 | 0.125 | 0.08 | 261 | 0 | 0.364 | 1 | 1 | cs | TRUE
145 | LV_198-21_0_6_line_145 |  | 130 | 131 | 0.0041698 | 0.125 | 0.08 | 261 | 0 | 0.364 | 1 | 1 | cs | TRUE
146 | LV_198-21_0_6_line_146 |  | 131 | 132 | 0.0036123 | 0.125 | 0.08 | 261 | 0 | 0.364 | 1 | 1 | cs | TRUE
147 | LV_198-21_0_6_line_147 |  | 132 | 133 | 0.0075011 | 0.125 | 0.08 | 261 | 0 | 0.364 | 1 | 1 | cs | TRUE
148 | LV_198-21_0_6_line_148 |  | 134 | 203 | 0.011827 | 0.125 | 0.08 | 261 | 0 | 0.364 | 1 | 5 | cs | TRUE
149 | LV_198-21_0_6_line_149 |  | 135 | 136 | 0.012661 | 0.125 | 0.08 | 261 | 0 | 0.364 | 1 | 1 | cs | TRUE
150 | LV_198-21_0_6_line_150 |  | 137 | 139 | 0.0060394 | 0.125 | 0.08 | 261 | 0 | 0.364 | 1 | 1 | cs | TRUE
151 | LV_198-21_0_6_line_151 |  | 138 | 140 | 0.0059219 | 0.125 | 0.08 | 261 | 0 | 0.364 | 1 | 1 | cs | TRUE
152 | LV_198-21_0_6_line_152 |  | 139 | 141 | 0.0060102 | 0.125 | 0.08 | 261 | 0 | 0.364 | 1 | 1 | cs | TRUE
153 | LV_198-21_0_6_line_153 |  | 140 | 142 | 0.00064285 | 0.125 | 0.08 | 261 | 0 | 0.364 | 1 | 1 | cs | TRUE
154 | LV_198-21_0_6_line_154 |  | 141 | 143 | 0.0031117 | 0.125 | 0.08 | 261 | 0 | 0.364 | 1 | 1 | cs | TRUE
155 | LV_198-21_0_6_line_155 |  | 142 | 144 | 0.0054907 | 0.125 | 0.08 | 261 | 0 | 0.364 | 1 | 1 | cs | TRUE
156 | LV_198-21_0_6_line_156 |  | 143 | 263 | 0.002937 | 0.125 | 0.08 | 261 | 0 | 0.364 | 1 | 1 | cs | TRUE
157 | LV_198-21_0_6_line_157 |  | 145 | 146 | 0.0017929 | 0.125 | 0.08 | 261 | 0 | 0.364 | 1 | 1 | cs | TRUE
158 | LV_198-21_0_6_line_158 |  | 146 | 147 | 0.0041379 | 0.125 | 0.08 | 261 | 0 | 0.364 | 1 | 1 | cs | TRUE
159 | LV_198-21_0_6_line_159 |  | 148 | 149 | 0.019848 | 0.125 | 0.08 | 261 | 0 | 0.364 | 1 | 1 | cs | TRUE
160 | LV_198-21_0_6_line_160 |  | 149 | 150 | 0.015968 | 0.125 | 0.08 | 261 | 0 | 0.364 | 1 | 1 | cs | TRUE
161 | LV_198-21_0_6_line_161 |  | 149 | 151 | 0.0084026 | 0.125 | 0.08 | 261 | 0 | 0.364 | 1 | 1 | cs | TRUE
162 | LV_198-21_0_6_line_162 |  | 150 | 152 | 0.015898 | 0.125 | 0.08 | 261 | 0 | 0.364 | 1 | 1 | cs | TRUE
163 | LV_198-21_0_6_line_163 |  | 151 | 153 | 0.024332 | 0.125 | 0.08 | 261 | 0 | 0.364 | 1 | 1 | cs | TRUE
164 | LV_198-21_0_6_line_164 |  | 153 | 154 | 0.033653 | 0.125 | 0.08 | 261 | 0 | 0.364 | 1 | 1 | cs | TRUE
165 | LV_198-21_0_6_line_165 |  | 153 | 155 | 0.022315 | 0.125 | 0.08 | 261 | 0 | 0.364 | 1 | 1 | cs | TRUE
166 | LV_198-21_0_6_line_166 |  | 154 | 156 | 0.025999 | 0.125 | 0.08 | 261 | 0 | 0.364 | 1 | 1 | cs | TRUE
167 | LV_198-21_0_6_line_167 |  | 155 | 160 | 0.0058935 | 0.125 | 0.08 | 261 | 0 | 0.364 | 1 | 1 | cs | TRUE
168 | LV_198-21_0_6_line_168 |  | 155 | 161 | 0.015783 | 0.125 | 0.08 | 261 | 0 | 0.364 | 1 | 1 | cs | TRUE
169 | LV_198-21_0_6_line_169 |  | 156 | 165 | 0.092303 | 0.125 | 0.08 | 261 | 0 | 0.364 | 1 | 1 | cs | TRUE
170 | LV_198-21_0_6_line_170 |  | 157 | 158 | 0.014666 | 0.125 | 0.08 | 261 | 0 | 0.364 | 1 | 1 | cs | TRUE
171 | LV_198-21_0_6_line_171 |  | 158 | 159 | 0.018799 | 0.125 | 0.08 | 261 | 0 | 0.364 | 1 | 1 | cs | TRUE
172 | LV_198-21_0_6_line_172 |  | 159 | 161 | 0.0032962 | 0.125 | 0.08 | 261 | 0 | 0.364 | 1 | 1 | cs | TRUE
173 | LV_198-21_0_6_line_173 |  | 162 | 163 | 0.015601 | 0.125 | 0.08 | 261 | 0 | 0.364 | 1 | 1 | cs | TRUE
174 | LV_198-21_0_6_line_174 |  | 163 | 164 | 0.025714 | 0.125 | 0.08 | 261 | 0 | 0.364 | 1 | 1 | cs | TRUE
175 | LV_198-21_0_6_line_175 |  | 164 | 166 | 0.021918 | 0.125 | 0.08 | 261 | 0 | 0.364 | 1 | 1 | cs | TRUE
176 | LV_198-21_0_6_line_176 |  | 166 | 167 | 0.009175 | 0.125 | 0.08 | 261 | 0 | 0.364 | 1 | 1 | cs | TRUE
177 | LV_198-21_0_6_line_177 |  | 167 | 173 | 0.022874 | 0.125 | 0.08 | 261 | 0 | 0.364 | 1 | 1 | cs | TRUE
178 | LV_198-21_0_6_line_178 |  | 167 | 174 | 0.009434 | 0.125 | 0.08 | 261 | 0 | 0.364 | 1 | 1 | cs | TRUE
179 | LV_198-21_0_6_line_179 |  | 168 | 169 | 0.054901 | 0.125 | 0.08 | 261 | 0 | 0.364 | 1 | 1 | cs | TRUE
180 | LV_198-21_0_6_line_180 |  | 168 | 170 | 0.23322 | 0.125 | 0.08 | 261 | 0 | 0.364 | 1 | 1 | cs | TRUE
181 | LV_198-21_0_6_line_181 |  | 169 | 236 | 0.00054906 | 0.125 | 0.08 | 261 | 0 | 0.364 | 1 | 1 | cs | TRUE
182 | LV_198-21_0_6_line_182 |  | 170 | 171 | 0.042541 | 0.125 | 0.08 | 261 | 0 | 0.364 | 1 | 1 | cs | TRUE
183 | LV_198-21_0_6_line_183 |  | 170 | 172 | 0.013548 | 0.125 | 0.08 | 261 | 0 | 0.364 | 1 | 1 | cs | TRUE
184 | LV_198-21_0_6_line_184 |  | 171 | 174 | 0.016019 | 0.125 | 0.08 | 261 | 0 | 0.364 | 1 | 1 | cs | TRUE
185 | LV_198-21_0_6_line_185 |  | 172 | 176 | 0.017188 | 0.125 | 0.08 | 261 | 0 | 0.364 | 1 | 1 | cs | TRUE
186 | LV_198-21_0_6_line_186 |  | 173 | 235 | 0.031456 | 0.125 | 0.08 | 261 | 0 | 0.364 | 1 | 1 | cs | TRUE
187 | LV_198-21_0_6_line_187 |  | 174 | 177 | 0.19443 | 0.125 | 0.08 | 261 | 0 | 0.364 | 1 | 1 | cs | TRUE
188 | LV_198-21_0_6_line_188 |  | 175 | 176 | 0.010633 | 0.125 | 0.08 | 261 | 0 | 0.364 | 1 | 1 | cs | TRUE
189 | LV_198-21_0_6_line_189 |  | 177 | 178 | 0.0066068 | 0.125 | 0.08 | 261 | 0 | 0.364 | 1 | 1 | cs | TRUE
190 | LV_198-21_0_6_line_190 |  | 178 | 179 | 0.0096371 | 0.125 | 0.08 | 261 | 0 | 0.364 | 1 | 1 | cs | TRUE
191 | LV_198-21_0_6_line_191 |  | 179 | 180 | 0.013624 | 0.125 | 0.08 | 261 | 0 | 0.364 | 1 | 1 | cs | TRUE
192 | LV_198-21_0_6_line_192 |  | 180 | 255 | 0.006811 | 0.125 | 0.08 | 261 | 0 | 0.364 | 1 | 1 | cs | TRUE
193 | LV_198-21_0_6_line_193 |  | 180 | 181 | 0.028862 | 0.125 | 0.08 | 261 | 0 | 0.364 | 1 | 1 | cs | TRUE
194 | LV_198-21_0_6_line_194 |  | 181 | 182 | 0.029435 | 0.125 | 0.08 | 261 | 0 | 0.364 | 1 | 1 | cs | TRUE
195 | LV_198-21_0_6_line_195 |  | 182 | 254 | 0.0080773 | 0.125 | 0.08 | 261 | 0 | 0.364 | 1 | 1 | cs | TRUE
196 | LV_198-21_0_6_line_196 |  | 183 | 184 | 0.052464 | 0.125 | 0.08 | 261 | 0 | 0.364 | 1 | 5 | cs | TRUE
197 | LV_198-21_0_6_line_197 |  | 183 | 185 | 0.023912 | 0.125 | 0.08 | 261 | 0 | 0.364 | 1 | 1 | cs | TRUE
198 | LV_198-21_0_6_line_198 |  | 183 | 186 | 0.05008 | 0.125 | 0.08 | 261 | 0 | 0.364 | 1 | 5 | cs | TRUE
199 | LV_198-21_0_6_line_199 |  | 184 | 216 | 0.17253 | 0.125 | 0.08 | 261 | 0 | 0.364 | 1 | 5 | cs | TRUE
200 | LV_198-21_0_6_line_200 |  | 185 | 238 | 0.013905 | 0.125 | 0.08 | 261 | 0 | 0.364 | 1 | 1 | cs | TRUE
201 | LV_198-21_0_6_line_201 |  | 186 | 240 | 0.037951 | 0.125 | 0.08 | 261 | 0 | 0.364 | 1 | 1 | cs | TRUE
202 | LV_198-21_0_6_line_202 |  | 186 | 241 | 0.028437 | 0.125 | 0.08 | 261 | 0 | 0.364 | 1 | 5 | cs | TRUE
203 | LV_198-21_0_6_line_203 |  | 187 | 189 | 0.0025231 | 0.125 | 0.08 | 261 | 0 | 0.364 | 1 | 1 | cs | TRUE
204 | LV_198-21_0_6_line_204 |  | 188 | 190 | 0.010023 | 0.125 | 0.08 | 261 | 0 | 0.364 | 1 | 1 | cs | TRUE
205 | LV_198-21_0_6_line_205 |  | 189 | 191 | 0.0086307 | 0.125 | 0.08 | 261 | 0 | 0.364 | 1 | 1 | cs | TRUE
206 | LV_198-21_0_6_line_206 |  | 190 | 226 | 0.01235 | 0.125 | 0.08 | 261 | 0 | 0.364 | 1 | 1 | cs | TRUE
207 | LV_198-21_0_6_line_207 |  | 191 | 192 | 0.0012 | 0.125 | 0.08 | 261 | 0 | 0.364 | 1 | 1 | cs | TRUE
208 | LV_198-21_0_6_line_208 |  | 192 | 193 | 0.2115 | 0.125 | 0.08 | 261 | 0 | 0.364 | 1 | 1 | cs | TRUE
209 | LV_198-21_0_6_line_209 |  | 194 | 195 | 0.049953 | 0.125 | 0.08 | 261 | 0 | 0.364 | 1 | 1 | cs | TRUE
210 | LV_198-21_0_6_line_210 |  | 195 | 196 | 0.0092499 | 0.125 | 0.08 | 261 | 0 | 0.364 | 1 | 1 | cs | TRUE
211 | LV_198-21_0_6_line_211 |  | 196 | 200 | 0.025546 | 0.125 | 0.08 | 261 | 0 | 0.364 | 1 | 1 | cs | TRUE
212 | LV_198-21_0_6_line_212 |  | 196 | 201 | 0.10427 | 0.125 | 0.08 | 261 | 0 | 0.364 | 1 | 1 | cs | TRUE
213 | LV_198-21_0_6_line_213 |  | 196 | 202 | 0.050638 | 0.125 | 0.08 | 261 | 0 | 0.364 | 1 | 1 | cs | TRUE
214 | LV_198-21_0_6_line_214 |  | 197 | 198 | 0.015156 | 0.125 | 0.08 | 261 | 0 | 0.364 | 1 | 1 | cs | TRUE
215 | LV_198-21_0_6_line_215 |  | 198 | 199 | 0.0021968 | 0.125 | 0.08 | 261 | 0 | 0.364 | 1 | 1 | cs | TRUE
216 | LV_198-21_0_6_line_216 |  | 201 | 234 | 0.092299 | 0.125 | 0.08 | 261 | 0 | 0.364 | 1 | 1 | cs | TRUE
217 | LV_198-21_0_6_line_217 |  | 203 | 204 | 0.010127 | 0.125 | 0.08 | 261 | 0 | 0.364 | 1 | 5 | cs | TRUE
218 | LV_198-21_0_6_line_218 |  | 204 | 205 | 0.0012072 | 0.125 | 0.08 | 261 | 0 | 0.364 | 1 | 5 | cs | TRUE
219 | LV_198-21_0_6_line_219 |  | 205 | 206 | 0.0039794 | 0.125 | 0.08 | 261 | 0 | 0.364 | 1 | 5 | cs | TRUE
220 | LV_198-21_0_6_line_220 |  | 206 | 207 | 0.012855 | 0.125 | 0.08 | 261 | 0 | 0.364 | 1 | 5 | cs | TRUE
221 | LV_198-21_0_6_line_221 |  | 207 | 211 | 0.11655 | 0.125 | 0.08 | 261 | 0 | 0.364 | 1 | 5 | cs | TRUE
222 | LV_198-21_0_6_line_222 |  | 207 | 208 | 0.015862 | 0.125 | 0.08 | 261 | 0 | 0.364 | 1 | 1 | cs | TRUE
223 | LV_198-21_0_6_line_223 |  | 208 | 209 | 0.023954 | 0.125 | 0.08 | 261 | 0 | 0.364 | 1 | 1 | cs | TRUE
224 | LV_198-21_0_6_line_224 |  | 209 | 210 | 0.019684 | 0.125 | 0.08 | 261 | 0 | 0.364 | 1 | 1 | cs | TRUE
225 | LV_198-21_0_6_line_225 |  | 210 | 212 | 0.0016409 | 0.125 | 0.08 | 261 | 0 | 0.364 | 1 | 1 | cs | TRUE
226 | LV_198-21_0_6_line_226 |  | 211 | 213 | 0.010456 | 0.125 | 0.08 | 261 | 0 | 0.364 | 1 | 5 | cs | TRUE
227 | LV_198-21_0_6_line_227 |  | 211 | 214 | 0.025677 | 0.125 | 0.08 | 261 | 0 | 0.364 | 1 | 1 | cs | TRUE
228 | LV_198-21_0_6_line_228 |  | 213 | 215 | 0.029938 | 0.125 | 0.08 | 261 | 0 | 0.364 | 1 | 1 | cs | TRUE
229 | LV_198-21_0_6_line_229 |  | 213 | 216 | 0.026773 | 0.125 | 0.08 | 261 | 0 | 0.364 | 1 | 5 | cs | TRUE
230 | LV_198-21_0_6_line_230 |  | 214 | 217 | 0.017757 | 0.125 | 0.08 | 261 | 0 | 0.364 | 1 | 1 | cs | TRUE
231 | LV_198-21_0_6_line_231 |  | 215 | 222 | 0.0017964 | 0.125 | 0.08 | 261 | 0 | 0.364 | 1 | 1 | cs | TRUE
232 | LV_198-21_0_6_line_232 |  | 216 | 218 | 0.05068 | 0.125 | 0.08 | 261 | 0 | 0.364 | 1 | 1 | cs | TRUE
233 | LV_198-21_0_6_line_233 |  | 218 | 219 | 0.095389 | 0.125 | 0.08 | 261 | 0 | 0.364 | 1 | 1 | cs | TRUE
234 | LV_198-21_0_6_line_234 |  | 219 | 220 | 0.0068735 | 0.125 | 0.08 | 261 | 0 | 0.364 | 1 | 1 | cs | TRUE
235 | LV_198-21_0_6_line_235 |  | 220 | 221 | 0.0078349 | 0.125 | 0.08 | 261 | 0 | 0.364 | 1 | 1 | cs | TRUE
236 | LV_198-21_0_6_line_236 |  | 221 | 223 | 0.0067712 | 0.125 | 0.08 | 261 | 0 | 0.364 | 1 | 1 | cs | TRUE
237 | LV_198-21_0_6_line_237 |  | 222 | 224 | 0.053613 | 0.125 | 0.08 | 261 | 0 | 0.364 | 1 | 1 | cs | TRUE
238 | LV_198-21_0_6_line_238 |  | 223 | 256 | 0.0063944 | 0.125 | 0.08 | 261 | 0 | 0.364 | 1 | 1 | cs | TRUE
239 | LV_198-21_0_6_line_239 |  | 225 | 226 | 0.011414 | 0.125 | 0.08 | 261 | 0 | 0.364 | 1 | 1 | cs | TRUE
240 | LV_198-21_0_6_line_240 |  | 225 | 227 | 0.0010587 | 0.125 | 0.08 | 261 | 0 | 0.364 | 1 | 1 | cs | TRUE
241 | LV_198-21_0_6_line_241 |  | 228 | 229 | 0.0059389 | 0.125 | 0.08 | 261 | 0 | 0.364 | 1 | 1 | cs | TRUE
242 | LV_198-21_0_6_line_242 |  | 230 | 231 | 0.0020047 | 0.125 | 0.08 | 261 | 0 | 0.364 | 1 | 1 | cs | TRUE
243 | LV_198-21_0_6_line_243 |  | 232 | 233 | 0.17327 | 0.125 | 0.08 | 261 | 0 | 0.364 | 1 | 1 | cs | TRUE
244 | LV_198-21_0_6_line_244 |  | 232 | 234 | 0.046847 | 0.125 | 0.08 | 261 | 0 | 0.364 | 1 | 1 | cs | TRUE
245 | LV_198-21_0_6_line_245 |  | 235 | 237 | 0.00162 | 0.125 | 0.08 | 261 | 0 | 0.364 | 1 | 1 | cs | TRUE
246 | LV_198-21_0_6_line_246 |  | 237 | 260 | 0.016582 | 0.125 | 0.08 | 261 | 0 | 0.364 | 1 | 1 | cs | TRUE
247 | LV_198-21_0_6_line_247 |  | 238 | 239 | 0.19173 | 0.125 | 0.08 | 261 | 0 | 0.364 | 1 | 1 | cs | TRUE
248 | LV_198-21_0_6_line_248 |  | 239 | 249 | 0.010652 | 0.125 | 0.08 | 261 | 0 | 0.364 | 1 | 1 | cs | TRUE
249 | LV_198-21_0_6_line_249 |  | 240 | 253 | 0.015667 | 0.125 | 0.08 | 261 | 0 | 0.364 | 1 | 1 | cs | TRUE
250 | LV_198-21_0_6_line_250 |  | 241 | 252 | 0.0053453 | 0.125 | 0.08 | 261 | 0 | 0.364 | 1 | 5 | cs | TRUE
251 | LV_198-21_0_6_line_251 |  | 242 | 243 | 0.00035002 | 0.125 | 0.08 | 261 | 0 | 0.364 | 1 | 1 | cs | TRUE
252 | LV_198-21_0_6_line_252 |  | 243 | 251 | 0.012251 | 0.125 | 0.08 | 261 | 0 | 0.364 | 1 | 1 | cs | TRUE
253 | LV_198-21_0_6_line_253 |  | 244 | 246 | 0.062406 | 0.125 | 0.08 | 261 | 0 | 0.364 | 1 | 1 | cs | TRUE
254 | LV_198-21_0_6_line_254 |  | 245 | 247 | 0.021178 | 0.125 | 0.08 | 261 | 0 | 0.364 | 1 | 5 | cs | TRUE
255 | LV_198-21_0_6_line_255 |  | 246 | 251 | 0.00015687 | 0.125 | 0.08 | 261 | 0 | 0.364 | 1 | 1 | cs | TRUE
256 | LV_198-21_0_6_line_256 |  | 247 | 252 | 0.033714 | 0.125 | 0.08 | 261 | 0 | 0.364 | 1 | 5 | cs | TRUE
257 | LV_198-21_0_6_line_257 |  | 248 | 249 | 0.0016943 | 0.125 | 0.08 | 261 | 0 | 0.364 | 1 | 1 | cs | TRUE
258 | LV_198-21_0_6_line_258 |  | 248 | 250 | 0.022147 | 0.125 | 0.08 | 261 | 0 | 0.364 | 1 | 1 | cs | TRUE
259 | LV_198-21_0_6_line_259 |  | 254 | 259 | 0.009509 | 0.125 | 0.08 | 261 | 0 | 0.364 | 1 | 1 | cs | TRUE
260 | LV_198-21_0_6_line_260 |  | 254 | 258 | 0.013775 | 0.125 | 0.08 | 261 | 0 | 0.364 | 1 | 1 | cs | TRUE
261 | LV_198-21_0_6_line_261 |  | 257 | 258 | 0.0088142 | 0.125 | 0.08 | 261 | 0 | 0.364 | 1 | 1 | cs | TRUE
262 | LV_198-21_0_6_line_262 |  | 262 | 263 | 0.0032918 | 0.125 | 0.08 | 261 | 0 | 0.364 | 1 | 1 | cs | TRUE

## trafo
| name | std_type | hv_bus | lv_bus | sn_mva | vn_hv_kv | vn_lv_kv | vk_percent | vkr_percent | pfe_kw | i0_percent | shift_degree | tap_side | tap_neutral | tap_min | tap_max | tap_step_percent | tap_step_degree | tap_pos | tap_phase_shifter | parallel | df | in_service
0 | LV_198-21_0_6_trafo_14 | 0.63 MVA 20/0.4 kV | 264 | 21 | 0.63 | 20 | 0.4 | 6 | 1.206 | 1.65 | 0.2619 | 150 | hv | 0 | -2 | 2 | 2.5 | 0 | 0 | FALSE | 1 | 1 | TRUE

## line_geodata
| x0 | y0 | x1 | y1 | x2 | y2 | x3 | y3 | x4 | y4 | x5 | y5 | x6 | y6 | x7 | y7 | x8 | y8 | x9 | y9 | x10 | y10 | x11 | y11 | x12 | y12 | x13 | y13
0 | 2696360.4756 | 1243145.3362 | 2696354.6215 | 1243141.9895
1 | 2696334.5302 | 1243130.5038 | 2696354.6215 | 1243141.9895
2 | 2696355.7569 | 1243149.6184 | 2696360.4756 | 1243145.3362
3 | 2696360.4756 | 1243145.3362 | 2696369.2661 | 1243137.3663
4 | 2696355.7569 | 1243149.6184 | 2696343.4432 | 1243160.7876
5 | 2696355.7569 | 1243149.6184 | 2696366.5686 | 1243160.2492
6 | 2696373.8591 | 1243133.2019 | 2696369.2661 | 1243137.3663
7 | 2696341.999 | 1243162.0976 | 2696343.4432 | 1243160.7876
8 | 2696367.345 | 1243161.0126 | 2696366.5686 | 1243160.2492
9 | 2696377.8299 | 1243129.6018 | 2696373.8591 | 1243133.2019
10 | 2696328.8644 | 1243174.0114 | 2696341.999 | 1243162.0976
11 | 2696375.5118 | 1243169.0428 | 2696367.345 | 1243161.0126
12 | 2696384.8976 | 1243123.1938 | 2696377.8299 | 1243129.6018
13 | 2696328.8644 | 1243174.0114 | 2696338.6153 | 1243185.7212
14 | 2696328.8644 | 1243174.0114 | 2696325.482 | 1243170.4872
15 | 2696375.5118 | 1243169.0428 | 2696373.924 | 1243170.5644
16 | 2696375.5118 | 1243169.0428 | 2696382.6474 | 1243162.2012
17 | 2696384.8976 | 1243123.1938 | 2696393.4039 | 1243135.6414
18 | 2696384.8976 | 1243123.1938 | 2696385.2392 | 1243111.4794 | 2696382.4182 | 1243107.1194
19 | 2696349.7308 | 1243086.2607 | 2696356.1316 | 1243080.3016
20 | 2696337.6511 | 1243097.5068 | 2696349.7308 | 1243086.2607
21 | 2696358.2994 | 1243078.2834 | 2696358.2994 | 1243078.2834 | 2696356.1316 | 1243080.3016
22 | 2696333.4119 | 1243101.4535 | 2696337.6511 | 1243097.5068
23 | 2696373.0062 | 1243092.573 | 2696364.4655 | 1243079.3733 | 2696358.2994 | 1243078.2834
24 | 2696373.0062 | 1243092.573 | 2696382.4182 | 1243107.1194
25 | 2696306.1714 | 1243116.7108 | 2696298.1028 | 1243109.4188 | 2696296.0431 | 1243108.636
26 | 2696300.1552 | 1243144.1006 | 2696306.4431 | 1243126.9785 | 2696306.1714 | 1243116.7108
27 | 2696300.1552 | 1243144.1006 | 2696311.6576 | 1243156.0843
28 | 2696300.1552 | 1243144.1006 | 2696295.9354 | 1243155.5773
29 | 2696311.6576 | 1243156.0843 | 2696315.9201 | 1243160.5251
30 | 2696285.2233 | 1243184.7113 | 2696282.5737 | 1243191.9293
31 | 2696285.2233 | 1243184.7113 | 2696289.4985 | 1243186.3263 | 2696296.7866 | 1243190.0811
32 | 2696282.5737 | 1243191.9293 | 2696278.6029 | 1243202.7219
33 | 2696282.5737 | 1243191.9293 | 2696269.1996 | 1243186.4477
34 | 2696307.4608 | 1243195.5804 | 2696296.7866 | 1243190.0811
35 | 2696325.482 | 1243170.4872 | 2696315.9201 | 1243160.5251
36 | 2696278.6029 | 1243202.7219 | 2696277.2002 | 1243206.5342
37 | 2696256.155 | 1243181.1011 | 2696269.1996 | 1243186.4477
38 | 2696307.4608 | 1243195.5804 | 2696311.8356 | 1243186.4 | 2696312.0197 | 1243186.1073
39 | 2696307.4608 | 1243195.5804 | 2696312.1775 | 1243198.0109
40 | 2696325.482 | 1243170.4872 | 2696319.366 | 1243176.0921 | 2696315.2422 | 1243180.9845 | 2696312.4966 | 1243185.3493
41 | 2696272.8621 | 1243218.3251 | 2696277.2002 | 1243206.5342
42 | 2696256.155 | 1243181.1011 | 2696247.7239 | 1243177.6454
43 | 2696312.0197 | 1243186.1073 | 2696312.4966 | 1243185.3493
44 | 2696312.1775 | 1243198.0109 | 2696317.4961 | 1243200.7516
45 | 2696243.6692 | 1243088.7312 | 2696249.7188 | 1243079.2999 | 2696251.2623 | 1243072.8336
46 | 2696243.6692 | 1243088.7312 | 2696241.5394 | 1243092.7867
47 | 2696251.2623 | 1243072.8336 | 2696254.1475 | 1243060.7466
48 | 2696229.0897 | 1243116.4936 | 2696241.5394 | 1243092.7867
49 | 2696268.0942 | 1243246.1355 | 2696280.2038 | 1243221.9581 | 2696272.8621 | 1243218.3251
50 | 2696242.0303 | 1243175.3118 | 2696247.7239 | 1243177.6454
51 | 2696319.3216 | 1243201.6923 | 2696317.4961 | 1243200.7516
52 | 2696229.0897 | 1243116.4936 | 2696232.038 | 1243118.3539 | 2696228.118 | 1243130.5104
53 | 2696217.5028 | 1243163.4301 | 2696228.118 | 1243130.5104
54 | 2696229.0897 | 1243116.4936 | 2696215.3227 | 1243114.2242 | 2696210.1861 | 1243112.2099
55 | 2696225.4687 | 1243206.4029 | 2696223.222 | 1243199.9728 | 2696215.6223 | 1243183.8151 | 2696212.1444 | 1243175.4635 | 2696214.058 | 1243172.1364 | 2696217.5028 | 1243163.4301
56 | 2696200.5921 | 1243108.4477 | 2696210.1861 | 1243112.2099
57 | 2696225.4687 | 1243206.4029 | 2696227.2804 | 1243214.9499 | 2696228.4589 | 1243217.4472
58 | 2696225.4687 | 1243206.4029 | 2696217.5082 | 1243210.1545 | 2696210.926 | 1243213.2835
59 | 2696200.5921 | 1243108.4477 | 2696201.0641 | 1243091.4647
60 | 2696200.5921 | 1243108.4477 | 2696199.3891 | 1243118.2912
61 | 2696249.9053 | 1243267.6123 | 2696251.4452 | 1243266.8346
62 | 2696246.2453 | 1243284.4546 | 2696244.1192 | 1243270.1315 | 2696249.9053 | 1243267.6123
63 | 2696249.9053 | 1243267.6123 | 2696246.4987 | 1243253.5631
64 | 2696246.2453 | 1243284.4546 | 2696247.981 | 1243287.4294 | 2696251.0978 | 1243290.549 | 2696254.9188 | 1243293.124 | 2696258.4824 | 1243294.7942 | 2696262.5637 | 1243295.7723 | 2696267.9701 | 1243296.6162
65 | 2696230.435 | 1243288.8682 | 2696238.0974 | 1243286.713 | 2696243.7708 | 1243285.0816 | 2696246.2453 | 1243284.4546
66 | 2696243.3303 | 1243240.4962 | 2696246.4987 | 1243253.5631
67 | 2696162.5764 | 1242955.4379 | 2696161.7323 | 1242950.0254
68 | 2696176.4905 | 1242952.8615 | 2696169.0386 | 1242954.1306 | 2696162.5764 | 1242955.4379
69 | 2696162.5764 | 1242955.4379 | 2696164.327 | 1242968.2315 | 2696167.2113 | 1242978.858
70 | 2696160.9436 | 1242921.3968 | 2696160.1249 | 1242939.7197 | 2696161.7323 | 1242950.0254
71 | 2696176.4905 | 1242952.8615 | 2696176.8532 | 1242954.7977
72 | 2696176.4905 | 1242952.8615 | 2696176.0031 | 1242949.3499
73 | 2696167.2113 | 1242978.858 | 2696168.4074 | 1242983.2646 | 2696169.1817 | 1242985.145
74 | 2696235.3339 | 1243232.0157 | 2696228.4589 | 1243217.4472
75 | 2696243.3303 | 1243240.4962 | 2696238.2709 | 1243241.5594 | 2696235.3339 | 1243232.0157
76 | 2696235.3339 | 1243232.0157 | 2696239.06 | 1243231.131 | 2696252.5741 | 1243238.1149
77 | 2696268.0942 | 1243246.1355 | 2696252.5741 | 1243238.1149
78 | 2696185.1729 | 1243150.2405 | 2696178.3882 | 1243160.0781
79 | 2696185.1729 | 1243150.2405 | 2696184.4414 | 1243142.6785 | 2696184.6989 | 1243138.2475
80 | 2696178.3882 | 1243160.0781 | 2696175.4882 | 1243164.283 | 2696175.3784 | 1243164.304
81 | 2696185.1764 | 1243125.7887 | 2696184.7455 | 1243137.4461 | 2696184.6989 | 1243138.2475
82 | 2696114.6513 | 1242571.2934 | 2696116.6734 | 1242567.8124 | 2696113.2658 | 1242553.2239 | 2696113.7085 | 1242548.3966
83 | 2696097.5892 | 1242510.082 | 2696099.0078 | 1242513.5186 | 2696099.4366 | 1242517.384 | 2696098.6109 | 1242521.685 | 2696096.1151 | 1242525.9367 | 2696091.2788 | 1242529.5278 | 2696093.2915 | 1242535.4871 | 2696094.8739 | 1242540.4832 | 2696102.8964 | 1242537.155 | 2696114.6513 | 1242571.2934
84 | 2696126.4441 | 1242516.7987 | 2696120.6193 | 1242517.0046 | 2696116.3238 | 1242519.8816 | 2696113.7085 | 1242548.3966
85 | 2696097.5892 | 1242510.082 | 2696094.8688 | 1242506.7354 | 2696090.2183 | 1242503.9913 | 2696086.1556 | 1242503.225 | 2696082.4299 | 1242503.5983 | 2696079.0979 | 1242504.8675 | 2696076.6819 | 1242506.5297
86 | 2696097.5892 | 1242510.082 | 2696110.689 | 1242499.0302 | 2696119.8926 | 1242490.4728 | 2696125.5558 | 1242483.9151 | 2696133.9698 | 1242472.7652 | 2696151.6214 | 1242447.8796
87 | 2696076.6819 | 1242506.5297 | 2696073.7248 | 1242503.3238 | 2696071.4683 | 1242498.8728 | 2696066.9782 | 1242484.3559 | 2696065.4419 | 1242476.0469 | 2696062.653 | 1242462.9252
88 | 2696151.6214 | 1242447.8796 | 2696154.9842 | 1242443.1388 | 2696173.581 | 1242416.9247
89 | 2696219.9557 | 1243318.3428 | 2696218.0556 | 1243311.985 | 2696218.2274 | 1243309.7861 | 2696219.7566 | 1243307.7871 | 2696222.8372 | 1243305.6799 | 2696224.4925 | 1243304.2946 | 2696226.2101 | 1243301.8651 | 2696227.3634 | 1243298.8037 | 2696228.6731 | 1243294.0324 | 2696230.435 | 1243288.8682
90 | 2696219.9557 | 1243318.3428 | 2696221.9481 | 1243325.0691 | 2696223.3432 | 1243326.6707 | 2696227.9222 | 1243327.7235 | 2696233.8217 | 1243330.3212 | 2696237.6119 | 1243333.3961 | 2696241.8545 | 1243337.4791 | 2696245.0402 | 1243342.4012 | 2696247.558 | 1243348.4243 | 2696248.1637 | 1243350.6914 | 2696255.534 | 1243378.3104
91 | 2696230.435 | 1243288.8682 | 2696230.469 | 1243281.6521 | 2696229.8218 | 1243272.6237 | 2696228.9801 | 1243266.9737
92 | 2696210.926 | 1243213.2835 | 2696199.9228 | 1243220.0658 | 2696195.8147 | 1243218.6774
93 | 2696210.926 | 1243213.2835 | 2696215.193 | 1243219.5908 | 2696219.931 | 1243229.4862 | 2696222.5176 | 1243236.3764
94 | 2696175.1225 | 1243211.5351 | 2696178.8559 | 1243214.3867 | 2696193.6676 | 1243217.9517 | 2696195.8147 | 1243218.6774
95 | 2696175.1225 | 1243211.5351 | 2696170.0559 | 1243219.582
96 | 2696170.0559 | 1243219.582 | 2696165.5862 | 1243226.6809 | 2696161.0021 | 1243233.9984
97 | 2696201.0641 | 1243091.4647 | 2696206.5876 | 1243088.363 | 2696210.8932 | 1243080.6492 | 2696206.3855 | 1243072.3139
98 | 2696192.8696 | 1243065.8235 | 2696196.0183 | 1243065.5855 | 2696205.051 | 1243069.8463 | 2696206.3855 | 1243072.3139
99 | 2696185.6091 | 1243117.2893 | 2696190.1253 | 1243097.5253 | 2696189.9521 | 1243094.3848
100 | 2696185.6091 | 1243117.2893 | 2696192.373 | 1243117.8771 | 2696199.3891 | 1243118.2912
101 | 2696185.6091 | 1243117.2893 | 2696185.1764 | 1243125.7887
102 | 2696189.9521 | 1243094.3848 | 2696189.6171 | 1243088.3101 | 2696188.951 | 1243085.7368
103 | 2696199.3891 | 1243118.2912 | 2696199.2718 | 1243126.1928
104 | 2696164.0458 | 1243111.9024 | 2696185.1764 | 1243125.7887
105 | 2696176.4472 | 1243007.7356 | 2696176.7513 | 1243014.1961
106 | 2696176.4472 | 1243007.7356 | 2696181.9136 | 1243007.2238 | 2696189.8914 | 1243006.1523
107 | 2696176.4472 | 1243007.7356 | 2696173.4041 | 1242995.3992 | 2696172.089 | 1242992.2055
108 | 2696176.7837 | 1243023.7469 | 2696177.0376 | 1243020.2769 | 2696176.7513 | 1243014.1961
109 | 2696189.8914 | 1243006.1523 | 2696199.3885 | 1243004.6273
110 | 2696189.8914 | 1243006.1523 | 2696187.8122 | 1243020.6185 | 2696186.4015 | 1243034.4172 | 2696186.6881 | 1243041.9585
111 | 2696172.089 | 1242992.2055 | 2696169.1817 | 1242985.145
112 | 2696192.8696 | 1243065.8235 | 2696187.0108 | 1243050.4503 | 2696186.6881 | 1243041.9585
113 | 2696164.0458 | 1243111.9024 | 2696156.3357 | 1243102.1525
114 | 2696206.6809 | 1242415.7447 | 2696194.8604 | 1242412.6953 | 2696188.281 | 1242410.0088 | 2696181.5387 | 1242405.7074
115 | 2696181.5387 | 1242405.7074 | 2696173.581 | 1242416.9247
116 | 2696206.6809 | 1242415.7447 | 2696242.3966 | 1242422.2731 | 2696255.4705 | 1242424.4868 | 2696303.3055 | 1242437.0723 | 2696380.0439 | 1242465.4728 | 2696430.2175 | 1242486.7038 | 2696493.3517 | 1242513.3612 | 2696531.2645 | 1242535.3499 | 2696551.4062 | 1242547.3331
117 | 2696199.3885 | 1243004.6273 | 2696205.8787 | 1243002.5198 | 2696215.2346 | 1242993.0837
118 | 2696199.3885 | 1243004.6273 | 2696211.2432 | 1243019.0082 | 2696216.1778 | 1243022.6795
119 | 2696160.9436 | 1242921.3968 | 2696152.3956 | 1242918.4672 | 2696142.2524 | 1242913.6771 | 2696138.9911 | 1242910.7831
120 | 2696138.9911 | 1242910.7831 | 2696136.5213 | 1242908.5915 | 2696133.5474 | 1242902.7055
121 | 2696599.3659 | 1242575.8664 | 2696551.4062 | 1242547.3331
122 | 2696268.0942 | 1243246.1355 | 2696280.0282 | 1243252.2096
123 | 2696157.2663 | 1243165.8957 | 2696160.5117 | 1243167.1425 | 2696175.3784 | 1243164.304
124 | 2696120.8975 | 1243310.9207 | 2696131.7247 | 1243315.911 | 2696138.7206 | 1243316.2118
125 | 2695949.9521 | 1243489.7453 | 2695961.225 | 1243477.4627 | 2695981.0377 | 1243458.302 | 2696002.9937 | 1243440.299 | 2696049.7072 | 1243400.3024 | 2696078.866 | 1243380.9932 | 2696095.1916 | 1243359.2188 | 2696103.7902 | 1243343.1347 | 2696120.8975 | 1243310.9207
126 | 2696120.8975 | 1243310.9207 | 2696136.2605 | 1243277.0244
127 | 2696160.4766 | 1243323.6596 | 2696147.9207 | 1243316.6073 | 2696138.7206 | 1243316.2118
128 | 2695949.9521 | 1243489.7453 | 2695935.7334 | 1243478.0621 | 2695932.5876 | 1243473.8668
129 | 2695953.7548 | 1243493.454 | 2695949.9521 | 1243489.7453
130 | 2696136.2605 | 1243277.0244 | 2696136.6319 | 1243276.2049 | 2696146.4673 | 1243258.6861
131 | 2695953.7548 | 1243493.454 | 2695972.5192 | 1243514.8114
132 | 2695953.7548 | 1243493.454 | 2695945.6073 | 1243503.6522 | 2695933.3218 | 1243521.5338 | 2695926.5252 | 1243535.2368
133 | 2695932.5876 | 1243473.8668 | 2695916.7279 | 1243452.7164
134 | 2696161.0021 | 1243233.9984 | 2696155.001 | 1243243.5778
135 | 2696176.7837 | 1243023.7469 | 2696175.9594 | 1243035.015 | 2696176.2506 | 1243041.7375
136 | 2696150.9068 | 1243095.2872 | 2696156.3357 | 1243102.1525
137 | 2696215.2346 | 1242993.0837 | 2696218.1832 | 1242990.1099 | 2696234.9733 | 1242980.592
138 | 2696599.3659 | 1242575.8664 | 2696610.9859 | 1242545.278
139 | 2696599.3659 | 1242575.8664 | 2696597.8484 | 1242579.1587
140 | 2696329.4359 | 1243460.6393 | 2696314.8438 | 1243474.8751
141 | 2696419.9187 | 1243367.4257 | 2696372.6072 | 1243417.0614 | 2696352.6894 | 1243437.9539 | 2696329.4359 | 1243460.6393
142 | 2696247.2917 | 1243041.1317 | 2696248.3434 | 1243043.873 | 2696251.5885 | 1243052.1319 | 2696254.1475 | 1243060.7466
143 | 2696404.501 | 1243141.2482 | 2696393.4039 | 1243135.6414
144 | 2696247.2917 | 1243041.1317 | 2696253.0414 | 1243036.6771 | 2696257.2651 | 1243030.2609
145 | 2696259.5578 | 1243026.778 | 2696257.2651 | 1243030.2609
146 | 2696261.544 | 1243023.7608 | 2696259.5578 | 1243026.778
147 | 2696261.544 | 1243023.7608 | 2696261.544 | 1243023.7608 | 2696261.1364 | 1243016.2707
148 | 2696245.2619 | 1242974.7596 | 2696234.9733 | 1242980.592
149 | 2696230.3147 | 1243170.5099 | 2696242.0303 | 1243175.3118
150 | 2696369.5637 | 1243174.7431 | 2696373.924 | 1243170.5644
151 | 2696382.6474 | 1243162.2012 | 2696386.9219 | 1243158.1028
152 | 2696365.2244 | 1243178.9015 | 2696369.5637 | 1243174.7431
153 | 2696387.386 | 1243157.6579 | 2696386.9219 | 1243158.1028
154 | 2696365.2244 | 1243178.9015 | 2696362.9778 | 1243181.0545
155 | 2696387.386 | 1243157.6579 | 2696391.3493 | 1243153.8579
156 | 2696360.8573 | 1243183.0866 | 2696362.9778 | 1243181.0545
157 | 2696322.9998 | 1243203.5877 | 2696324.5935 | 1243204.409
158 | 2696319.3216 | 1243201.6923 | 2696322.9998 | 1243203.5877
159 | 2696347.8586 | 1243227.6938 | 2696345.5986 | 1243226.2782 | 2696353.6602 | 1243211.1053
160 | 2696347.8586 | 1243227.6938 | 2696361.7582 | 1243235.5527
161 | 2696347.8586 | 1243227.6938 | 2696343.2734 | 1243234.735
162 | 2696372.3425 | 1243227.0552 | 2696364.5028 | 1243237.1045 | 2696361.7582 | 1243235.5527
163 | 2696329.996 | 1243255.1246 | 2696343.2734 | 1243234.735
164 | 2696329.996 | 1243255.1246 | 2696333.1492 | 1243258.3226 | 2696350.7998 | 1243281.5358
165 | 2696329.996 | 1243255.1246 | 2696319.6658 | 1243274.9164
166 | 2696366.5362 | 1243302.2313 | 2696350.7998 | 1243281.5358
167 | 2696319.6658 | 1243274.9164 | 2696316.9364 | 1243280.1397
168 | 2696319.6658 | 1243274.9164 | 2696315.7972 | 1243272.941 | 2696311.5071 | 1243274.5837 | 2696305.4501 | 1243271.3933
169 | 2696366.5362 | 1243302.2313 | 2696362.2381 | 1243314.5931 | 2696371.9697 | 1243319.5438 | 2696382.0765 | 1243326.0573 | 2696390.3085 | 1243333.0408 | 2696400.3512 | 1243342.5667 | 2696419.9187 | 1243367.4257
170 | 2696293.0982 | 1243258.8619 | 2696280.0282 | 1243252.2096
171 | 2696293.0982 | 1243258.8619 | 2696290.6177 | 1243263.5808 | 2696302.5337 | 1243269.8572
172 | 2696302.5337 | 1243269.8572 | 2696305.4501 | 1243271.3933
173 | 2696407.0342 | 1243245.3123 | 2696397.989 | 1243258.0232
174 | 2696423.2423 | 1243225.3977 | 2696413.1851 | 1243236.6727 | 2696412.7365 | 1243237.2992 | 2696407.0342 | 1243245.3123
175 | 2696437.8323 | 1243209.0411 | 2696423.2423 | 1243225.3977
176 | 2696443.9013 | 1243202.1456 | 2696437.8323 | 1243209.0411
177 | 2696443.9013 | 1243202.1456 | 2696431.4758 | 1243182.9407
178 | 2696443.9013 | 1243202.1456 | 2696450.542 | 1243195.4262
179 | 2696684.8784 | 1243316.031 | 2696689.1581 | 1243310.8635 | 2696719.9033 | 1243273.7533
180 | 2696490.9496 | 1243237.1147 | 2696499.0261 | 1243243.8956 | 2696493.3518 | 1243255.3343 | 2696503.7485 | 1243259.3619 | 2696552.8091 | 1243278.4077 | 2696676.6651 | 1243326.4607 | 2696684.8784 | 1243316.031
181 | 2696720.2536 | 1243273.3305 | 2696719.9033 | 1243273.7533
182 | 2696490.9496 | 1243237.1147 | 2696464.4921 | 1243215.2347 | 2696459.7658 | 1243208.5236
183 | 2696490.9496 | 1243237.1147 | 2696501.4877 | 1243228.6009
184 | 2696450.542 | 1243195.4262 | 2696459.7658 | 1243208.5236
185 | 2696509.3198 | 1243216.545 | 2696511.295 | 1243220.6775 | 2696501.4877 | 1243228.6009
186 | 2696431.4758 | 1243182.9407 | 2696414.3888 | 1243156.5308
187 | 2696450.542 | 1243195.4262 | 2696455.3662 | 1243189.3111 | 2696467.6145 | 1243174.7881 | 2696484.6823 | 1243152.1261 | 2696527.4287 | 1243114.2259 | 2696539.4018 | 1243103.6237 | 2696560.6656 | 1243083.2876 | 2696568.4213 | 1243078.677 | 2696580.4196 | 1243073.5016 | 2696588.5247 | 1243071.1095 | 2696594.5573 | 1243069.7177
188 | 2696509.3198 | 1243216.545 | 2696508.9703 | 1243215.8138 | 2696503.2794 | 1243207.8071
189 | 2696594.5573 | 1243069.7177 | 2696599.04 | 1243064.8643
190 | 2696605.5325 | 1243057.7429 | 2696603.2993 | 1243060.2529 | 2696599.04 | 1243064.8643
191 | 2696605.5325 | 1243057.7429 | 2696604.5717 | 1243049.8991 | 2696602.1082 | 1243044.7328
192 | 2696598.0395 | 1243039.2624 | 2696602.1082 | 1243044.7328
193 | 2696602.1082 | 1243044.7328 | 2696625.3991 | 1243027.599
194 | 2696625.3991 | 1243027.599 | 2696620.8294 | 1243002.3054 | 2696617.1505 | 1243001.6784
195 | 2696616.0486 | 1242993.6766 | 2696617.1505 | 1243001.6784
196 | 2696539.8172 | 1242705.2064 | 2696523.0727 | 1242735.3236 | 2696515.1582 | 1242747.3484 | 2696512.8949 | 1242750.1603
197 | 2696539.8172 | 1242705.2064 | 2696543.8946 | 1242696.2326 | 2696531.6148 | 1242689.3944
198 | 2696539.8172 | 1242705.2064 | 2696543.8946 | 1242696.2326 | 2696560.7286 | 1242659.7011
199 | 2696380.6464 | 1242858.2352 | 2696403.4509 | 1242844.5175 | 2696436.2838 | 1242824.5246 | 2696463.1415 | 1242805.6468 | 2696488.3372 | 1242780.6708 | 2696512.8949 | 1242750.1603
200 | 2696531.6148 | 1242689.3944 | 2696523.5281 | 1242678.0826
201 | 2696560.7286 | 1242659.7011 | 2696542.3472 | 1242648.2489 | 2696531.3518 | 1242639.5969 | 2696529.6999 | 1242637.9926
202 | 2696560.7286 | 1242659.7011 | 2696572.6333 | 1242633.8641
203 | 2696154.911 | 1243164.9909 | 2696157.2663 | 1243165.8957
204 | 2696150.9068 | 1243095.2872 | 2696144.69 | 1243087.4256
205 | 2696154.911 | 1243164.9909 | 2696146.8544 | 1243161.8958
206 | 2696137.0298 | 1243077.7388 | 2696144.69 | 1243087.4256
207 | 2696146.8544 | 1243161.8958 | 2696145.7342 | 1243161.4655 | 2696145.7342 | 1243161.4655
208 | 2695960.0406 | 1243086.3252 | 2695960.0406 | 1243086.3252 | 2695981.7438 | 1243088.2221 | 2696071.9416 | 1243106.1841 | 2696076.5791 | 1243117.6345 | 2696137.8292 | 1243145.9367 | 2696143.5794 | 1243152.6238 | 2696145.7342 | 1243161.4655
209 | 2695892.3776 | 1243405.1876 | 2695907.1117 | 1243388.0424 | 2695908.7271 | 1243383.0425 | 2695907.4237 | 1243376.6944 | 2695898.1729 | 1243364.1182
210 | 2695886.3488 | 1243412.2029 | 2695892.3776 | 1243405.1876
211 | 2695886.3488 | 1243412.2029 | 2695870.7951 | 1243391.9029
212 | 2695886.3488 | 1243412.2029 | 2695843.0845 | 1243454.9475 | 2695812.2349 | 1243485.5483
213 | 2695886.3488 | 1243412.2029 | 2695916.7279 | 1243452.7164
214 | 2696147.5428 | 1243256.7705 | 2696154.5045 | 1243244.3703 | 2696155.001 | 1243243.5778
215 | 2696147.5428 | 1243256.7705 | 2696146.4673 | 1243258.6861
216 | 2695735.2765 | 1243534.5008 | 2695754.1079 | 1243522.6846 | 2695783.7783 | 1243510.9212 | 2695803.6514 | 1243494.0626 | 2695812.2349 | 1243485.5483
217 | 2696245.2619 | 1242974.7596 | 2696254.4232 | 1242970.4427
218 | 2696255.5152 | 1242969.9281 | 2696254.4232 | 1242970.4427
219 | 2696255.5152 | 1242969.9281 | 2696259.115 | 1242968.2318
220 | 2696270.7443 | 1242962.7527 | 2696261.6636 | 1242967.0309 | 2696259.115 | 1242968.2318
221 | 2696270.7443 | 1242962.7527 | 2696288.0755 | 1242954.5833 | 2696292.7114 | 1242950.2886 | 2696313.5112 | 1242931.0338 | 2696322.3365 | 1242919.6795 | 2696351.9867 | 1242881.4986
222 | 2696270.7443 | 1242962.7527 | 2696282.0581 | 1242973.8698
223 | 2696299.494 | 1242981.8376 | 2696294.459 | 1242986.0551 | 2696282.0581 | 1242973.8698
224 | 2696299.494 | 1242981.8376 | 2696314.5838 | 1242969.1978
225 | 2696315.8417 | 1242968.1441 | 2696314.5838 | 1242969.1978
226 | 2696358.4033 | 1242873.2298 | 2696351.9867 | 1242881.4986
227 | 2696351.9867 | 1242881.4986 | 2696373.3239 | 1242895.7819
228 | 2696358.4033 | 1242873.2298 | 2696358.7038 | 1242862.1819 | 2696356.5311 | 1242853.529 | 2696351.5048 | 1242847.8764 | 2696349.6472 | 1242846.3557
229 | 2696380.6464 | 1242858.2352 | 2696358.4033 | 1242873.2298
230 | 2696389.0276 | 1242903.6635 | 2696381.7961 | 1242901.4533 | 2696373.3239 | 1242895.7819
231 | 2696348.2571 | 1242845.2178 | 2696349.6472 | 1242846.3557
232 | 2696380.6464 | 1242858.2352 | 2696426.3718 | 1242880.3725
233 | 2696426.3718 | 1242880.3725 | 2696501.2951 | 1242921.8996 | 2696510.5448 | 1242924.9078
234 | 2696510.5448 | 1242924.9078 | 2696517.1741 | 1242923.092
235 | 2696523.5372 | 1242918.5208 | 2696517.1741 | 1242923.092 | 2696517.1741 | 1242923.092
236 | 2696523.5372 | 1242918.5208 | 2696529.0364 | 1242914.5702
237 | 2696348.2571 | 1242845.2178 | 2696335.0688 | 1242834.4216 | 2696304.2192 | 1242814.7844
238 | 2696534.2296 | 1242910.8394 | 2696529.0364 | 1242914.5702
239 | 2696142.121 | 1243067.5236 | 2696137.0298 | 1243077.7388 | 2696137.0298 | 1243077.7388
240 | 2696142.5932 | 1243066.5761 | 2696142.121 | 1243067.5236
241 | 2696176.5076 | 1243047.6708 | 2696176.2506 | 1243041.7375
242 | 2696160.4766 | 1243323.6596 | 2696162.2244 | 1243324.6413
243 | 2695707.6374 | 1243568.8921 | 2695701.2551 | 1243569.0448 | 2695687.6318 | 1243573.851 | 2695675.7507 | 1243580.7758 | 2695669.5888 | 1243582.2664 | 2695663.9498 | 1243582.2644 | 2695656.3619 | 1243579.3732 | 2695623.1921 | 1243555.9987 | 2695613.4593 | 1243550.6378 | 2695609.48 | 1243546.6262 | 2695601.94 | 1243532.3162 | 2695593.7413 | 1243516.1941 | 2695585.271 | 1243503.3257 | 2695578.5576 | 1243493.5324
244 | 2695735.2765 | 1243534.5008 | 2695735.0907 | 1243538.9901 | 2695733.3241 | 1243543.5317 | 2695708.6605 | 1243562.6372 | 2695707.6374 | 1243568.8921
245 | 2696414.3888 | 1243156.5308 | 2696413.5087 | 1243155.1706
246 | 2696404.501 | 1243141.2482 | 2696413.5087 | 1243155.1706
247 | 2696395.8423 | 1242537.3464 | 2696400.6671 | 1242541.8543 | 2696440.9713 | 1242603.2222 | 2696454.5077 | 1242618.8095 | 2696505.7064 | 1242662.8974 | 2696522.1163 | 1242676.1076 | 2696523.5281 | 1242678.0826
248 | 2696395.8423 | 1242537.3464 | 2696388.0589 | 1242530.074
249 | 2696529.6999 | 1242637.9926 | 2696522.9789 | 1242631.4656 | 2696522.1485 | 1242629.0725 | 2696523.0683 | 1242625.974 | 2696523.32 | 1242625.504
250 | 2696572.6333 | 1242633.8641 | 2696574.8708 | 1242629.0097
251 | 2696634.4714 | 1242474.2949 | 2696634.5719 | 1242473.9596
252 | 2696630.9533 | 1242486.0295 | 2696634.4714 | 1242474.2949
253 | 2696630.9082 | 1242486.1798 | 2696621.4438 | 1242517.7484 | 2696610.9859 | 1242545.278
254 | 2696597.8484 | 1242579.1587 | 2696588.9834 | 1242598.3917
255 | 2696630.9082 | 1242486.1798 | 2696630.9533 | 1242486.0295
256 | 2696588.9834 | 1242598.3917 | 2696574.8708 | 1242629.0097
257 | 2696386.5732 | 1242529.2597 | 2696388.0589 | 1242530.074 | 2696388.0589 | 1242530.074
258 | 2696367.1517 | 1242518.6147 | 2696386.5732 | 1242529.2597
259 | 2696607.3666 | 1242997.5938 | 2696611.0179 | 1242995.7407 | 2696616.0486 | 1242993.6766
260 | 2696616.0486 | 1242993.6766 | 2696615.7443 | 1242991.47 | 2696616.3781 | 1242979.9403
261 | 2696616.8618 | 1242971.1394 | 2696616.3781 | 1242979.9403
262 | 2696360.8573 | 1243183.0866 | 2696358.4806 | 1243185.3642

## bus_geodata
| x | y | coords
0 | 2696354.6215 | 1243141.9895
1 | 2696360.4756 | 1243145.3362
2 | 2696334.5302 | 1243130.5038
3 | 2696355.7569 | 1243149.6184
4 | 2696369.2661 | 1243137.3663
5 | 2696343.4432 | 1243160.7876
6 | 2696366.5686 | 1243160.2492
7 | 2696373.8591 | 1243133.2019
8 | 2696341.999 | 1243162.0976
9 | 2696367.345 | 1243161.0126
10 | 2696377.8299 | 1243129.6018
11 | 2696328.8644 | 1243174.0114
12 | 2696375.5118 | 1243169.0428
13 | 2696384.8976 | 1243123.1938
14 | 2696349.7308 | 1243086.2607
15 | 2696356.1316 | 1243080.3016
16 | 2696337.6511 | 1243097.5068
17 | 2696358.2994 | 1243078.2834
18 | 2696333.4119 | 1243101.4535
19 | 2696373.0062 | 1243092.573
20 | 2696382.4182 | 1243107.1194
21 | 2696306.1714 | 1243116.7108
22 | 2696296.0431 | 1243108.636
23 | 2696300.1552 | 1243144.1006
24 | 2696311.6576 | 1243156.0843
25 | 2696295.9354 | 1243155.5773
26 | 2696285.2233 | 1243184.7113
27 | 2696282.5737 | 1243191.9293
28 | 2696296.7866 | 1243190.0811
29 | 2696315.9201 | 1243160.5252
30 | 2696278.6029 | 1243202.7219
31 | 2696269.1996 | 1243186.4477
32 | 2696307.4608 | 1243195.5804
33 | 2696325.482 | 1243170.4872
34 | 2696277.2002 | 1243206.5342
35 | 2696256.155 | 1243181.1011
36 | 2696312.0197 | 1243186.1073
37 | 2696312.1775 | 1243198.0109
38 | 2696243.6692 | 1243088.7312
39 | 2696251.2623 | 1243072.8336
40 | 2696241.5394 | 1243092.7867
41 | 2696312.4966 | 1243185.3493
42 | 2696272.8621 | 1243218.3251
43 | 2696247.7239 | 1243177.6454
44 | 2696317.4961 | 1243200.7516
45 | 2696228.118 | 1243130.5104
46 | 2696229.0897 | 1243116.4936
47 | 2696217.5028 | 1243163.4301
48 | 2696210.1861 | 1243112.2099
49 | 2696225.4687 | 1243206.4029
50 | 2696200.5921 | 1243108.4477
51 | 2696249.9053 | 1243267.6123
52 | 2696251.4452 | 1243266.8346
53 | 2696246.2453 | 1243284.4546
54 | 2696246.4987 | 1243253.5631
55 | 2696162.5764 | 1242955.4379
56 | 2696161.7323 | 1242950.0254
57 | 2696176.4905 | 1242952.8615
58 | 2696167.2113 | 1242978.858
59 | 2696235.3339 | 1243232.0157
60 | 2696228.4589 | 1243217.4472
61 | 2696243.3303 | 1243240.4962
62 | 2696252.5741 | 1243238.1149
63 | 2696185.1729 | 1243150.2405
64 | 2696178.3882 | 1243160.0781
65 | 2696184.6989 | 1243138.2475
66 | 2696114.6513 | 1242571.2934
67 | 2696113.7085 | 1242548.3966
68 | 2696097.5892 | 1242510.082
69 | 2696076.6819 | 1242506.5297
70 | 2696151.6214 | 1242447.8796
71 | 2696219.9557 | 1243318.3428
72 | 2696230.435 | 1243288.8682
73 | 2696255.534 | 1243378.3104
74 | 2696210.926 | 1243213.2835
75 | 2696195.8147 | 1243218.6774
76 | 2696222.5176 | 1243236.3764
77 | 2696228.9801 | 1243266.9737
78 | 2696176.8532 | 1242954.7977
79 | 2696176.0031 | 1242949.3499
80 | 2696175.1225 | 1243211.5351
81 | 2696170.0559 | 1243219.582
82 | 2696201.0641 | 1243091.4647
83 | 2696206.3855 | 1243072.3139
84 | 2696185.6091 | 1243117.2893
85 | 2696189.9521 | 1243094.3848
86 | 2696199.3891 | 1243118.2912
87 | 2696185.1764 | 1243125.7887
88 | 2696176.4472 | 1243007.7356
89 | 2696176.7513 | 1243014.1961
90 | 2696189.8914 | 1243006.1523
91 | 2696172.089 | 1242992.2055
92 | 2696199.2718 | 1243126.1928
93 | 2696192.8696 | 1243065.8235
94 | 2696186.6881 | 1243041.9585
95 | 2696164.0458 | 1243111.9024
96 | 2696181.5387 | 1242405.7074
97 | 2696206.6809 | 1242415.7447
98 | 2696173.581 | 1242416.9247
99 | 2696199.3885 | 1243004.6273
100 | 2696160.9436 | 1242921.3968
101 | 2696138.9911 | 1242910.7831
102 | 2696551.4062 | 1242547.3331
103 | 2696267.9701 | 1243296.6162
104 | 2696062.653 | 1242462.9252
105 | 2696169.1817 | 1242985.145
106 | 2696268.0942 | 1243246.1355
107 | 2696175.3784 | 1243164.304
108 | 2696126.4441 | 1242516.7987
109 | 2696120.8975 | 1243310.9207
110 | 2696138.7206 | 1243316.2118
111 | 2695949.9521 | 1243489.7453
112 | 2696136.2605 | 1243277.0244
113 | 2695953.7548 | 1243493.454
114 | 2695972.5192 | 1243514.8114
115 | 2695926.5252 | 1243535.2368
116 | 2695932.5876 | 1243473.8668
117 | 2696161.0021 | 1243233.9984
118 | 2696188.951 | 1243085.7368
119 | 2696176.7837 | 1243023.7469
120 | 2696156.3357 | 1243102.1525
121 | 2696133.5474 | 1242902.7055
122 | 2696215.2346 | 1242993.0837
123 | 2696216.1778 | 1243022.6795
124 | 2696599.3659 | 1242575.8664
125 | 2696314.8438 | 1243474.8751
126 | 2696329.4359 | 1243460.6393
127 | 2696254.1475 | 1243060.7466
128 | 2696393.4039 | 1243135.6414
129 | 2696247.2917 | 1243041.1317
130 | 2696257.2651 | 1243030.2609
131 | 2696259.5578 | 1243026.778
132 | 2696261.544 | 1243023.7608
133 | 2696261.1364 | 1243016.2707
134 | 2696234.9733 | 1242980.592
135 | 2696242.0303 | 1243175.3118
136 | 2696230.3147 | 1243170.5099
137 | 2696373.924 | 1243170.5644
138 | 2696382.6474 | 1243162.2012
139 | 2696369.5637 | 1243174.7431
140 | 2696386.9219 | 1243158.1028
141 | 2696365.2244 | 1243178.9015
142 | 2696387.386 | 1243157.6579
143 | 2696362.9778 | 1243181.0545
144 | 2696391.3493 | 1243153.8579
145 | 2696324.5935 | 1243204.409
146 | 2696322.9998 | 1243203.5877
147 | 2696319.3216 | 1243201.6923
148 | 2696353.6602 | 1243211.1053
149 | 2696347.8586 | 1243227.6938
150 | 2696361.7582 | 1243235.5527
151 | 2696343.2734 | 1243234.735
152 | 2696372.3425 | 1243227.0552
153 | 2696329.996 | 1243255.1246
154 | 2696350.7998 | 1243281.5358
155 | 2696319.6658 | 1243274.9164
156 | 2696366.5362 | 1243302.2313
157 | 2696280.0282 | 1243252.2096
158 | 2696293.0982 | 1243258.8619
159 | 2696302.5337 | 1243269.8572
160 | 2696316.9364 | 1243280.1397
161 | 2696305.4501 | 1243271.3933
162 | 2696397.989 | 1243258.0232
163 | 2696407.0342 | 1243245.3123
164 | 2696423.2423 | 1243225.3977
165 | 2696419.9187 | 1243367.4257
166 | 2696437.8323 | 1243209.0411
167 | 2696443.9013 | 1243202.1456
168 | 2696684.8784 | 1243316.031
169 | 2696719.9033 | 1243273.7533
170 | 2696490.9496 | 1243237.1147
171 | 2696459.7658 | 1243208.5236
172 | 2696501.4877 | 1243228.6009
173 | 2696431.4758 | 1243182.9407
174 | 2696450.542 | 1243195.4262
175 | 2696503.2794 | 1243207.8071
176 | 2696509.3198 | 1243216.545
177 | 2696594.5573 | 1243069.7177
178 | 2696599.04 | 1243064.8643
179 | 2696605.5325 | 1243057.7429
180 | 2696602.1082 | 1243044.7328
181 | 2696625.3991 | 1243027.599
182 | 2696617.1505 | 1243001.6784
183 | 2696539.8172 | 1242705.2064
184 | 2696512.8949 | 1242750.1603
185 | 2696531.6148 | 1242689.3944
186 | 2696560.7286 | 1242659.7011
187 | 2696157.2663 | 1243165.8957
188 | 2696150.9068 | 1243095.2872
189 | 2696154.911 | 1243164.9909
190 | 2696144.69 | 1243087.4256
191 | 2696146.8544 | 1243161.8958
192 | 2696145.7342 | 1243161.4655
193 | 2695960.0406 | 1243086.3252
194 | 2695898.1729 | 1243364.1182
195 | 2695892.3776 | 1243405.1876
196 | 2695886.3488 | 1243412.2029
197 | 2696155.001 | 1243243.5778
198 | 2696147.5428 | 1243256.7705
199 | 2696146.4673 | 1243258.6861
200 | 2695870.7951 | 1243391.9029
201 | 2695812.2349 | 1243485.5483
202 | 2695916.7279 | 1243452.7164
203 | 2696245.2619 | 1242974.7596
204 | 2696254.4232 | 1242970.4427
205 | 2696255.5152 | 1242969.9281
206 | 2696259.115 | 1242968.2318
207 | 2696270.7443 | 1242962.7527
208 | 2696282.0581 | 1242973.8698
209 | 2696299.494 | 1242981.8376
210 | 2696314.5838 | 1242969.1978
211 | 2696351.9867 | 1242881.4986
212 | 2696315.8417 | 1242968.1441
213 | 2696358.4033 | 1242873.2298
214 | 2696373.3239 | 1242895.7819
215 | 2696349.6472 | 1242846.3557
216 | 2696380.6464 | 1242858.2352
217 | 2696389.0276 | 1242903.6635
218 | 2696426.3718 | 1242880.3725
219 | 2696510.5448 | 1242924.9078
220 | 2696517.1741 | 1242923.092
221 | 2696523.5372 | 1242918.5208
222 | 2696348.2571 | 1242845.2178
223 | 2696529.0364 | 1242914.5702
224 | 2696304.2192 | 1242814.7844
225 | 2696142.121 | 1243067.5236
226 | 2696137.0298 | 1243077.7388
227 | 2696142.5932 | 1243066.5761
228 | 2696176.2506 | 1243041.7375
229 | 2696176.5076 | 1243047.6708
230 | 2696160.4766 | 1243323.6596
231 | 2696162.2244 | 1243324.6413
232 | 2695707.6374 | 1243568.8921
233 | 2695578.5576 | 1243493.5324
234 | 2695735.2765 | 1243534.5008
235 | 2696414.3888 | 1243156.5308
236 | 2696720.2536 | 1243273.3305
237 | 2696413.5087 | 1243155.1706
238 | 2696523.5281 | 1242678.0826
239 | 2696395.8423 | 1242537.3464
240 | 2696529.6999 | 1242637.9926
241 | 2696572.6333 | 1242633.8641
242 | 2696634.5719 | 1242473.9596
243 | 2696634.4714 | 1242474.2949
244 | 2696610.9859 | 1242545.278
245 | 2696597.8484 | 1242579.1587
246 | 2696630.9082 | 1242486.1798
247 | 2696588.9834 | 1242598.3917
248 | 2696386.5732 | 1242529.2597
249 | 2696388.0589 | 1242530.074
250 | 2696367.1517 | 1242518.6147
251 | 2696630.9533 | 1242486.0295
252 | 2696574.8708 | 1242629.0097
253 | 2696523.32 | 1242625.504
254 | 2696616.0486 | 1242993.6766
255 | 2696598.0395 | 1243039.2624
256 | 2696534.2296 | 1242910.8394
257 | 2696616.8618 | 1242971.1394
258 | 2696616.3781 | 1242979.9403
259 | 2696607.3666 | 1242997.5938
260 | 2696404.501 | 1243141.2482
261 | 2696338.6153 | 1243185.7212
262 | 2696358.4806 | 1243185.3642
263 | 2696360.8573 | 1243183.0866
264 | 2696300.1552 | 1243144.1006

## line_std_types
| c_nf_per_km | r_ohm_per_km | x_ohm_per_km | max_i_ka | type | q_mm2 | alpha | voltage_rating
NAYY 4x50 SE | 210 | 0.642 | 0.083 | 0.142 | cs | 50 | 0.00403 | LV
NAYY 4x120 SE | 264 | 0.225 | 0.08 | 0.242 | cs | 120 | 0.00403 | LV
NAYY 4x150 SE | 261 | 0.208 | 0.08 | 0.27 | cs | 150 | 0.00403 | LV
NA2XS2Y 1x95 RM/25 12/20 kV | 216 | 0.313 | 0.132 | 0.252 | cs | 95 | 0.00403 | MV
NA2XS2Y 1x185 RM/25 12/20 kV | 273 | 0.161 | 0.117 | 0.362 | cs | 185 | 0.00403 | MV
NA2XS2Y 1x240 RM/25 12/20 kV | 304 | 0.122 | 0.112 | 0.421 | cs | 240 | 0.00403 | MV
NA2XS2Y 1x95 RM/25 6/10 kV | 315 | 0.313 | 0.123 | 0.249 | cs | 95 | 0.00403 | MV
NA2XS2Y 1x185 RM/25 6/10 kV | 406 | 0.161 | 0.11 | 0.358 | cs | 185 | 0.00403 | MV
NA2XS2Y 1x240 RM/25 6/10 kV | 456 | 0.122 | 0.105 | 0.416 | cs | 240 | 0.00403 | MV
NA2XS2Y 1x150 RM/25 12/20 kV | 250 | 0.206 | 0.116 | 0.319 | cs | 150 | 0.00403 | MV
NA2XS2Y 1x120 RM/25 12/20 kV | 230 | 0.253 | 0.119 | 0.283 | cs | 120 | 0.00403 | MV
NA2XS2Y 1x70 RM/25 12/20 kV | 190 | 0.443 | 0.132 | 0.22 | cs | 70 | 0.00403 | MV
NA2XS2Y 1x150 RM/25 6/10 kV | 360 | 0.206 | 0.11 | 0.315 | cs | 150 | 0.00403 | MV
NA2XS2Y 1x120 RM/25 6/10 kV | 340 | 0.253 | 0.113 | 0.28 | cs | 120 | 0.00403 | MV
NA2XS2Y 1x70 RM/25 6/10 kV | 280 | 0.443 | 0.123 | 0.217 | cs | 70 | 0.00403 | MV
N2XS(FL)2Y 1x120 RM/35 64/110 kV | 112 | 0.153 | 0.166 | 0.366 | cs | 120 | 0.00393 | HV
N2XS(FL)2Y 1x185 RM/35 64/110 kV | 125 | 0.099 | 0.156 | 0.457 | cs | 185 | 0.00393 | HV
N2XS(FL)2Y 1x240 RM/35 64/110 kV | 135 | 0.075 | 0.149 | 0.526 | cs | 240 | 0.00393 | HV
N2XS(FL)2Y 1x300 RM/35 64/110 kV | 144 | 0.06 | 0.144 | 0.588 | cs | 300 | 0.00393 | HV
15-AL1/3-ST1A 0.4 | 11 | 1.8769 | 0.35 | 0.105 | ol | 16 | 0.00403 | LV
24-AL1/4-ST1A 0.4 | 11.25 | 1.2012 | 0.335 | 0.14 | ol | 24 | 0.00403 | LV
48-AL1/8-ST1A 0.4 | 12.2 | 0.5939 | 0.3 | 0.21 | ol | 48 | 0.00403 | LV
94-AL1/15-ST1A 0.4 | 13.2 | 0.306 | 0.29 | 0.35 | ol | 94 | 0.00403 | LV
34-AL1/6-ST1A 10.0 | 9.7 | 0.8342 | 0.36 | 0.17 | ol | 34 | 0.00403 | MV
48-AL1/8-ST1A 10.0 | 10.1 | 0.5939 | 0.35 | 0.21 | ol | 48 | 0.00403 | MV
70-AL1/11-ST1A 10.0 | 10.4 | 0.4132 | 0.339 | 0.29 | ol | 70 | 0.00403 | MV
94-AL1/15-ST1A 10.0 | 10.75 | 0.306 | 0.33 | 0.35 | ol | 94 | 0.00403 | MV
122-AL1/20-ST1A 10.0 | 11.1 | 0.2376 | 0.323 | 0.41 | ol | 122 | 0.00403 | MV
149-AL1/24-ST1A 10.0 | 11.25 | 0.194 | 0.315 | 0.47 | ol | 149 | 0.00403 | MV
34-AL1/6-ST1A 20.0 | 9.15 | 0.8342 | 0.382 | 0.17 | ol | 34 | 0.00403 | MV
48-AL1/8-ST1A 20.0 | 9.5 | 0.5939 | 0.372 | 0.21 | ol | 48 | 0.00403 | MV
70-AL1/11-ST1A 20.0 | 9.7 | 0.4132 | 0.36 | 0.29 | ol | 70 | 0.00403 | MV
94-AL1/15-ST1A 20.0 | 10 | 0.306 | 0.35 | 0.35 | ol | 94 | 0.00403 | MV
122-AL1/20-ST1A 20.0 | 10.3 | 0.2376 | 0.344 | 0.41 | ol | 122 | 0.00403 | MV
149-AL1/24-ST1A 20.0 | 10.5 | 0.194 | 0.337 | 0.47 | ol | 149 | 0.00403 | MV
184-AL1/30-ST1A 20.0 | 10.75 | 0.1571 | 0.33 | 0.535 | ol | 184 | 0.00403 | MV
243-AL1/39-ST1A 20.0 | 11 | 0.1188 | 0.32 | 0.645 | ol | 243 | 0.00403 | MV
48-AL1/8-ST1A 110.0 | 8 | 0.5939 | 0.46 | 0.21 | ol | 48 | 0.00403 | HV
70-AL1/11-ST1A 110.0 | 8.4 | 0.4132 | 0.45 | 0.29 | ol | 70 | 0.00403 | HV
94-AL1/15-ST1A 110.0 | 8.65 | 0.306 | 0.44 | 0.35 | ol | 94 | 0.00403 | HV
122-AL1/20-ST1A 110.0 | 8.5 | 0.2376 | 0.43 | 0.41 | ol | 122 | 0.00403 | HV
149-AL1/24-ST1A 110.0 | 8.75 | 0.194 | 0.41 | 0.47 | ol | 149 | 0.00403 | HV
184-AL1/30-ST1A 110.0 | 8.8 | 0.1571 | 0.4 | 0.535 | ol | 184 | 0.00403 | HV
243-AL1/39-ST1A 110.0 | 9 | 0.1188 | 0.39 | 0.645 | ol | 243 | 0.00403 | HV
305-AL1/39-ST1A 110.0 | 9.2 | 0.0949 | 0.38 | 0.74 | ol | 305 | 0.00403 | HV
490-AL1/64-ST1A 110.0 | 9.75 | 0.059 | 0.37 | 0.96 | ol | 490 | 0.00403 | HV
679-AL1/86-ST1A 110.0 | 9.95 | 0.042 | 0.36 | 1.15 | ol | 679 | 0.00403 | HV
490-AL1/64-ST1A 220.0 | 10 | 0.059 | 0.285 | 0.96 | ol | 490 | 0.00403 | HV
679-AL1/86-ST1A 220.0 | 11.7 | 0.042 | 0.275 | 1.15 | ol | 679 | 0.00403 | HV
490-AL1/64-ST1A 380.0 | 11 | 0.059 | 0.253 | 0.96 | ol | 490 | 0.00403 | HV
679-AL1/86-ST1A 380.0 | 14.6 | 0.042 | 0.25 | 1.15 | ol | 679 | 0.00403 | HV

## trafo_std_types
| i0_percent | pfe_kw | vkr_percent | sn_mva | vn_lv_kv | vn_hv_kv | vk_percent | shift_degree | vector_group | tap_side | tap_neutral | tap_min | tap_max | tap_step_degree | tap_step_percent | tap_phase_shifter
160 MVA 380/110 kV | 0.06 | 60 | 0.25 | 160 | 110 | 380 | 12.2 | 0 | Yy0 | hv | 0 | -9 | 9 | 0 | 1.5 | FALSE
100 MVA 220/110 kV | 0.06 | 55 | 0.26 | 100 | 110 | 220 | 12 | 0 | Yy0 | hv | 0 | -9 | 9 | 0 | 1.5 | FALSE
63 MVA 110/20 kV | 0.04 | 22 | 0.32 | 63 | 20 | 110 | 18 | 150 | YNd5 | hv | 0 | -9 | 9 | 0 | 1.5 | FALSE
40 MVA 110/20 kV | 0.05 | 18 | 0.34 | 40 | 20 | 110 | 16.2 | 150 | YNd5 | hv | 0 | -9 | 9 | 0 | 1.5 | FALSE
25 MVA 110/20 kV | 0.07 | 14 | 0.41 | 25 | 20 | 110 | 12 | 150 | YNd5 | hv | 0 | -9 | 9 | 0 | 1.5 | FALSE
63 MVA 110/10 kV | 0.04 | 22 | 0.32 | 63 | 10 | 110 | 18 | 150 | YNd5 | hv | 0 | -9 | 9 | 0 | 1.5 | FALSE
40 MVA 110/10 kV | 0.05 | 18 | 0.34 | 40 | 10 | 110 | 16.2 | 150 | YNd5 | hv | 0 | -9 | 9 | 0 | 1.5 | FALSE
25 MVA 110/10 kV | 0.07 | 14 | 0.41 | 25 | 10 | 110 | 12 | 150 | YNd5 | hv | 0 | -9 | 9 | 0 | 1.5 | FALSE
0.25 MVA 20/0.4 kV | 0.32 | 0.8 | 1.44 | 0.25 | 0.4 | 20 | 6 | 150 | Yzn5 | hv | 0 | -2 | 2 | 0 | 2.5 | FALSE
0.4 MVA 20/0.4 kV | 0.3375 | 1.35 | 1.425 | 0.4 | 0.4 | 20 | 6 | 150 | Dyn5 | hv | 0 | -2 | 2 | 0 | 2.5 | FALSE
0.63 MVA 20/0.4 kV | 0.2619 | 1.65 | 1.206 | 0.63 | 0.4 | 20 | 6 | 150 | Dyn5 | hv | 0 | -2 | 2 | 0 | 2.5 | FALSE
0.25 MVA 10/0.4 kV | 0.24 | 0.6 | 1.2 | 0.25 | 0.4 | 10 | 4 | 150 | Dyn5 | hv | 0 | -2 | 2 | 0 | 2.5 | FALSE
0.4 MVA 10/0.4 kV | 0.2375 | 0.95 | 1.325 | 0.4 | 0.4 | 10 | 4 | 150 | Dyn5 | hv | 0 | -2 | 2 | 0 | 2.5 | FALSE
0.63 MVA 10/0.4 kV | 0.1873 | 1.18 | 1.0794 | 0.63 | 0.4 | 10 | 4 | 150 | Dyn5 | hv | 0 | -2 | 2 | 0 | 2.5 | FALSE

## trafo3w_std_types
| sn_hv_mva | sn_mv_mva | sn_lv_mva | vn_hv_kv | vn_mv_kv | vn_lv_kv | vk_hv_percent | vk_mv_percent | vk_lv_percent | vkr_hv_percent | vkr_mv_percent | vkr_lv_percent | pfe_kw | i0_percent | shift_mv_degree | shift_lv_degree | vector_group | tap_side | tap_neutral | tap_min | tap_max | tap_step_percent
63/25/38 MVA 110/20/10 kV | 63 | 25 | 38 | 110 | 20 | 10 | 10.4 | 10.4 | 10.4 | 0.28 | 0.32 | 0.35 | 35 | 0.89 | 0 | 0 | YN0yn0yn0 | hv | 0 | -10 | 10 | 1.2
63/25/38 MVA 110/10/10 kV | 63 | 25 | 38 | 110 | 10 | 10 | 10.4 | 10.4 | 10.4 | 0.28 | 0.32 | 0.35 | 35 | 0.89 | 0 | 0 | YN0yn0yn0 | hv | 0 | -10 | 10 | 1.2

## fuse_std_types
| fuse_type | i_rated_a | t_avg | t_min | t_total | x_avg | x_min | x_total
HV 100A | HV 100A | 100 | 0 | [10.0, 3.64, 0.854, 0.281, 0.1, 0.0531, 0.022, 0.01] | [10.0, 4.267, 1.21, 0.403, 0.1, 0.058, 0.022, 0.01] | 0 | [300.0, 350.0, 450.0, 550.0, 700.0, 850.0, 1200.0, 1752.0] | [600.0, 700.0, 900.0, 1150.0, 1665.0, 2000.0, 3000.0, 4313.0]
HV 10A | HV 10A | 10 | 0 | [10.0, 1675.0, 0.344, 0.156, 0.1, 0.0417, 0.0171, 0.01] | [10.0, 1.3, 0.3, 0.155, 0.1, 0.0555, 0.023, 0.01] | 0 | [30.0, 32.0, 35.0, 37.0, 39.0, 50.0, 70.0, 88.0] | [60.0, 70.0, 80.0, 87.0, 94.0, 110.0, 150.0, 216.0]
HV 125A | HV 125A | 125 | 0 | [10.0, 1.82, 0.344, 0.1, 0.0467, 0.0269, 0.01] | [10.0, 2.478, 0.426, 0.1, 0.0427, 0.0211, 0.01] | 0 | [375.0, 500.0, 700.0, 925.0, 1200.0, 1500.0, 2341.0] | [750.0, 1000.0, 1500.0, 2200.0, 3000.0, 4000.0, 5765.0]
HV 160A | HV 160A | 160 | 0 | [10.0, 4.15, 1.03, 0.198, 0.1, 0.051, 0.0172, 0.01] | [10.0, 2.3, 0.734, 0.274, 0.1, 0.046, 0.0177, 0.01] | 0 | [480.0, 550.0, 700.0, 1000.0, 1260.0, 1600.0, 2500.0, 3227.0] | [960.0, 1300.0, 1700.0, 2200.0, 2996.0, 4000.0, 6000.0, 7946.0]
HV 16A | HV 16A | 16 | 0 | [10.0, 0.352, 0.164, 0.1, 0.0649, 0.0342, 0.01] | [10.0, 2.34, 0.722, 0.181, 0.1, 0.055, 0.0296, 0.01] | 0 | [48.0, 60.0, 65.0, 71.0, 80.0, 100.0, 162.0] | [96.0, 110.0, 125.0, 150.0, 168.0, 200.0, 250.0, 398.0]
HV 200A | HV 200A | 200 | 0 | [10.0, 4.267, 1.21, 0.403, 0.1, 0.058, 0.022, 0.01] | [10.0, 3.73, 1.654, 0.328, 0.1, 0.0531, 0.019, 0.01] | 0 | [600.0, 700.0, 900.0, 1150.0, 1665.0, 2000.0, 3000.0, 4313.0] | [1200.0, 1500.0, 1800.0, 2700.0, 3960.0, 5000.0, 7500.0, 10620.0]
HV 20A | HV 20A | 20 | 0 | [10.0, 1.3, 0.3, 0.155, 0.1, 0.0555, 0.023, 0.01] | [10.0, 1.3, 0.161, 0.1, 0.0611, 0.0399, 0.0141, 0.01] | 0 | [60.0, 70.0, 80.0, 87.0, 94.0, 110.0, 150.0, 216.0] | [120.0, 150.0, 200.0, 223.0, 260.0, 300.0, 450.0, 532.0]
HV 25A | HV 25A | 25 | 0 | [10.0, 2.512, 0.833, 0.299, 0.1, 0.0372, 0.0223, 0.01] | [10.0, 3.125, 0.597, 0.198, 0.1, 0.0378, 0.022, 0.01] | 0 | [75.0, 82.0, 90.0, 100.0, 124.0, 170.0, 200.0, 289.0] | [150.0, 170.0, 210.0, 250.0, 294.0, 400.0, 500.0, 711.0]
HV 31.5A | HV 31.5A | 31.5 | 0 | [10.0, 2.34, 0.722, 0.181, 0.1, 0.055, 0.0296, 0.01] | [10.0, 2.84, 0.368, 0.164, 0.1, 0.0621, 0.0378, 0.0195, 0.01] | 0 | [95.0, 110.0, 125.0, 150.0, 165.0, 200.0, 250.0, 390.0] | [189.0, 220.0, 300.0, 350.0, 393.0, 450.0, 530.0, 700.0, 960.0]
HV 40A | HV 40A | 40 | 0 | [10.0, 1.3, 0.161, 0.1, 0.0611, 0.0399, 0.0141, 0.01] | [10.0, 2.05, 0.369, 0.198, 0.1, 0.051, 0.0298, 0.01] | 0 | [120.0, 150.0, 200.0, 223.0, 260.0, 300.0, 450.0, 532.0] | [240.0, 300.0, 400.0, 450.0, 530.0, 650.0, 800.0, 1311.0]
HV 50A | HV 50A | 50 | 0 | [10.0, 3.215, 0.597, 0.198, 0.1, 0.0378, 0.022, 0.01] | [10.0, 3.64, 0.854, 0.281, 0.1, 0.0531, 0.022, 0.01] | 0 | [150.0, 170.0, 210.0, 250.0, 294.0, 400.0, 500.0, 711.0] | [300.0, 350.0, 450.0, 550.0, 700.0, 850.0, 1200.0, 1752.0]
HV 6.3A | HV 6.3A | 6.3 | 0 | [10.0, 1.39, 0.344, 0.168, 0.1, 0.056, 0.0263, 0.01] | [10.0, 1.711, 0.516, 0.198, 0.1, 0.0634, 0.0303, 0.01] | 0 | [19.0, 19.5, 20.4, 20.8, 22.0, 25.0, 32.0, 48.0] | [38.0, 40.0, 43.0, 48.0, 53.0, 60.0, 75.0, 118.0]
HV 63A | HV 63A | 63 | 0 | [10.0, 2.84, 0.368, 0.164, 0.1, 0.0621, 0.0378, 0.0195, 0.01] | [10.0, 1.82, 0.344, 0.1, 0.0467, 0.0269, 0.01] | 0 | [189.0, 220.0, 300.0, 350.0, 393.0, 450.0, 530.0, 700.0, 961.0] | [378.0, 500.0, 700.0, 934.0, 1200.0, 1500.0, 2366.0]
HV 80A | HV 80A | 80 | 0 | [10.0, 2.05, 0.369, 0.198, 0.1, 0.051, 0.0298, 0.01] | [10.0, 4.15, 1.03, 0.198, 0.1, 0.051, 0.0172, 0.01] | 0 | [240.0, 300.0, 400.0, 450.0, 530.0, 650.0, 800.0, 1311.0] | [480.0, 550.0, 700.0, 1000.0, 1260.0, 1600.0, 2500.0, 3227.0]
Siemens NH-1-100 | Siemens NH-1-100 | 100 | [5400.0, 2000.0, 400.0, 20.0, 1.0, 0.2, 0.012, 0.004] | 0 | 0 | [150.0, 190.0, 250.0, 430.0, 900.0, 1250.0, 2700.0, 3600.0] | 0 | 0
Siemens NH-1-125 | Siemens NH-1-125 | 125 | [4800.0, 120.0, 7.0, 0.1, 0.004] | 0 | 0 | [180.0, 400.0, 740.0, 2000.0, 4250.0] | 0 | 0
Siemens NH-1-16 | Siemens NH-1-16 | 16 | [4000.0, 400.0, 2.0, 0.1, 0.04, 0.01] | 0 | 0 | [26.0, 35.0, 75.0, 150.0, 200.0, 300.0] | 0 | 0
Siemens NH-1-160 | Siemens NH-1-160 | 160 | [4800.0, 120.0, 7.0, 0.1, 0.004] | 0 | 0 | [210.0, 500.0, 900.0, 2300.0, 5000.0] | 0 | 0
Siemens NH-1-25 | Siemens NH-1-25 | 25 | [4000.0, 1000.0, 10.0, 0.2, 0.02, 0.01] | 0 | 0 | [40.0, 50.0, 100.0, 210.0, 400.0, 500.0] | 0 | 0
Siemens NH-1-50 | Siemens NH-1-50 | 50 | [4000.0, 40.0, 4.0, 1.0, 0.02, 0.01] | 0 | 0 | [86.0, 200.0, 300.0, 400.0, 1000.0, 1280.0] | 0 | 0
Siemens NH-1-63 | Siemens NH-1-63 | 63 | [4000.0, 100.0, 10.0, 2.0, 0.04, 0.01] | 0 | 0 | [100.0, 200.0, 300.0, 400.0, 1000.0, 1500.0] | 0 | 0
Siemens NH-1-80 | Siemens NH-1-80 | 80 | [4800.0, 120.0, 7.0, 0.1, 0.01] | 0 | 0 | [150.58, 250.0, 450.0, 1150.0, 2470.0] | 0 | 0
Siemens NH-2-1000 | Siemens NH-2-1000 | 1000 | [4800.0, 120.0, 7.0, 0.1, 0.004] | 0 | 0 | [1900.0, 3500.0, 8400.0, 24000.0, 52000.0] | 0 | 0
Siemens NH-2-200 | Siemens NH-2-200 | 200 | [4800.0, 120.0, 7.0, 0.1, 0.004] | 0 | 0 | [280.0, 650.0, 1200.0, 3000.0, 7000.0] | 0 | 0
Siemens NH-2-224 | Siemens NH-2-224 | 224 | [4800.0, 120.0, 7.0, 0.2, 0.04, 0.004] | 0 | 0 | [400.0, 750.0, 1453.0, 3025.0, 4315.0, 7600.0] | 0 | 0
Siemens NH-2-250 | Siemens NH-2-250 | 250 | [4800.0, 120.0, 7.0, 0.1, 0.004] | 0 | 0 | [450.0, 800.0, 1650.0, 4000.0, 8500.0] | 0 | 0
Siemens NH-2-315 | Siemens NH-2-315 | 315 | [4800.0, 120.0, 7.0, 0.1, 0.004] | 0 | 0 | [550.0, 920.0, 1900.0, 5000.0, 11000.0] | 0 | 0
Siemens NH-2-355 | Siemens NH-2-355 | 355 | [4800.0, 120.0, 6.0, 0.1, 0.004] | 0 | 0 | [650.0, 1116.27, 2350.0, 5840.0, 12790.0] | 0 | 0
Siemens NH-2-400 | Siemens NH-2-400 | 400 | [4800.0, 120.0, 7.0, 0.1, 0.004] | 0 | 0 | [720.0, 1350.0, 2800.0, 6500.0, 15000.0] | 0 | 0
Siemens NH-2-425 | Siemens NH-2-425 | 425 | [4800.0, 120.0, 7.0, 0.1, 0.004] | 0 | 0 | [850.0, 1500.0, 3050.0, 7500.0, 16500.0] | 0 | 0
Siemens NH-2-630 | Siemens NH-2-630 | 630 | [4800.0, 120.0, 7.0, 0.1, 0.004] | 0 | 0 | [1200.0, 2000.0, 4800.0, 12000.0, 26000.0] | 0 | 0

## res_bus
| vm_pu | va_degree | p_mw | q_mvar
0 | 0.99005 | -0.18953 | 0.0041953 | 0.0010514
1 | 0.99013 | -0.18795 | 0 | 0
2 | 0.98986 | -0.19321 | 0.00895 | 0.0022431
3 | 0.99087 | -0.17382 | 0 | 0
4 | 0.98891 | -0.21159 | 0.005179 | 0.001298
5 | 0.99221 | -0.1479 | 0.0039441 | 0.00098848
6 | 0.99016 | -0.18752 | 0.0044426 | 0.0011134
7 | 0.9883 | -0.22338 | 0.0038215 | 0.00095776
8 | 0.99228 | -0.14666 | 0.0043313 | 0.0010855
9 | 0.99012 | -0.18842 | 0.0047472 | 0.0011897
10 | 0.98779 | -0.23323 | 0.0046057 | 0.0011543
11 | 0.99288 | -0.13511 | 0 | 0
12 | 0.98968 | -0.19691 | 0 | 0
13 | 0.98692 | -0.24999 | 0 | 0
14 | 0.98525 | -0.28245 | 0.0050851 | 0.0012745
15 | 0.98537 | -0.28025 | 0.0084934 | 0.0021287
16 | 0.98512 | -0.2851 | 0.0046423 | 0.0011635
17 | 0.98543 | -0.27905 | 0.0022276 | 0.00055829
18 | 0.9851 | -0.28555 | 0.0042916 | 0.0010756
19 | 0.98593 | -0.2693 | 0.0043029 | 0.0010784
20 | 0.98639 | -0.26028 | 0.0049276 | 0.001235
21 | 1 | 0 | -0.61613 | -0.15788
22 | 0.99974 | -0.0049556 | 0.021733 | 0.0054469
23 | 0.99693 | -0.058096 | 0 | 0
24 | 0.99515 | -0.091783 | 0.0050763 | 0.0012722
25 | 0.99686 | -0.059296 | 0.0055958 | 0.0014024
26 | 0.98925 | -0.20453 | 0 | 0
27 | 0.98875 | -0.21411 | 0 | 0
28 | 0.99008 | -0.18864 | 0.0051217 | 0.0012836
29 | 0.9945 | -0.10419 | 0.0044134 | 0.0011061
30 | 0.98804 | -0.22781 | 0.0013449 | 0.00033707
31 | 0.98854 | -0.21818 | 0.0038348 | 0.00096108
32 | 0.99087 | -0.1735 | 0.0012539 | 0.00031427
33 | 0.99305 | -0.13186 | 0 | 0
34 | 0.98779 | -0.23264 | 0.0011263 | 0.00028228
35 | 0.98839 | -0.22118 | 0.0031502 | 0.00078951
36 | 0.99159 | -0.15968 | 0.0039631 | 0.00099324
37 | 0.9908 | -0.17483 | 0.0016846 | 0.00042219
38 | 0.9763 | -0.45605 | 0 | 0
39 | 0.9755 | -0.47173 | 0.0063721 | 0.001597
40 | 0.97651 | -0.45203 | 0.0044829 | 0.0011235
41 | 0.99165 | -0.1585 | 0.0048939 | 0.0012265
42 | 0.98701 | -0.24753 | 0 | 0
43 | 0.98831 | -0.22261 | 0.0037469 | 0.00093907
44 | 0.99073 | -0.17616 | 0.0019253 | 0.00048254
45 | 0.97847 | -0.41358 | 0.0055767 | 0.0013977
46 | 0.97781 | -0.42639 | 0 | 0
47 | 0.97989 | -0.3857 | 0 | 0
48 | 0.97722 | -0.43801 | 0.0051187 | 0.0012829
49 | 0.98183 | -0.34801 | 0 | 0
50 | 0.97692 | -0.44398 | 0 | 0
51 | 0.98258 | -0.33344 | 0 | 0
52 | 0.98258 | -0.33348 | 0.0013044 | 0.00032691
53 | 0.98241 | -0.33681 | 0 | 0
54 | 0.98272 | -0.33076 | 0.0034214 | 0.00085749
55 | 0.97404 | -0.50069 | 0 | 0
56 | 0.97403 | -0.50096 | 0.00069715 | 0.00017472
57 | 0.97396 | -0.50219 | 0 | 0
58 | 0.97423 | -0.49699 | 0.0010423 | 0.00026123
59 | 0.98308 | -0.32369 | 0 | 0
60 | 0.98235 | -0.33791 | 0.0012816 | 0.0003212
61 | 0.98289 | -0.32744 | 0 | 0
62 | 0.98399 | -0.30598 | 0.0055795 | 0.0013984
63 | 0.97466 | -0.48842 | 0 | 0
64 | 0.9744 | -0.49346 | 0.0021798 | 0.0005463
65 | 0.97492 | -0.48334 | 0.0045454 | 0.0011392
66 | 0.97105 | -0.56041 | 0 | 0
67 | 0.97101 | -0.56107 | 0.0013058 | 0.00032727
68 | 0.97109 | -0.55954 | 0 | 0
69 | 0.97104 | -0.56047 | 0 | 0
70 | 0.97117 | -0.55798 | 0.0032206 | 0.00080716
71 | 0.98227 | -0.33944 | 0 | 0
72 | 0.98235 | -0.33785 | 0 | 0
73 | 0.98209 | -0.34292 | 0.0025927 | 0.00064979
74 | 0.98151 | -0.35425 | 0 | 0
75 | 0.98121 | -0.36011 | 0.0008305 | 0.00020814
76 | 0.98144 | -0.35549 | 0.0026442 | 0.00066271
77 | 0.98234 | -0.33821 | 0.00091754 | 0.00022996
78 | 0.97396 | -0.50236 | 0.0047133 | 0.0011813
79 | 0.97396 | -0.50226 | 0.0010473 | 0.00026249
80 | 0.98084 | -0.36733 | 0 | 0
81 | 0.98068 | -0.37042 | 0.0015312 | 0.00038374
82 | 0.9766 | -0.45016 | 0 | 0
83 | 0.97615 | -0.45913 | 0.0067187 | 0.0016839
84 | 0.97564 | -0.46904 | 0 | 0
85 | 0.97552 | -0.47138 | 0.0028097 | 0.00070417
86 | 0.97637 | -0.45467 | 0 | 0
87 | 0.97524 | -0.47704 | 0 | 0
88 | 0.97458 | -0.49002 | 0 | 0
89 | 0.97454 | -0.49091 | 0.0024329 | 0.00060974
90 | 0.97486 | -0.48459 | 0 | 0
91 | 0.97437 | -0.49428 | 0.0032265 | 0.00080863
92 | 0.97636 | -0.45498 | 0.002137 | 0.00053559
93 | 0.97587 | -0.46455 | 0 | 0
94 | 0.97544 | -0.47304 | 0.005347 | 0.0013401
95 | 0.97468 | -0.48806 | 0 | 0
96 | 0.97125 | -0.55633 | 0 | 0
97 | 0.9713 | -0.55538 | 0 | 0
98 | 0.97123 | -0.55681 | 0.0010466 | 0.00026231
99 | 0.97474 | -0.4869 | 0 | 0
100 | 0.97397 | -0.502 | 0 | 0
101 | 0.97393 | -0.5029 | 0.0011032 | 0.00027648
102 | 0.97195 | -0.54248 | 0.00090748 | 0.00022744
103 | 0.98228 | -0.33938 | 0.0054538 | 0.0013669
104 | 0.97095 | -0.56227 | 0.0021015 | 0.00052668
105 | 0.97429 | -0.49584 | 0.0016622 | 0.0004166
106 | 0.98485 | -0.28941 | 0 | 0
107 | 0.9743 | -0.49546 | 0.0045905 | 0.0011505
108 | 0.97095 | -0.56229 | 0.0016672 | 0.00041783
109 | 0.97937 | -0.39621 | 0 | 0
110 | 0.97928 | -0.39786 | 0.0013636 | 0.00034175
111 | 0.9779 | -0.42513 | 0 | 0
112 | 0.97975 | -0.38866 | 0.0025266 | 0.00063323
113 | 0.9779 | -0.42525 | 0 | 0
114 | 0.97789 | -0.42535 | 0.00019941 | 4.9977e-05
115 | 0.97785 | -0.42623 | 0.0010686 | 0.00026781
116 | 0.97779 | -0.42731 | 0.00090765 | 0.00022748
117 | 0.98042 | -0.37549 | 0.00076361 | 0.00019138
118 | 0.9755 | -0.47181 | 0.002664 | 0.00066765
119 | 0.97449 | -0.4918 | 0.0025907 | 0.00064929
120 | 0.9744 | -0.49349 | 0.0057587 | 0.0014433
121 | 0.97392 | -0.50305 | 0.00086654 | 0.00021717
122 | 0.97454 | -0.49087 | 0.0065601 | 0.0016441
123 | 0.97447 | -0.49229 | 0.011852 | 0.0029704
124 | 0.97205 | -0.54035 | 0 | 0
125 | 0.97996 | -0.38476 | 0.00037732 | 9.4564e-05
126 | 0.97997 | -0.38462 | 0.00017606 | 4.4124e-05
127 | 0.97502 | -0.4812 | 0.0096986 | 0.0024307
128 | 0.98602 | -0.26736 | 0.0042571 | 0.0010669
129 | 0.9744 | -0.49338 | 0 | 0
130 | 0.97396 | -0.50214 | 0.0087099 | 0.0021829
131 | 0.97387 | -0.50392 | 0.0042208 | 0.0010578
132 | 0.97381 | -0.50518 | 0.004974 | 0.0012466
133 | 0.97371 | -0.50711 | 0.014005 | 0.0035099
134 | 0.97433 | -0.49494 | 0.0012159 | 0.00030474
135 | 0.98829 | -0.22317 | 0.0032531 | 0.0008153
136 | 0.98826 | -0.22357 | 0.0017965 | 0.00045024
137 | 0.98963 | -0.19787 | 0.0040777 | 0.001022
138 | 0.98952 | -0.1999 | 0.0045402 | 0.0011379
139 | 0.98951 | -0.20008 | 0.0040801 | 0.0010226
140 | 0.98946 | -0.20122 | 0.0042175 | 0.001057
141 | 0.98942 | -0.20184 | 0.0040818 | 0.001023
142 | 0.98945 | -0.20131 | 0.0041316 | 0.0010355
143 | 0.98939 | -0.20253 | 0.0042042 | 0.0010537
144 | 0.98943 | -0.20172 | 0.0041368 | 0.0010368
145 | 0.99068 | -0.17712 | 0.0042238 | 0.0010586
146 | 0.99069 | -0.17699 | 0.0018244 | 0.00045723
147 | 0.99071 | -0.17654 | 0.0045076 | 0.0011297
148 | 0.97938 | -0.39613 | 0.0065702 | 0.0016466
149 | 0.9795 | -0.39377 | 0 | 0
150 | 0.97925 | -0.39882 | 0.0080962 | 0.0020291
151 | 0.97969 | -0.3901 | 0.0065574 | 0.0016434
152 | 0.97911 | -0.40152 | 0.009332 | 0.0023388
153 | 0.98038 | -0.37661 | 0 | 0
154 | 0.9801 | -0.38211 | 0.0084496 | 0.0021177
155 | 0.9812 | -0.36061 | 0 | 0
156 | 0.98009 | -0.38238 | 0 | 0
157 | 0.98401 | -0.30572 | 0.0054665 | 0.00137
158 | 0.98316 | -0.32216 | 0 | 0
159 | 0.98208 | -0.34329 | 0.0074643 | 0.0018707
160 | 0.98114 | -0.36164 | 0.0096534 | 0.0024194
161 | 0.98191 | -0.34655 | 0.0055637 | 0.0013944
162 | 0.98082 | -0.36861 | 0.0063253 | 0.0015853
163 | 0.98091 | -0.36682 | 0.0051595 | 0.0012931
164 | 0.98118 | -0.36147 | 0.00097552 | 0.00024449
165 | 0.98004 | -0.38331 | 0 | 0
166 | 0.98143 | -0.35653 | 0 | 0
167 | 0.98154 | -0.35446 | 0 | 0
168 | 0.979 | -0.4041 | 0 | 0
169 | 0.97863 | -0.41138 | 0.0037913 | 0.00095019
170 | 0.98058 | -0.37326 | 0 | 0
171 | 0.98102 | -0.3645 | 0.00028026 | 7.024e-05
172 | 0.98053 | -0.37426 | 0.00065009 | 0.00016293
173 | 0.98263 | -0.33318 | 0.006425 | 0.0016103
174 | 0.9812 | -0.36112 | 0 | 0
175 | 0.98046 | -0.37553 | 0.001072 | 0.00026868
176 | 0.98047 | -0.37533 | 0.0023518 | 0.00058943
177 | 0.97625 | -0.45795 | 0 | 0
178 | 0.97608 | -0.46125 | 0.0020042 | 0.00050229
179 | 0.97585 | -0.46573 | 0 | 0
180 | 0.97553 | -0.47205 | 0 | 0
181 | 0.97525 | -0.4776 | 0 | 0
182 | 0.97496 | -0.48327 | 0.00073333 | 0.00018379
183 | 0.97242 | -0.533 | 0 | 0
184 | 0.9726 | -0.52944 | 0.00040322 | 0.00010106
185 | 0.97235 | -0.53447 | 0 | 0
186 | 0.97228 | -0.53579 | 0 | 0
187 | 0.97402 | -0.50101 | 0.003426 | 0.00085864
188 | 0.97425 | -0.49639 | 0.0035691 | 0.00089451
189 | 0.97399 | -0.5016 | 0.0027239 | 0.00068266
190 | 0.97412 | -0.49906 | 0.0028981 | 0.00072634
191 | 0.97391 | -0.5032 | 0.0028429 | 0.00071249
192 | 0.9739 | -0.50336 | 0.0050878 | 0.0012751
193 | 0.97348 | -0.51171 | 0.002144 | 0.00053733
194 | 0.97746 | -0.43385 | 0.0015166 | 0.00038009
195 | 0.97753 | -0.43247 | 0.00019992 | 5.0105e-05
196 | 0.97755 | -0.43218 | 0 | 0
197 | 0.98026 | -0.3787 | 0.00050851 | 0.00012744
198 | 0.98005 | -0.38287 | 0.00064112 | 0.00016068
199 | 0.98002 | -0.38344 | 0.00081633 | 0.00020459
200 | 0.97753 | -0.43249 | 0.00066518 | 0.00016671
201 | 0.97748 | -0.43356 | 0.00042227 | 0.00010583
202 | 0.97769 | -0.42931 | 0.0010345 | 0.00025928
203 | 0.97423 | -0.49694 | 0 | 0
204 | 0.97415 | -0.49865 | 0.0024771 | 0.00062083
205 | 0.97414 | -0.49885 | 0.0015941 | 0.00039951
206 | 0.97411 | -0.49946 | 0.0016894 | 0.0004234
207 | 0.97401 | -0.50136 | 0 | 0
208 | 0.97386 | -0.50429 | 0.0045392 | 0.0011376
209 | 0.97374 | -0.50672 | 0.00093099 | 0.00023333
210 | 0.97365 | -0.50838 | 0.001509 | 0.00037818
211 | 0.97336 | -0.51429 | 0 | 0
212 | 0.97365 | -0.50847 | 0.0030782 | 0.00077147
213 | 0.97331 | -0.51523 | 0 | 0
214 | 0.97322 | -0.51697 | 0.0037826 | 0.00094802
215 | 0.97326 | -0.51618 | 0.00019378 | 4.8565e-05
216 | 0.9732 | -0.51747 | 0 | 0
217 | 0.97319 | -0.5176 | 0.0019036 | 0.00047709
218 | 0.97302 | -0.52109 | 0 | 0
219 | 0.97267 | -0.5279 | 0.00051677 | 0.00012952
220 | 0.97265 | -0.52833 | 0.00025469 | 6.3832e-05
221 | 0.97263 | -0.52878 | 0.00029446 | 7.3799e-05
222 | 0.97326 | -0.51623 | 0.00098685 | 0.00024733
223 | 0.97261 | -0.52913 | 0.0021201 | 0.00053135
224 | 0.97323 | -0.51677 | 0.00054507 | 0.00013661
225 | 0.97392 | -0.503 | 0.002858 | 0.00071629
226 | 0.97399 | -0.50168 | 0.0053214 | 0.0013337
227 | 0.97392 | -0.50306 | 0.0034023 | 0.00085269
228 | 0.97445 | -0.49261 | 0.0014544 | 0.00036451
229 | 0.97444 | -0.49272 | 0.0010063 | 0.00025221
230 | 0.97921 | -0.39935 | 0.0018062 | 0.00045267
231 | 0.97921 | -0.39941 | 0.0016544 | 0.00041463
232 | 0.97744 | -0.43432 | 0 | 0
233 | 0.97739 | -0.43525 | 0.00029094 | 7.2917e-05
234 | 0.97745 | -0.43406 | 0 | 0
235 | 0.98432 | -0.30036 | 0.00098665 | 0.00024728
236 | 0.97863 | -0.41141 | 0.0034879 | 0.00087416
237 | 0.98441 | -0.29864 | 0.0011507 | 0.00028839
238 | 0.9723 | -0.53532 | 0.00033705 | 8.4472e-05
239 | 0.97177 | -0.54589 | 0.00039375 | 9.8683e-05
240 | 0.97224 | -0.5366 | 0.00078038 | 0.00019558
241 | 0.97221 | -0.53725 | 0 | 0
242 | 0.97195 | -0.54232 | 0.00017428 | 4.368e-05
243 | 0.97195 | -0.54232 | 0.00020821 | 5.2182e-05
244 | 0.972 | -0.54142 | 0.0010784 | 0.00027026
245 | 0.97206 | -0.54019 | 0.00030562 | 7.6596e-05
246 | 0.97196 | -0.54223 | 0.00014952 | 3.7474e-05
247 | 0.97211 | -0.53921 | 0.0011689 | 0.00029296
248 | 0.97174 | -0.54648 | 0.0010127 | 0.00025382
249 | 0.97174 | -0.5464 | 0.0003061 | 7.6716e-05
250 | 0.97171 | -0.547 | 0.0012721 | 0.00031882
251 | 0.97196 | -0.54223 | 0.00016689 | 4.1826e-05
252 | 0.9722 | -0.53752 | 0.00028426 | 7.1243e-05
253 | 0.97224 | -0.53671 | 0.0003815 | 9.5614e-05
254 | 0.97489 | -0.48472 | 0 | 0
255 | 0.97544 | -0.4739 | 0.014859 | 0.003724
256 | 0.97261 | -0.52921 | 0.00069031 | 0.00017301
257 | 0.97483 | -0.48584 | 0.0013062 | 0.00032737
258 | 0.97484 | -0.48563 | 0.0022971 | 0.00057571
259 | 0.97484 | -0.48579 | 0.0061615 | 0.0015442
260 | 0.98533 | -0.28075 | 0 | 0
261 | 0.99282 | -0.1363 | 0.0044077 | 0.0011047
262 | 0.98935 | -0.2032 | 0.0041139 | 0.0010311
263 | 0.98937 | -0.20296 | 0.0040751 | 0.0010213
264 | 0.99998 | 149.9956 | 0 | 0

## res_line
| p_from_mw | q_from_mvar | p_to_mw | q_to_mvar | pl_mw | ql_mvar | i_from_ka | i_to_ka | i_ka | vm_from_pu | va_from_degree | vm_to_pu | va_to_degree | loading_percent
0 | -0.013147 | -0.0032952 | 0.013148 | 0.0032958 | 9.8729e-07 | 5.4515e-07 | 0.019759 | 0.019759 | 0.019759 | 0.99005 | -0.18953 | 0.99013 | -0.18795 | 5.4284
1 | 0.0089515 | 0.0022438 | -0.00895 | -0.0022431 | 1.5709e-06 | 7.0783e-07 | 0.013454 | 0.013454 | 0.013454 | 0.99005 | -0.18953 | 0.98986 | -0.19321 | 3.6962
2 | -0.12585 | -0.031858 | 0.12593 | 0.031913 | 8.5439e-05 | 5.4599e-05 | 0.18924 | 0.18924 | 0.18924 | 0.99013 | -0.18795 | 0.99087 | -0.17382 | 51.9894
3 | 0.1127 | 0.028562 | -0.11257 | -0.028481 | 0.00012781 | 8.1647e-05 | 0.16948 | 0.16948 | 0.16948 | 0.99013 | -0.18795 | 0.98891 | -0.21159 | 46.561
4 | -0.17684 | -0.044695 | 0.17706 | 0.044835 | 0.00022006 | 0.00014041 | 0.2657 | 0.2657 | 0.2657 | 0.99087 | -0.17382 | 0.99221 | -0.1479 | 36.4975
5 | 0.05091 | 0.012782 | -0.050876 | -0.012761 | 3.3242e-05 | 2.108e-05 | 0.076461 | 0.076461 | 0.076461 | 0.99087 | -0.17382 | 0.99016 | -0.18752 | 21.0057
6 | 0.10739 | 0.027183 | -0.10733 | -0.027144 | 6.0782e-05 | 3.8821e-05 | 0.16169 | 0.16169 | 0.16169 | 0.98891 | -0.21159 | 0.9883 | -0.22338 | 44.4202
7 | -0.18101 | -0.045823 | 0.18102 | 0.04583 | 1.0788e-05 | 6.7787e-06 | 0.27162 | 0.27162 | 0.27162 | 0.99221 | -0.1479 | 0.99228 | -0.14666 | 14.924
8 | 0.046434 | 0.011647 | -0.046432 | -0.011646 | 1.9884e-06 | 1.2586e-06 | 0.069784 | 0.069784 | 0.069784 | 0.99016 | -0.18752 | 0.99012 | -0.18842 | 19.1715
9 | 0.10351 | 0.026186 | -0.10346 | -0.026155 | 4.8873e-05 | 3.121e-05 | 0.15594 | 0.15594 | 0.15594 | 0.9883 | -0.22338 | 0.98779 | -0.23323 | 42.8395
10 | -0.18535 | -0.046916 | 0.18545 | 0.04698 | 0.00010287 | 6.4689e-05 | 0.27811 | 0.27811 | 0.27811 | 0.99228 | -0.14666 | 0.99288 | -0.13511 | 15.2809
11 | 0.041685 | 0.010456 | -0.041668 | -0.010446 | 1.6858e-05 | 1.0642e-05 | 0.06265 | 0.06265 | 0.06265 | 0.99012 | -0.18842 | 0.98968 | -0.19691 | 17.2116
12 | 0.098855 | 0.025001 | -0.098776 | -0.02495 | 7.9423e-05 | 5.0709e-05 | 0.149 | 0.149 | 0.149 | 0.98779 | -0.23323 | 0.98692 | -0.24999 | 40.9334
13 | 0.004408 | 0.0011046 | -0.0044077 | -0.0011047 | 2.4938e-07 | -3.7461e-08 | 0.0066061 | 0.0066062 | 0.0066062 | 0.99288 | -0.13511 | 0.99282 | -0.1363 | 1.8149
14 | -0.18986 | -0.048085 | 0.18989 | 0.048104 | 2.9657e-05 | 1.8665e-05 | 0.28472 | 0.28472 | 0.28472 | 0.99288 | -0.13511 | 0.99305 | -0.13186 | 15.6438
15 | 0.024638 | 0.0061767 | -0.024637 | -0.006176 | 1.1318e-06 | 6.9607e-07 | 0.037045 | 0.037045 | 0.037045 | 0.98968 | -0.19691 | 0.98963 | -0.19787 | 10.1772
16 | 0.01703 | 0.004269 | -0.017027 | -0.0042676 | 2.4304e-06 | 1.4284e-06 | 0.025605 | 0.025605 | 0.025605 | 0.98968 | -0.19691 | 0.98952 | -0.1999 | 7.0343
17 | 0.064761 | 0.016409 | -0.064707 | -0.016374 | 5.3973e-05 | 3.435e-05 | 0.097706 | 0.097706 | 0.097706 | 0.98692 | -0.24999 | 0.98602 | -0.26736 | 26.8423
18 | 0.034015 | 0.0085413 | -0.033999 | -0.0085308 | 1.6685e-05 | 1.0463e-05 | 0.051292 | 0.051292 | 0.051292 | 0.98692 | -0.24999 | 0.98639 | -0.26028 | 14.0912
19 | -0.01402 | -0.003514 | 0.014022 | 0.0035148 | 1.4704e-06 | 8.2969e-07 | 0.021175 | 0.021175 | 0.021175 | 0.98525 | -0.28245 | 0.98537 | -0.28025 | 5.8172
20 | 0.0089351 | 0.0022395 | -0.008934 | -0.002239 | 1.1271e-06 | 5.1118e-07 | 0.013495 | 0.013495 | 0.013495 | 0.98525 | -0.28245 | 0.98512 | -0.2851 | 3.7074
21 | -0.022515 | -0.0056435 | 0.022516 | 0.0056443 | 1.284e-06 | 7.8404e-07 | 0.034001 | 0.034001 | 0.034001 | 0.98537 | -0.28025 | 0.98543 | -0.27905 | 9.3409
22 | 0.0042917 | 0.0010756 | -0.0042916 | -0.0010756 | 9.1276e-08 | -1.5323e-08 | 0.0064826 | 0.0064826 | 0.0064826 | 0.98512 | -0.2851 | 0.9851 | -0.28555 | 1.7809
23 | -0.024744 | -0.0062026 | 0.024756 | 0.0062096 | 1.1509e-05 | 7.0856e-06 | 0.037364 | 0.037364 | 0.037364 | 0.98543 | -0.27905 | 0.98593 | -0.2693 | 10.265
24 | -0.029058 | -0.007288 | 0.029071 | 0.0072958 | 1.2498e-05 | 7.7775e-06 | 0.043858 | 0.043858 | 0.043858 | 0.98593 | -0.2693 | 0.98639 | -0.26028 | 12.049
25 | 0.021738 | 0.00545 | -0.021733 | -0.0054469 | 5.1321e-06 | 3.113e-06 | 0.032348 | 0.032348 | 0.032348 | 1 | 0 | 0.99974 | -0.0049556 | 8.8868
26 | 0.59274 | 0.15243 | -0.59107 | -0.15136 | 0.0016686 | 0.001066 | 0.88338 | 0.88338 | 0.88338 | 1 | 0 | 0.99693 | -0.058096 | 48.5375
27 | 0.58548 | 0.14996 | -0.58452 | -0.14935 | 0.00095388 | 0.0006094 | 0.87503 | 0.87503 | 0.87503 | 0.99693 | -0.058096 | 0.99515 | -0.091783 | 48.0786
28 | 0.0055961 | 0.0014025 | -0.0055958 | -0.0014024 | 3.1993e-07 | 4.5327e-08 | 0.0083528 | 0.0083529 | 0.0083529 | 0.99693 | -0.058096 | 0.99686 | -0.059296 | 2.2947
29 | 0.57945 | 0.14808 | -0.5791 | -0.14786 | 0.00034738 | 0.00022192 | 0.86744 | 0.86744 | 0.86744 | 0.99515 | -0.091783 | 0.9945 | -0.10419 | 47.6616
30 | 0.35333 | 0.089959 | -0.35317 | -0.089855 | 0.00016315 | 0.00010393 | 0.53197 | 0.53197 | 0.53197 | 0.98925 | -0.20453 | 0.98875 | -0.21411 | 29.2294
31 | -0.35333 | -0.089959 | 0.3536 | 0.090131 | 0.00027101 | 0.00017262 | 0.53197 | 0.53197 | 0.53197 | 0.98925 | -0.20453 | 0.99008 | -0.18864 | 29.2294
32 | 0.33738 | 0.085897 | -0.33716 | -0.085755 | 0.00022277 | 0.00014183 | 0.50822 | 0.50822 | 0.50822 | 0.98875 | -0.21411 | 0.98804 | -0.22781 | 27.924
33 | 0.015787 | 0.003958 | -0.015784 | -0.0039563 | 3.0597e-06 | 1.7729e-06 | 0.023759 | 0.023759 | 0.023759 | 0.98875 | -0.21411 | 0.98854 | -0.21818 | 6.5272
34 | -0.35872 | -0.091415 | 0.35898 | 0.091582 | 0.00026229 | 0.00016709 | 0.53967 | 0.53967 | 0.53967 | 0.99008 | -0.18864 | 0.99087 | -0.1735 | 29.6523
35 | 0.57468 | 0.14675 | -0.57392 | -0.14626 | 0.00076744 | 0.00049027 | 0.86084 | 0.86084 | 0.86084 | 0.9945 | -0.10419 | 0.99305 | -0.13186 | 47.2987
36 | 0.33581 | 0.085418 | -0.33573 | -0.085368 | 7.8062e-05 | 4.97e-05 | 0.50619 | 0.50619 | 0.50619 | 0.98804 | -0.22781 | 0.98779 | -0.23264 | 27.8127
37 | 0.011949 | 0.0029952 | -0.011947 | -0.0029943 | 1.7104e-06 | 9.1393e-07 | 0.017987 | 0.017987 | 0.017987 | 0.98854 | -0.21818 | 0.98839 | -0.22118 | 4.9415
38 | -0.37441 | -0.095448 | 0.37466 | 0.095607 | 0.00024982 | 0.00015921 | 0.56283 | 0.56283 | 0.56283 | 0.99087 | -0.1735 | 0.99159 | -0.15968 | 30.9248
39 | 0.014168 | 0.0035513 | -0.014167 | -0.0035508 | 9.0074e-07 | 5.0813e-07 | 0.021276 | 0.021276 | 0.021276 | 0.99087 | -0.1735 | 0.9908 | -0.17483 | 5.8451
40 | 0.38403 | 0.098155 | -0.38353 | -0.09784 | 0.00049416 | 0.00031498 | 0.57612 | 0.57612 | 0.57612 | 0.99305 | -0.13186 | 0.99165 | -0.1585 | 31.655
41 | 0.33461 | 0.085086 | -0.33437 | -0.084933 | 0.00023982 | 0.00015268 | 0.50449 | 0.50449 | 0.50449 | 0.98779 | -0.23264 | 0.98701 | -0.24753 | 27.7195
42 | 0.0087973 | 0.0022047 | -0.0087967 | -0.0022045 | 5.9937e-07 | 2.6682e-07 | 0.013244 | 0.013244 | 0.013244 | 0.98839 | -0.22118 | 0.98831 | -0.22261 | 3.6385
43 | -0.37862 | -0.0966 | 0.37864 | 0.096614 | 2.1729e-05 | 1.3849e-05 | 0.56878 | 0.56878 | 0.56878 | 0.99159 | -0.15968 | 0.99165 | -0.1585 | 31.2515
44 | 0.012482 | 0.0031286 | -0.012481 | -0.0031282 | 7.885e-07 | 4.2758e-07 | 0.018746 | 0.018746 | 0.018746 | 0.9908 | -0.17483 | 0.99073 | -0.17616 | 5.1501
45 | 0.048071 | 0.012082 | -0.048035 | -0.012059 | 3.595e-05 | 2.2785e-05 | 0.073279 | 0.073279 | 0.073279 | 0.9763 | -0.45605 | 0.9755 | -0.47173 | 20.1316
46 | -0.048071 | -0.012082 | 0.04808 | 0.012088 | 9.2241e-06 | 5.8461e-06 | 0.073279 | 0.073279 | 0.073279 | 0.9763 | -0.45605 | 0.97651 | -0.45203 | 20.1316
47 | 0.041663 | 0.010462 | -0.041644 | -0.01045 | 1.8825e-05 | 1.1893e-05 | 0.063559 | 0.063559 | 0.063559 | 0.9755 | -0.47173 | 0.97502 | -0.4812 | 17.4614
48 | -0.052563 | -0.013211 | 0.052627 | 0.013252 | 6.4442e-05 | 4.0907e-05 | 0.08011 | 0.08011 | 0.08011 | 0.97651 | -0.45203 | 0.97781 | -0.42639 | 22.0083
49 | 0.33437 | 0.084933 | -0.33369 | -0.084505 | 0.00067253 | 0.00042817 | 0.50449 | 0.5045 | 0.5045 | 0.98701 | -0.24753 | 0.98485 | -0.28941 | 27.7195
50 | 0.0050497 | 0.0012654 | -0.0050496 | -0.0012654 | 1.3338e-07 | 6.5156e-09 | 0.0076029 | 0.0076029 | 0.0076029 | 0.98831 | -0.22261 | 0.98829 | -0.22317 | 2.0887
51 | 0.010556 | 0.0026457 | -0.010556 | -0.0026456 | 1.9358e-07 | 9.7447e-08 | 0.015855 | 0.015855 | 0.015855 | 0.99073 | -0.17616 | 0.99071 | -0.17654 | 4.3557
52 | 0.21672 | 0.054543 | -0.21659 | -0.054459 | 0.00013253 | 8.3798e-05 | 0.32967 | 0.32967 | 0.32967 | 0.97847 | -0.41358 | 0.97781 | -0.42639 | 18.1136
53 | -0.2223 | -0.055941 | 0.2226 | 0.056129 | 0.00029663 | 0.00018767 | 0.33815 | 0.33815 | 0.33815 | 0.97847 | -0.41358 | 0.97989 | -0.3857 | 18.5796
54 | 0.16396 | 0.041207 | -0.16387 | -0.04115 | 9.0944e-05 | 5.6984e-05 | 0.24956 | 0.24956 | 0.24956 | 0.97781 | -0.42639 | 0.97722 | -0.43801 | 13.712
55 | -0.2226 | -0.056129 | 0.223 | 0.056383 | 0.00040233 | 0.00025453 | 0.33815 | 0.33815 | 0.33815 | 0.97989 | -0.3857 | 0.98183 | -0.34801 | 18.5795
56 | 0.15875 | 0.039867 | -0.15871 | -0.039839 | 4.5176e-05 | 2.8267e-05 | 0.24176 | 0.24176 | 0.24176 | 0.97722 | -0.43801 | 0.97692 | -0.44398 | 13.2837
57 | -0.24444 | -0.061761 | 0.24456 | 0.061836 | 0.00011847 | 7.5092e-05 | 0.37064 | 0.37064 | 0.37064 | 0.98183 | -0.34801 | 0.98235 | -0.33791 | 20.3649
58 | 0.02144 | 0.0053775 | -0.021434 | -0.0053736 | 6.3705e-06 | 3.8737e-06 | 0.032495 | 0.032495 | 0.032495 | 0.98183 | -0.34801 | 0.98151 | -0.35425 | 8.9272
59 | 0.099608 | 0.024977 | -0.099579 | -0.024959 | 2.9338e-05 | 1.7713e-05 | 0.15173 | 0.15173 | 0.15173 | 0.97692 | -0.44398 | 0.9766 | -0.45016 | 8.3366
60 | 0.059101 | 0.014862 | -0.05907 | -0.014843 | 3.0152e-05 | 1.9173e-05 | 0.090039 | 0.090039 | 0.090039 | 0.97692 | -0.44398 | 0.97637 | -0.45467 | 24.7359
61 | 0.0013044 | 0.00032689 | -0.0013044 | -0.00032691 | 2.5244e-09 | -2.0236e-08 | 0.0019754 | 0.0019754 | 0.0019754 | 0.98258 | -0.33344 | 0.98258 | -0.33348 | 0.54268
62 | 0.008967 | 0.002246 | -0.0089655 | -0.0022454 | 1.4376e-06 | 6.5678e-07 | 0.013579 | 0.013579 | 0.013579 | 0.98258 | -0.33344 | 0.98241 | -0.33681 | 3.7305
63 | -0.010271 | -0.0025729 | 0.010273 | 0.0025736 | 1.3116e-06 | 6.5628e-07 | 0.015554 | 0.015554 | 0.015554 | 0.98258 | -0.33344 | 0.98272 | -0.33076 | 4.2732
64 | 0.0054545 | 0.001367 | -0.0054538 | -0.0013669 | 6.6719e-07 | 9.7004e-08 | 0.0082617 | 0.0082618 | 0.0082618 | 0.98241 | -0.33681 | 0.98228 | -0.33938 | 2.2697
65 | 0.003511 | 0.00087841 | -0.0035109 | -0.00087851 | 1.7406e-07 | -9.6439e-08 | 0.0053175 | 0.0053176 | 0.0053176 | 0.98241 | -0.33681 | 0.98235 | -0.33785 | 1.4609
66 | -0.013694 | -0.0034311 | 0.013696 | 0.0034323 | 2.1678e-06 | 1.217e-06 | 0.020735 | 0.020735 | 0.020735 | 0.98272 | -0.33076 | 0.98289 | -0.32744 | 5.6964
67 | 0.0026671 | 0.00066766 | -0.002667 | -0.00066771 | 3.4098e-08 | -4.6361e-08 | 0.0040741 | 0.0040741 | 0.0040741 | 0.97404 | -0.50069 | 0.97403 | -0.50096 | 1.1193
68 | 0.0057611 | 0.0014438 | -0.0057607 | -0.0014437 | 4.1108e-07 | 8.6951e-08 | 0.008801 | 0.0088011 | 0.0088011 | 0.97404 | -0.50069 | 0.97396 | -0.50219 | 2.4179
69 | -0.0084281 | -0.0021115 | 0.0084296 | 0.0021121 | 1.4872e-06 | 6.5395e-07 | 0.012875 | 0.012875 | 0.012875 | 0.97404 | -0.50069 | 0.97423 | -0.49699 | 3.5371
70 | 0.0019699 | 0.00049298 | -0.0019698 | -0.00049328 | 9.7699e-08 | -2.9556e-07 | 0.0030091 | 0.0030093 | 0.0030093 | 0.97403 | -0.50096 | 0.97397 | -0.502 | 0.82672
71 | 0.0047133 | 0.0011813 | -0.0047133 | -0.0011813 | 3.8306e-08 | 2.5698e-14 | 0.007201 | 0.007201 | 0.007201 | 0.97396 | -0.50219 | 0.97396 | -0.50236 | 1.9783
72 | 0.0010473 | 0.00026245 | -0.0010473 | -0.00026249 | 3.404e-09 | -4.1942e-08 | 0.0016001 | 0.0016001 | 0.0016001 | 0.97396 | -0.50219 | 0.97396 | -0.50226 | 0.4396
73 | -0.009472 | -0.0023733 | 0.0094725 | 0.0023736 | 5.1797e-07 | 2.4932e-07 | 0.014467 | 0.014467 | 0.014467 | 0.97423 | -0.49699 | 0.97429 | -0.49584 | 3.9745
74 | 0.24601 | 0.062263 | -0.24584 | -0.062157 | 0.00016772 | 0.00010632 | 0.37258 | 0.37258 | 0.37258 | 0.98308 | -0.32369 | 0.98235 | -0.33791 | 20.4716
75 | 0.013699 | 0.0034336 | -0.013696 | -0.0034323 | 2.4435e-06 | 1.3717e-06 | 0.020735 | 0.020735 | 0.020735 | 0.98308 | -0.32369 | 0.98289 | -0.32744 | 5.6964
76 | -0.25971 | -0.065697 | 0.25993 | 0.065837 | 0.00022093 | 0.00014019 | 0.39332 | 0.39332 | 0.39332 | 0.98308 | -0.32369 | 0.98399 | -0.30598 | 21.6108
77 | -0.26551 | -0.067235 | 0.26572 | 0.06737 | 0.00021148 | 0.00013424 | 0.40175 | 0.40175 | 0.40175 | 0.98399 | -0.30598 | 0.98485 | -0.28941 | 22.0744
78 | 0.023009 | 0.0057687 | -0.023003 | -0.0057653 | 5.53e-06 | 3.3903e-06 | 0.035128 | 0.035128 | 0.035128 | 0.97466 | -0.48842 | 0.9744 | -0.49346 | 9.6506
79 | -0.023009 | -0.0057687 | 0.023014 | 0.0057721 | 5.5695e-06 | 3.4145e-06 | 0.035128 | 0.035128 | 0.035128 | 0.97466 | -0.48842 | 0.97492 | -0.48334 | 9.6506
80 | 0.020823 | 0.005219 | -0.020821 | -0.0052178 | 1.9794e-06 | 1.2018e-06 | 0.0318 | 0.0318 | 0.0318 | 0.9744 | -0.49346 | 0.9743 | -0.49546 | 8.7362
81 | -0.02756 | -0.0069113 | 0.027568 | 0.0069164 | 8.2735e-06 | 5.1395e-06 | 0.042066 | 0.042066 | 0.042066 | 0.97492 | -0.48334 | 0.97524 | -0.47704 | 11.5566
82 | 0.0029732 | 0.00074415 | -0.0029731 | -0.00074468 | 9.2833e-08 | -5.3075e-07 | 0.0045557 | 0.0045559 | 0.0045559 | 0.97105 | -0.56041 | 0.97101 | -0.56107 | 0.62581
83 | -0.0029732 | -0.00074415 | 0.0029733 | 0.00073932 | 1.2333e-07 | -4.8239e-06 | 0.0045557 | 0.004554 | 0.0045557 | 0.97105 | -0.56041 | 0.97109 | -0.55954 | 0.25031
84 | 0.0016673 | 0.00041741 | -0.0016672 | -0.00041783 | 9.7016e-08 | -4.2813e-07 | 0.0025548 | 0.002555 | 0.002555 | 0.97101 | -0.56107 | 0.97095 | -0.56229 | 0.70192
85 | 0.0021018 | 0.00052599 | -0.0021017 | -0.00052622 | 9.3471e-08 | -2.3752e-07 | 0.0032203 | 0.0032204 | 0.0032204 | 0.97109 | -0.55954 | 0.97104 | -0.56047 | 0.88472
86 | -0.0050751 | -0.0012653 | 0.0050755 | 0.0012604 | 3.7546e-07 | -4.8851e-06 | 0.0077742 | 0.0077724 | 0.0077742 | 0.97109 | -0.55954 | 0.97117 | -0.55798 | 0.42715
87 | 0.0021017 | 0.00052622 | -0.0021015 | -0.00052668 | 1.8051e-07 | -4.5856e-07 | 0.0032204 | 0.0032206 | 0.0032206 | 0.97104 | -0.56047 | 0.97095 | -0.56227 | 0.88478
88 | -0.008296 | -0.0020676 | 0.0082965 | 0.0020655 | 4.5958e-07 | -2.0541e-06 | 0.012707 | 0.012706 | 0.012707 | 0.97117 | -0.55798 | 0.97123 | -0.55681 | 0.69818
89 | -0.0025931 | -0.00064912 | 0.0025933 | 0.00064882 | 1.9603e-07 | -3.0347e-07 | 0.0039279 | 0.0039278 | 0.0039279 | 0.98227 | -0.33944 | 0.98235 | -0.33785 | 1.0791
90 | 0.0025931 | 0.00064912 | -0.0025927 | -0.00064979 | 4.3036e-07 | -6.6587e-07 | 0.0039279 | 0.0039283 | 0.0039283 | 0.98227 | -0.33944 | 0.98209 | -0.34292 | 1.0792
91 | 0.00091756 | 0.00022969 | -0.00091754 | -0.00022996 | 1.5921e-08 | -2.6808e-07 | 0.0013898 | 0.0013899 | 0.0013899 | 0.98235 | -0.33785 | 0.98234 | -0.33821 | 0.38183
92 | 0.018789 | 0.0047111 | -0.018784 | -0.004708 | 5.2527e-06 | 3.1437e-06 | 0.028486 | 0.028486 | 0.028486 | 0.98151 | -0.35425 | 0.98121 | -0.36011 | 7.8259
93 | 0.0026444 | 0.00066248 | -0.0026442 | -0.00066271 | 1.5638e-07 | -2.2782e-07 | 0.0040089 | 0.004009 | 0.004009 | 0.98151 | -0.35425 | 0.98144 | -0.35549 | 1.1014
94 | 0.017953 | 0.0044999 | -0.017947 | -0.0044962 | 6.171e-06 | 3.6692e-06 | 0.027227 | 0.027227 | 0.027227 | 0.98121 | -0.36011 | 0.98084 | -0.36733 | 7.4799
95 | 0.017947 | 0.0044962 | -0.017945 | -0.0044946 | 2.6434e-06 | 1.5718e-06 | 0.027227 | 0.027227 | 0.027227 | 0.98084 | -0.36733 | 0.98068 | -0.37042 | 7.4799
96 | 0.016413 | 0.0041109 | -0.016409 | -0.0041086 | 3.9592e-06 | 2.3192e-06 | 0.024904 | 0.024904 | 0.024904 | 0.98068 | -0.37042 | 0.98042 | -0.37549 | 6.8417
97 | 0.099579 | 0.024959 | -0.099536 | -0.024934 | 4.2551e-05 | 2.5692e-05 | 0.15173 | 0.15173 | 0.15173 | 0.9766 | -0.45016 | 0.97615 | -0.45913 | 8.3366
98 | 0.092818 | 0.02325 | -0.092794 | -0.023235 | 2.3947e-05 | 1.4329e-05 | 0.14148 | 0.14149 | 0.14149 | 0.97615 | -0.45913 | 0.97587 | -0.46455 | 7.7739
99 | 0.0054743 | 0.0013718 | -0.0054737 | -0.0013717 | 6.1218e-07 | 9.9382e-08 | 0.0083491 | 0.0083492 | 0.0083492 | 0.97564 | -0.46904 | 0.97552 | -0.47138 | 2.2937
100 | -0.056894 | -0.014282 | 0.056933 | 0.014307 | 3.9023e-05 | 2.4802e-05 | 0.086782 | 0.086782 | 0.086782 | 0.97564 | -0.46904 | 0.97637 | -0.45467 | 23.8411
101 | 0.05142 | 0.012911 | -0.0514 | -0.012898 | 1.9636e-05 | 1.2461e-05 | 0.078433 | 0.078433 | 0.078433 | 0.97564 | -0.46904 | 0.97524 | -0.47704 | 21.5474
102 | 0.002664 | 0.00066757 | -0.002664 | -0.00066765 | 5.4132e-08 | -7.4497e-08 | 0.0040635 | 0.0040636 | 0.0040636 | 0.97552 | -0.47138 | 0.9755 | -0.47181 | 1.1164
103 | 0.0021371 | 0.00053551 | -0.002137 | -0.00053559 | 3.1434e-08 | -7.8714e-08 | 0.0032569 | 0.0032569 | 0.0032569 | 0.97637 | -0.45467 | 0.97636 | -0.45498 | 0.89476
104 | 0.023833 | 0.0059817 | -0.02382 | -0.005974 | 1.2514e-05 | 7.6946e-06 | 0.036367 | 0.036367 | 0.036367 | 0.97524 | -0.47704 | 0.97468 | -0.48806 | 9.9909
105 | 0.0074849 | 0.0018757 | -0.0074846 | -0.0018755 | 3.1676e-07 | 1.2214e-07 | 0.011428 | 0.011428 | 0.011428 | 0.97458 | -0.49002 | 0.97454 | -0.49091 | 3.1396
106 | -0.02185 | -0.0054766 | 0.021856 | 0.00548 | 5.651e-06 | 3.4478e-06 | 0.033361 | 0.033361 | 0.033361 | 0.97458 | -0.49002 | 0.97486 | -0.48459 | 9.1651
107 | 0.014365 | 0.0036009 | -0.014362 | -0.0035992 | 2.9152e-06 | 1.6644e-06 | 0.021933 | 0.021933 | 0.021933 | 0.97458 | -0.49002 | 0.97437 | -0.49428 | 6.0256
108 | 0.0050518 | 0.0012658 | -0.0050515 | -0.0012658 | 2.1345e-07 | 1.7413e-08 | 0.0077134 | 0.0077134 | 0.0077134 | 0.97454 | -0.49091 | 0.97449 | -0.4918 | 2.1191
109 | 0.065506 | 0.016364 | -0.065499 | -0.01636 | 7.1887e-06 | 4.003e-06 | 0.099969 | 0.099969 | 0.099969 | 0.97486 | -0.48459 | 0.97474 | -0.4869 | 5.4928
110 | -0.087361 | -0.021844 | 0.087409 | 0.021873 | 4.804e-05 | 2.8498e-05 | 0.13333 | 0.13333 | 0.13333 | 0.97486 | -0.48459 | 0.97544 | -0.47304 | 7.3258
111 | 0.011136 | 0.0027906 | -0.011135 | -0.0027902 | 8.2808e-07 | 4.3487e-07 | 0.017006 | 0.017006 | 0.017006 | 0.97437 | -0.49428 | 0.97429 | -0.49584 | 4.6719
112 | 0.092794 | 0.023235 | -0.092756 | -0.023213 | 3.7458e-05 | 2.2415e-05 | 0.14149 | 0.14149 | 0.14149 | 0.97587 | -0.46455 | 0.97544 | -0.47304 | 7.7739
113 | 0.02382 | 0.005974 | -0.023814 | -0.0059702 | 6.1648e-06 | 3.7906e-06 | 0.036367 | 0.036367 | 0.036367 | 0.97468 | -0.48806 | 0.9744 | -0.49349 | 9.9909
114 | -0.0093433 | -0.0023271 | 0.0093437 | 0.0023257 | 4.194e-07 | -1.4217e-06 | 0.014309 | 0.014309 | 0.014309 | 0.97125 | -0.55633 | 0.9713 | -0.55538 | 0.78622
115 | 0.0093433 | 0.0023271 | -0.0093431 | -0.0023278 | 2.1121e-07 | -7.1585e-07 | 0.014309 | 0.01431 | 0.01431 | 0.97125 | -0.55633 | 0.97123 | -0.55681 | 0.78624
116 | -0.0093437 | -0.0023257 | 0.0093494 | 0.0023064 | 5.6956e-06 | -1.9338e-05 | 0.014309 | 0.0143 | 0.014309 | 0.9713 | -0.55538 | 0.97195 | -0.54248 | 0.78619
117 | 0.053643 | 0.013388 | -0.053633 | -0.013383 | 1.0111e-05 | 5.2175e-06 | 0.081871 | 0.081871 | 0.081871 | 0.97474 | -0.4869 | 0.97454 | -0.49087 | 4.4984
118 | 0.011855 | 0.002972 | -0.011852 | -0.0029704 | 3.0446e-06 | 1.6397e-06 | 0.018098 | 0.018098 | 0.018098 | 0.97474 | -0.4869 | 0.97447 | -0.49229 | 4.972
119 | 0.0019698 | 0.00049328 | -0.0019697 | -0.00049353 | 8.3587e-08 | -2.5281e-07 | 0.0030093 | 0.0030094 | 0.0030094 | 0.97397 | -0.502 | 0.97393 | -0.5029 | 0.82675
120 | 0.00086654 | 0.00021706 | -0.00086654 | -0.00021717 | 6.505e-09 | -1.1899e-07 | 0.0013239 | 0.0013239 | 0.0013239 | 0.97393 | -0.5029 | 0.97392 | -0.50305 | 0.36372
121 | -0.010257 | -0.0025338 | 0.010258 | 0.002531 | 1.0302e-06 | -2.7992e-06 | 0.01569 | 0.015689 | 0.01569 | 0.97195 | -0.54248 | 0.97205 | -0.54035 | 0.86208
122 | 0.067976 | 0.017135 | -0.067923 | -0.017102 | 5.3007e-05 | 3.3754e-05 | 0.10274 | 0.10274 | 0.10274 | 0.98485 | -0.28941 | 0.98401 | -0.30572 | 28.2258
123 | 0.016231 | 0.0040673 | -0.016227 | -0.0040648 | 4.2888e-06 | 2.5131e-06 | 0.024789 | 0.024789 | 0.024789 | 0.9743 | -0.49546 | 0.97402 | -0.50101 | 6.8101
124 | 0.0048248 | 0.0012089 | -0.0048244 | -0.0012089 | 3.8135e-07 | 5.9498e-09 | 0.0073305 | 0.0073306 | 0.0073306 | 0.97937 | -0.39621 | 0.97928 | -0.39786 | 2.0139
125 | 0.0063153 | 0.001575 | -0.0063066 | -0.0015726 | 8.6628e-06 | 2.3901e-06 | 0.0095925 | 0.0095936 | 0.0095936 | 0.97937 | -0.39621 | 0.9779 | -0.42513 | 2.6356
126 | -0.01114 | -0.0027839 | 0.011144 | 0.002786 | 3.9967e-06 | 2.0894e-06 | 0.016923 | 0.016923 | 0.016923 | 0.97937 | -0.39621 | 0.97975 | -0.38866 | 4.6492
127 | 0.0034608 | 0.00086714 | -0.0034606 | -0.00086728 | 2.4483e-07 | -1.4033e-07 | 0.0052586 | 0.0052587 | 0.0052587 | 0.97928 | -0.39786 | 0.97921 | -0.39935 | 1.4447
128 | 0.0050386 | 0.0012558 | -0.0050381 | -0.0012558 | 5.2092e-07 | 3.6754e-08 | 0.0076645 | 0.0076646 | 0.0076646 | 0.9779 | -0.42513 | 0.97779 | -0.42731 | 2.1057
129 | 0.001268 | 0.00031677 | -0.001268 | -0.00031683 | 7.4021e-09 | -6.1806e-08 | 0.0019291 | 0.0019291 | 0.0019291 | 0.9779 | -0.42513 | 0.9779 | -0.42525 | 0.52998
130 | -0.013671 | -0.0034192 | 0.013674 | 0.0034211 | 3.3925e-06 | 1.9068e-06 | 0.02076 | 0.02076 | 0.02076 | 0.97975 | -0.38866 | 0.98002 | -0.38344 | 5.7033
131 | 0.00019941 | 4.9621e-05 | -0.00019941 | -4.9977e-05 | 9.8118e-10 | -3.5604e-07 | 0.00030331 | 0.00030343 | 0.00030343 | 0.9779 | -0.42525 | 0.97789 | -0.42535 | 0.083361
132 | 0.0010686 | 0.00026721 | -0.0010686 | -0.00026781 | 4.9613e-08 | -5.9606e-07 | 0.0016258 | 0.0016261 | 0.0016261 | 0.9779 | -0.42525 | 0.97785 | -0.42623 | 0.44672
133 | 0.0041304 | 0.0010283 | -0.0041301 | -0.0010284 | 3.9139e-07 | -8.1064e-08 | 0.0062833 | 0.0062834 | 0.0062834 | 0.97779 | -0.42731 | 0.97769 | -0.42931 | 1.7262
134 | 0.015646 | 0.0039172 | -0.015643 | -0.0039158 | 2.39e-06 | 1.3871e-06 | 0.023745 | 0.023745 | 0.023745 | 0.98042 | -0.37549 | 0.98026 | -0.3787 | 6.5233
135 | 0.0024609 | 0.00061649 | -0.0024608 | -0.00061665 | 9.5449e-08 | -1.6349e-07 | 0.0037575 | 0.0037576 | 0.0037576 | 0.97449 | -0.4918 | 0.97445 | -0.49261 | 1.0323
136 | 0.018055 | 0.0045269 | -0.018053 | -0.0045254 | 2.4953e-06 | 1.488e-06 | 0.027573 | 0.027573 | 0.027573 | 0.9744 | -0.49349 | 0.97425 | -0.49639 | 7.575
137 | 0.047073 | 0.011739 | -0.047064 | -0.011735 | 9.0954e-06 | 4.3581e-06 | 0.071855 | 0.071855 | 0.071855 | 0.97454 | -0.49087 | 0.97433 | -0.49494 | 3.9481
138 | 0.0017774 | 0.00044416 | -0.0017773 | -0.00044451 | 9.081e-08 | -3.4748e-07 | 0.0027203 | 0.0027205 | 0.0027205 | 0.97205 | -0.54035 | 0.972 | -0.54142 | 0.74739
139 | -0.012035 | -0.0029752 | 0.012035 | 0.002975 | 9.214e-08 | -1.6573e-07 | 0.018409 | 0.018409 | 0.018409 | 0.97205 | -0.54035 | 0.97206 | -0.54019 | 1.0115
140 | -0.00037732 | -9.4564e-05 | 0.00037732 | 9.4309e-05 | 2.509e-09 | -2.5524e-07 | 0.00057293 | 0.00057284 | 0.00057293 | 0.97996 | -0.38476 | 0.97997 | -0.38462 | 0.1574
141 | -0.00055338 | -0.00013843 | 0.00055341 | 0.00013682 | 3.4368e-08 | -1.615e-06 | 0.00084017 | 0.00083959 | 0.00084017 | 0.97997 | -0.38462 | 0.98004 | -0.38331 | 0.23082
142 | 0.031945 | 0.0080198 | -0.031927 | -0.0080082 | 1.854e-05 | 1.1606e-05 | 0.048758 | 0.048758 | 0.048758 | 0.97502 | -0.4812 | 0.9744 | -0.49338 | 13.3951
143 | 0.06045 | 0.015307 | -0.060411 | -0.015283 | 3.8848e-05 | 2.4704e-05 | 0.091282 | 0.091282 | 0.091282 | 0.98602 | -0.26736 | 0.98533 | -0.28075 | 25.0774
144 | 0.031927 | 0.0080082 | -0.031914 | -0.0079998 | 1.3332e-05 | 8.3466e-06 | 0.048758 | 0.048758 | 0.048758 | 0.9744 | -0.49338 | 0.97396 | -0.50214 | 13.3951
145 | 0.023204 | 0.0058169 | -0.023202 | -0.0058157 | 1.9652e-06 | 1.2058e-06 | 0.035451 | 0.035451 | 0.035451 | 0.97396 | -0.50214 | 0.97387 | -0.50392 | 9.7393
146 | 0.018981 | 0.0047579 | -0.01898 | -0.0047572 | 1.1394e-06 | 6.8426e-07 | 0.029002 | 0.029002 | 0.029002 | 0.97387 | -0.50392 | 0.97381 | -0.50518 | 7.9676
147 | 0.014006 | 0.0035106 | -0.014005 | -0.0035099 | 1.2884e-06 | 7.3127e-07 | 0.021402 | 0.021402 | 0.021402 | 0.97381 | -0.50518 | 0.97371 | -0.50711 | 5.8796
148 | 0.045848 | 0.01143 | -0.045844 | -0.011428 | 4.3461e-06 | 2.0451e-06 | 0.069998 | 0.069998 | 0.069998 | 0.97433 | -0.49494 | 0.97423 | -0.49694 | 3.8461
149 | 0.0017965 | 0.0004501 | -0.0017965 | -0.00045024 | 3.4739e-08 | -1.4e-07 | 0.0027049 | 0.0027049 | 0.0027049 | 0.98829 | -0.22317 | 0.98826 | -0.22357 | 0.74311
150 | 0.020559 | 0.005154 | -0.020557 | -0.0051527 | 2.1644e-06 | 1.3076e-06 | 0.030914 | 0.030914 | 0.030914 | 0.98963 | -0.19787 | 0.98951 | -0.20008 | 8.4928
151 | 0.012487 | 0.0031297 | -0.012486 | -0.0031293 | 7.83e-07 | 4.2506e-07 | 0.018777 | 0.018777 | 0.018777 | 0.98952 | -0.1999 | 0.98946 | -0.20122 | 5.1587
152 | 0.016477 | 0.0041301 | -0.016476 | -0.0041293 | 1.3838e-06 | 8.0841e-07 | 0.024778 | 0.024778 | 0.024778 | 0.98951 | -0.20008 | 0.98942 | -0.20184 | 6.8072
153 | 0.0082686 | 0.0020723 | -0.0082685 | -0.0020722 | 3.7276e-08 | 1.56e-08 | 0.012435 | 0.012435 | 0.012435 | 0.98946 | -0.20122 | 0.98945 | -0.20131 | 3.4162
154 | 0.012394 | 0.0031063 | -0.012393 | -0.0031061 | 4.0541e-07 | 2.195e-07 | 0.01864 | 0.01864 | 0.01864 | 0.98942 | -0.20184 | 0.98939 | -0.20253 | 5.1207
155 | 0.0041369 | 0.0010368 | -0.0041368 | -0.0010368 | 7.9697e-08 | -1.9515e-08 | 0.0062214 | 0.0062215 | 0.0062215 | 0.98945 | -0.20131 | 0.98943 | -0.20172 | 1.7092
156 | 0.0081893 | 0.0020524 | -0.0081891 | -0.0020524 | 1.6707e-07 | 6.921e-08 | 0.012316 | 0.012316 | 0.012316 | 0.98939 | -0.20253 | 0.98937 | -0.20296 | 3.3836
157 | -0.0042238 | -0.0010586 | 0.0042239 | 0.0010586 | 2.7062e-08 | -5.7664e-09 | 0.0063443 | 0.0063443 | 0.0063443 | 0.99068 | -0.17712 | 0.99069 | -0.17699 | 1.7429
158 | -0.0060482 | -0.0015158 | 0.0060484 | 0.0015158 | 1.2806e-07 | 2.8675e-08 | 0.0090844 | 0.0090844 | 0.0090844 | 0.99069 | -0.17699 | 0.99071 | -0.17654 | 2.4957
159 | -0.0065702 | -0.0016466 | 0.0065709 | 0.0016469 | 7.4168e-07 | 2.2488e-07 | 0.0099824 | 0.0099823 | 0.0099824 | 0.97938 | -0.39613 | 0.9795 | -0.39377 | 2.7424
160 | 0.017434 | 0.004371 | -0.017429 | -0.0043685 | 4.2002e-06 | 2.4872e-06 | 0.026485 | 0.026485 | 0.026485 | 0.9795 | -0.39377 | 0.97925 | -0.39882 | 7.2761
161 | -0.024005 | -0.0060178 | 0.024009 | 0.0060204 | 4.1903e-06 | 2.576e-06 | 0.036467 | 0.036467 | 0.036467 | 0.9795 | -0.39377 | 0.97969 | -0.3901 | 10.0185
162 | 0.0093332 | 0.0023394 | -0.009332 | -0.0023388 | 1.1992e-06 | 5.6749e-07 | 0.014182 | 0.014182 | 0.014182 | 0.97925 | -0.39882 | 0.97911 | -0.40152 | 3.8963
163 | -0.030566 | -0.0076639 | 0.030586 | 0.0076761 | 1.9667e-05 | 1.228e-05 | 0.046427 | 0.046427 | 0.046427 | 0.97969 | -0.3901 | 0.98038 | -0.37661 | 12.7547
164 | 0.0090054 | 0.0022541 | -0.0090031 | -0.002253 | 2.3574e-06 | 1.0845e-06 | 0.013667 | 0.013668 | 0.013668 | 0.98038 | -0.37661 | 0.9801 | -0.38211 | 3.7548
165 | -0.039591 | -0.0099302 | 0.039621 | 0.0099493 | 3.022e-05 | 1.9059e-05 | 0.060094 | 0.060094 | 0.060094 | 0.98038 | -0.37661 | 0.9812 | -0.36061 | 16.5094
166 | 0.00055344 | 0.00013535 | -0.00055343 | -0.00013567 | 6.8649e-09 | -3.2325e-07 | 0.00083906 | 0.00083918 | 0.00083918 | 0.9801 | -0.38211 | 0.98009 | -0.38238 | 0.23054
167 | 0.0096539 | 0.0024196 | -0.0096534 | -0.0024194 | 4.7372e-07 | 2.2874e-07 | 0.01464 | 0.01464 | 0.01464 | 0.9812 | -0.36061 | 0.98114 | -0.36164 | 4.0221
168 | -0.049275 | -0.012369 | 0.049308 | 0.01239 | 3.3058e-05 | 2.0958e-05 | 0.074735 | 0.074735 | 0.074735 | 0.9812 | -0.36061 | 0.98191 | -0.34655 | 20.5315
169 | 0.00055343 | 0.00013567 | -0.00055341 | -0.00013682 | 2.4388e-08 | -1.1475e-06 | 0.00083918 | 0.00083959 | 0.00083959 | 0.98009 | -0.38238 | 0.98004 | -0.38331 | 0.23066
170 | 0.062457 | 0.015732 | -0.062408 | -0.0157 | 4.9087e-05 | 3.123e-05 | 0.094475 | 0.094475 | 0.094475 | 0.98401 | -0.30572 | 0.98316 | -0.32216 | 25.9548
171 | 0.062408 | 0.0157 | -0.062345 | -0.01566 | 6.2922e-05 | 4.0032e-05 | 0.094475 | 0.094476 | 0.094476 | 0.98316 | -0.32216 | 0.98208 | -0.34329 | 25.9548
172 | 0.054881 | 0.01379 | -0.054872 | -0.013784 | 8.5495e-06 | 5.43e-06 | 0.083166 | 0.083166 | 0.083166 | 0.98208 | -0.34329 | 0.98191 | -0.34655 | 22.8478
173 | -0.0063253 | -0.0015853 | 0.0063258 | 0.0015854 | 5.3873e-07 | 1.4787e-07 | 0.0095962 | 0.0095961 | 0.0095962 | 0.98082 | -0.36861 | 0.98091 | -0.36682 | 2.6363
174 | -0.011485 | -0.0028785 | 0.011488 | 0.00288 | 2.9271e-06 | 1.5487e-06 | 0.017423 | 0.017423 | 0.017423 | 0.98091 | -0.36682 | 0.98118 | -0.36147 | 4.7865
175 | -0.012464 | -0.0031245 | 0.012467 | 0.0031261 | 2.9367e-06 | 1.6026e-06 | 0.018902 | 0.018902 | 0.018902 | 0.98118 | -0.36147 | 0.98143 | -0.35653 | 5.1929
176 | -0.012467 | -0.0031261 | 0.012468 | 0.0031268 | 1.2293e-06 | 6.708e-07 | 0.018902 | 0.018902 | 0.018902 | 0.98143 | -0.35653 | 0.98154 | -0.35446 | 5.1929
177 | -0.051648 | -0.013009 | 0.0517 | 0.013043 | 5.2618e-05 | 3.3386e-05 | 0.078321 | 0.078321 | 0.078321 | 0.98154 | -0.35446 | 0.98263 | -0.33318 | 21.5169
178 | 0.03918 | 0.0098824 | -0.039167 | -0.0098745 | 1.2491e-05 | 7.8748e-06 | 0.059419 | 0.059419 | 0.059419 | 0.98154 | -0.35446 | 0.9812 | -0.36112 | 16.324
179 | 0.0072818 | 0.0018253 | -0.0072793 | -0.0018243 | 2.522e-06 | 9.2403e-07 | 0.011068 | 0.011068 | 0.011068 | 0.979 | -0.4041 | 0.97863 | -0.41138 | 3.0407
180 | -0.0072818 | -0.0018253 | 0.0072925 | 0.0018292 | 1.0712e-05 | 3.9186e-06 | 0.011068 | 0.011067 | 0.011068 | 0.979 | -0.4041 | 0.98058 | -0.37326 | 3.0406
181 | 0.003488 | 0.00087416 | -0.0034879 | -0.00087416 | 5.7911e-09 | -3.1922e-09 | 0.0053034 | 0.0053034 | 0.0053034 | 0.97863 | -0.41138 | 0.97863 | -0.41141 | 1.457
182 | -0.011367 | -0.0028499 | 0.011372 | 0.0028524 | 4.7466e-06 | 2.501e-06 | 0.017249 | 0.017249 | 0.017249 | 0.98058 | -0.37326 | 0.98102 | -0.3645 | 4.7389
183 | 0.0040743 | 0.0010208 | -0.0040741 | -0.0010208 | 1.942e-07 | -4.6602e-08 | 0.0061826 | 0.0061827 | 0.0061827 | 0.98058 | -0.37326 | 0.98053 | -0.37426 | 1.6985
184 | -0.011652 | -0.0029227 | 0.011654 | 0.0029237 | 1.8766e-06 | 9.987e-07 | 0.017674 | 0.017674 | 0.017674 | 0.98102 | -0.3645 | 0.9812 | -0.36112 | 4.8556
185 | 0.0034241 | 0.00085787 | -0.0034239 | -0.00085797 | 1.7403e-07 | -1.0541e-07 | 0.0051961 | 0.0051962 | 0.0051962 | 0.98053 | -0.37426 | 0.98047 | -0.37533 | 1.4275
186 | -0.058125 | -0.014653 | 0.058217 | 0.014711 | 9.1452e-05 | 5.813e-05 | 0.088051 | 0.088051 | 0.088051 | 0.98263 | -0.33318 | 0.98432 | -0.30036 | 24.1898
187 | 0.027514 | 0.0069508 | -0.027387 | -0.0068719 | 0.00012706 | 7.8878e-05 | 0.041745 | 0.041746 | 0.041746 | 0.9812 | -0.36112 | 0.97625 | -0.45795 | 11.4687
188 | -0.001072 | -0.00026868 | 0.001072 | 0.00026855 | 1.0555e-08 | -1.2735e-07 | 0.001627 | 0.0016269 | 0.001627 | 0.98046 | -0.37553 | 0.98047 | -0.37533 | 0.44697
189 | 0.027387 | 0.0068719 | -0.027382 | -0.0068693 | 4.3177e-06 | 2.6808e-06 | 0.041746 | 0.041746 | 0.041746 | 0.97625 | -0.45795 | 0.97608 | -0.46125 | 11.4687
190 | 0.025378 | 0.006367 | -0.025373 | -0.0063636 | 5.41e-06 | 3.3419e-06 | 0.038691 | 0.038691 | 0.038691 | 0.97608 | -0.46125 | 0.97585 | -0.46573 | 10.6293
191 | 0.025373 | 0.0063636 | -0.025365 | -0.0063589 | 7.6481e-06 | 4.7246e-06 | 0.038691 | 0.038691 | 0.038691 | 0.97585 | -0.46573 | 0.97553 | -0.47205 | 10.6294
192 | 0.01486 | 0.0037247 | -0.014859 | -0.003724 | 1.3123e-06 | 7.5482e-07 | 0.022667 | 0.022667 | 0.022667 | 0.97553 | -0.47205 | 0.97544 | -0.4739 | 6.2271
193 | 0.010505 | 0.0026342 | -0.010502 | -0.0026328 | 2.7791e-06 | 1.4184e-06 | 0.016024 | 0.016024 | 0.016024 | 0.97553 | -0.47205 | 0.97525 | -0.4776 | 4.4023
194 | 0.010502 | 0.0026328 | -0.010499 | -0.0026313 | 2.8343e-06 | 1.4468e-06 | 0.016024 | 0.016024 | 0.016024 | 0.97525 | -0.4776 | 0.97496 | -0.48327 | 4.4023
195 | 0.009766 | 0.0024475 | -0.0097653 | -0.0024472 | 6.7293e-07 | 3.2995e-07 | 0.014905 | 0.014905 | 0.014905 | 0.97496 | -0.48327 | 0.97489 | -0.48472 | 4.0948
196 | -0.018285 | -0.0045313 | 0.018288 | 0.00453 | 3.0762e-06 | -1.2861e-06 | 0.027961 | 0.02796 | 0.027961 | 0.97242 | -0.533 | 0.9726 | -0.52944 | 1.5363
197 | 0.0033237 | 0.0008305 | -0.0033235 | -0.00083065 | 2.3188e-07 | -1.4822e-07 | 0.0050851 | 0.0050852 | 0.0050852 | 0.97242 | -0.533 | 0.97235 | -0.53447 | 1.397
198 | 0.014961 | 0.0037008 | -0.014959 | -0.0037026 | 1.9657e-06 | -1.8479e-06 | 0.022876 | 0.022877 | 0.022877 | 0.97242 | -0.533 | 0.97228 | -0.53579 | 1.257
199 | -0.018691 | -0.004631 | 0.018701 | 0.0046271 | 1.0565e-05 | -3.9502e-06 | 0.028577 | 0.028573 | 0.028577 | 0.9726 | -0.52944 | 0.9732 | -0.51747 | 1.5702
200 | 0.0033235 | 0.00083065 | -0.0033234 | -0.00083073 | 1.3484e-07 | -8.6167e-08 | 0.0050852 | 0.0050853 | 0.0050853 | 0.97235 | -0.53447 | 0.9723 | -0.53532 | 1.3971
201 | 0.0011619 | 0.00029056 | -0.0011619 | -0.000291 | 4.4996e-08 | -4.4186e-07 | 0.001778 | 0.0017782 | 0.0017782 | 0.97228 | -0.53579 | 0.97224 | -0.5366 | 0.48852
202 | 0.013797 | 0.0034121 | -0.013796 | -0.0034132 | 9.4947e-07 | -1.1556e-06 | 0.021099 | 0.0211 | 0.0211 | 0.97228 | -0.53579 | 0.97221 | -0.53725 | 1.1593
203 | 0.012801 | 0.0032061 | -0.0128 | -0.0032059 | 3.6181e-07 | 2.0015e-07 | 0.019555 | 0.019555 | 0.019555 | 0.97402 | -0.50101 | 0.97399 | -0.5016 | 5.3722
204 | 0.014484 | 0.0036309 | -0.014482 | -0.0036299 | 1.8393e-06 | 1.0524e-06 | 0.022122 | 0.022122 | 0.022122 | 0.97425 | -0.49639 | 0.97412 | -0.49906 | 6.0774
205 | 0.010076 | 0.0025233 | -0.010076 | -0.0025229 | 7.6692e-07 | 3.8342e-07 | 0.015393 | 0.015393 | 0.015393 | 0.97399 | -0.5016 | 0.97391 | -0.5032 | 4.229
206 | 0.011584 | 0.0029035 | -0.011582 | -0.0029027 | 1.45e-06 | 7.7428e-07 | 0.017695 | 0.017695 | 0.017695 | 0.97412 | -0.49906 | 0.97399 | -0.50168 | 4.8612
207 | 0.0072327 | 0.0018104 | -0.0072327 | -0.0018104 | 5.4948e-08 | 2.0234e-08 | 0.01105 | 0.01105 | 0.01105 | 0.97391 | -0.5032 | 0.9739 | -0.50336 | 3.0357
208 | 0.0021448 | 0.00053525 | -0.002144 | -0.00053733 | 8.5158e-07 | -2.0857e-06 | 0.0032763 | 0.0032772 | 0.0032772 | 0.9739 | -0.50336 | 0.97348 | -0.51171 | 0.90033
209 | -0.0015166 | -0.00038009 | 0.0015167 | 0.00037953 | 9.9841e-08 | -5.6229e-07 | 0.0023088 | 0.0023085 | 0.0023088 | 0.97746 | -0.43385 | 0.97753 | -0.43247 | 0.63427
210 | -0.0017166 | -0.00042964 | 0.0017166 | 0.00042954 | 2.3681e-08 | -1.0081e-07 | 0.0026129 | 0.0026128 | 0.0026129 | 0.97753 | -0.43247 | 0.97755 | -0.43218 | 0.71782
211 | 0.00066519 | 0.0001664 | -0.00066518 | -0.00016671 | 9.8207e-09 | -3.1397e-07 | 0.0010124 | 0.0010126 | 0.0010126 | 0.97755 | -0.43218 | 0.97753 | -0.43249 | 0.27817
212 | 0.00071328 | 0.00017357 | -0.00071323 | -0.00017485 | 4.5958e-08 | -1.2777e-06 | 0.0010839 | 0.0010844 | 0.0010844 | 0.97755 | -0.43218 | 0.97748 | -0.43356 | 0.2979
213 | -0.0030951 | -0.0007695 | 0.0030955 | 0.00076914 | 4.2109e-07 | -3.6544e-07 | 0.0047091 | 0.0047089 | 0.0047091 | 0.97755 | -0.43218 | 0.97769 | -0.42931 | 1.2937
214 | 0.015135 | 0.0037883 | -0.015132 | -0.0037866 | 2.9995e-06 | 1.7286e-06 | 0.022973 | 0.022973 | 0.022973 | 0.98026 | -0.3787 | 0.98005 | -0.38287 | 6.3112
215 | 0.014491 | 0.0036259 | -0.01449 | -0.0036257 | 3.987e-07 | 2.2749e-07 | 0.021999 | 0.021999 | 0.021999 | 0.98005 | -0.38287 | 0.98002 | -0.38344 | 6.0438
216 | 0.00029097 | 6.9016e-05 | -0.00029096 | -7.0169e-05 | 6.755e-09 | -1.1526e-06 | 0.00044157 | 0.00044197 | 0.00044197 | 0.97748 | -0.43356 | 0.97745 | -0.43406 | 0.12142
217 | 0.045844 | 0.011428 | -0.04584 | -0.011426 | 3.7217e-06 | 1.7514e-06 | 0.069998 | 0.069999 | 0.069999 | 0.97423 | -0.49694 | 0.97415 | -0.49865 | 3.8461
218 | 0.043363 | 0.010805 | -0.043363 | -0.010805 | 3.9696e-07 | 1.7891e-07 | 0.066215 | 0.066215 | 0.066215 | 0.97415 | -0.49865 | 0.97414 | -0.49885 | 3.6382
219 | 0.041769 | 0.010406 | -0.041767 | -0.010405 | 1.2141e-06 | 5.2932e-07 | 0.06378 | 0.06378 | 0.06378 | 0.97414 | -0.49885 | 0.97411 | -0.49946 | 3.5044
220 | 0.040078 | 0.0099817 | -0.040074 | -0.0099802 | 3.6111e-06 | 1.511e-06 | 0.061199 | 0.0612 | 0.0612 | 0.97411 | -0.49946 | 0.97401 | -0.50136 | 3.3626
221 | 0.030015 | 0.0074588 | -0.029996 | -0.0074543 | 1.8361e-05 | 4.5033e-06 | 0.045831 | 0.045834 | 0.045834 | 0.97401 | -0.50136 | 0.97336 | -0.51429 | 2.5183
222 | 0.01006 | 0.0025214 | -0.010058 | -0.0025207 | 1.4049e-06 | 7.0175e-07 | 0.015369 | 0.015369 | 0.015369 | 0.97401 | -0.50136 | 0.97386 | -0.50429 | 4.2222
223 | 0.0055192 | 0.0013831 | -0.0055185 | -0.001383 | 6.3881e-07 | 1.1083e-07 | 0.008433 | 0.0084331 | 0.0084331 | 0.97386 | -0.50429 | 0.97374 | -0.50672 | 2.3168
224 | 0.0045875 | 0.0011496 | -0.0045872 | -0.0011496 | 3.6278e-07 | -1.2658e-08 | 0.0070104 | 0.0070105 | 0.0070105 | 0.97374 | -0.50672 | 0.97365 | -0.50838 | 1.926
225 | 0.0030782 | 0.00077146 | -0.0030782 | -0.00077147 | 1.3618e-08 | -1.1692e-08 | 0.0047044 | 0.0047044 | 0.0047044 | 0.97365 | -0.50838 | 0.97365 | -0.50847 | 1.2924
226 | 0.024309 | 0.0060292 | -0.024308 | -0.0060292 | 1.0817e-06 | 4.2503e-08 | 0.03714 | 0.03714 | 0.03714 | 0.97336 | -0.51429 | 0.97331 | -0.51523 | 2.0407
227 | 0.005687 | 0.0014251 | -0.0056863 | -0.0014249 | 7.2779e-07 | 1.4668e-07 | 0.0086939 | 0.008694 | 0.008694 | 0.97336 | -0.51429 | 0.97322 | -0.51697 | 2.3885
228 | 0.0017258 | 0.0004315 | -0.0017257 | -0.00043182 | 7.8134e-08 | -3.2206e-07 | 0.002638 | 0.0026382 | 0.0026382 | 0.97331 | -0.51523 | 0.97326 | -0.51618 | 0.72477
229 | 0.022582 | 0.0055977 | -0.02258 | -0.0055978 | 2.3903e-06 | -1.3374e-07 | 0.034502 | 0.034503 | 0.034503 | 0.97331 | -0.51523 | 0.9732 | -0.51747 | 1.8957
230 | 0.0019036 | 0.0004769 | -0.0019036 | -0.00047709 | 5.6409e-08 | -1.8454e-07 | 0.0029105 | 0.0029106 | 0.0029106 | 0.97322 | -0.51697 | 0.97319 | -0.5176 | 0.79962
231 | 0.0015319 | 0.00038326 | -0.0015319 | -0.00038328 | 3.6947e-09 | -1.996e-08 | 0.0023419 | 0.0023419 | 0.0023419 | 0.97326 | -0.51618 | 0.97326 | -0.51623 | 0.64338
232 | 0.0038784 | 0.00097069 | -0.0038778 | -0.00097089 | 6.6825e-07 | -2.0193e-07 | 0.0059296 | 0.0059299 | 0.0059299 | 0.9732 | -0.51747 | 0.97302 | -0.52109 | 1.6291
233 | 0.0038778 | 0.00097089 | -0.0038765 | -0.00097127 | 1.2579e-06 | -3.7933e-07 | 0.0059299 | 0.0059303 | 0.0059303 | 0.97302 | -0.52109 | 0.97267 | -0.5279 | 1.6292
234 | 0.0033597 | 0.00084176 | -0.0033597 | -0.0008418 | 6.8091e-08 | -4.1734e-08 | 0.0051397 | 0.0051397 | 0.0051397 | 0.97267 | -0.5279 | 0.97265 | -0.52833 | 1.412
235 | 0.003105 | 0.00077797 | -0.0031049 | -0.00077802 | 6.6294e-08 | -5.4812e-08 | 0.0047501 | 0.0047501 | 0.0047501 | 0.97265 | -0.52833 | 0.97263 | -0.52878 | 1.305
236 | 0.0028105 | 0.00070422 | -0.0028104 | -0.00070428 | 4.6942e-08 | -5.3992e-08 | 0.0042996 | 0.0042997 | 0.0042997 | 0.97263 | -0.52878 | 0.97261 | -0.52913 | 1.1812
237 | 0.00054508 | 0.00013595 | -0.00054507 | -0.00013661 | 1.3959e-08 | -6.573e-07 | 0.00083313 | 0.00083337 | 0.00083337 | 0.97326 | -0.51623 | 0.97323 | -0.51677 | 0.22895
238 | 0.00069032 | 0.00017293 | -0.00069031 | -0.00017301 | 2.6746e-09 | -7.7645e-08 | 0.0010561 | 0.0010561 | 0.0010561 | 0.97261 | -0.52913 | 0.97261 | -0.52921 | 0.29015
239 | -0.0062603 | -0.001569 | 0.0062607 | 0.0015691 | 3.9157e-07 | 1.0857e-07 | 0.0095649 | 0.0095649 | 0.0095649 | 0.97392 | -0.503 | 0.97399 | -0.50168 | 2.6277
240 | 0.0034023 | 0.00085269 | -0.0034023 | -0.00085269 | 1.0728e-08 | -6.3086e-09 | 0.0051983 | 0.0051983 | 0.0051983 | 0.97392 | -0.503 | 0.97392 | -0.50306 | 1.4281
241 | 0.0010063 | 0.00025214 | -0.0010063 | -0.00025221 | 5.2591e-09 | -7.0618e-08 | 0.0015367 | 0.0015367 | 0.0015367 | 0.97445 | -0.49261 | 0.97444 | -0.49272 | 0.42217
242 | 0.0016544 | 0.0004146 | -0.0016544 | -0.00041463 | 4.7513e-09 | -2.2177e-08 | 0.002514 | 0.002514 | 0.002514 | 0.97921 | -0.39935 | 0.97921 | -0.39941 | 0.69066
243 | 0.00029096 | 7.0754e-05 | -0.00029094 | -7.2917e-05 | 1.2726e-08 | -2.1635e-06 | 0.00044217 | 0.00044294 | 0.00044294 | 0.97744 | -0.43432 | 0.97739 | -0.43525 | 0.12169
244 | -0.00029096 | -7.0754e-05 | 0.00029096 | 7.0169e-05 | 3.4332e-09 | -5.8499e-07 | 0.00044217 | 0.00044197 | 0.00044217 | 0.97744 | -0.43432 | 0.97745 | -0.43406 | 0.12148
245 | -0.059203 | -0.014958 | 0.059208 | 0.014961 | 4.8709e-06 | 3.0968e-06 | 0.089542 | 0.089542 | 0.089542 | 0.98432 | -0.30036 | 0.98441 | -0.29864 | 24.5995
246 | -0.060359 | -0.01525 | 0.060411 | 0.015283 | 5.1814e-05 | 3.295e-05 | 0.091282 | 0.091282 | 0.091282 | 0.98441 | -0.29864 | 0.98533 | -0.28075 | 25.0774
247 | 0.0029863 | 0.00074626 | -0.0029848 | -0.00074768 | 1.5015e-06 | -1.4156e-06 | 0.0045695 | 0.0045703 | 0.0045703 | 0.9723 | -0.53532 | 0.97177 | -0.54589 | 1.2556
248 | 0.0025911 | 0.00064899 | -0.002591 | -0.00064909 | 6.2877e-08 | -9.1726e-08 | 0.0039674 | 0.0039675 | 0.0039675 | 0.97177 | -0.54589 | 0.97174 | -0.5464 | 1.09
249 | 0.00038151 | 9.5421e-05 | -0.0003815 | -9.5614e-05 | 2.0028e-09 | -1.9301e-07 | 0.00058383 | 0.0005839 | 0.0005839 | 0.97224 | -0.5366 | 0.97224 | -0.53671 | 0.16041
250 | 0.013796 | 0.0034132 | -0.013796 | -0.0034134 | 1.7848e-07 | -2.1718e-07 | 0.0211 | 0.0211 | 0.0211 | 0.97221 | -0.53725 | 0.9722 | -0.53752 | 1.1593
251 | -0.00017428 | -4.368e-05 | 0.00017428 | 4.3675e-05 | 8.9492e-12 | -4.3319e-09 | 0.00026682 | 0.00026682 | 0.00026682 | 0.97195 | -0.54232 | 0.97195 | -0.54232 | 0.073302
252 | -0.00038249 | -9.5857e-05 | 0.00038249 | 9.5706e-05 | 1.5751e-09 | -1.5082e-07 | 0.00058558 | 0.00058552 | 0.00058558 | 0.97195 | -0.54232 | 0.97196 | -0.54223 | 0.16087
253 | 0.00069893 | 0.00017425 | -0.0006989 | -0.000175 | 2.6783e-08 | -7.5634e-07 | 0.0010696 | 0.0010699 | 0.0010699 | 0.972 | -0.54142 | 0.97196 | -0.54223 | 0.29394
254 | -0.012341 | -0.0030516 | 0.012342 | 0.0030506 | 5.6595e-07 | -9.505e-07 | 0.018877 | 0.018876 | 0.018877 | 0.97206 | -0.54019 | 0.97211 | -0.53921 | 1.0372
255 | 0.00054938 | 0.00013753 | -0.00054938 | -0.00013753 | 4.266e-11 | -1.9174e-09 | 0.00084102 | 0.00084102 | 0.00084102 | 0.97196 | -0.54223 | 0.97196 | -0.54223 | 0.23105
256 | -0.013511 | -0.0033436 | 0.013512 | 0.0033422 | 1.0798e-06 | -1.399e-06 | 0.020665 | 0.020665 | 0.020665 | 0.97211 | -0.53921 | 0.9722 | -0.53752 | 1.1355
257 | -0.0022849 | -0.00057239 | 0.0022849 | 0.00057237 | 7.7774e-09 | -1.6012e-08 | 0.0034987 | 0.0034987 | 0.0034987 | 0.97174 | -0.54648 | 0.97174 | -0.5464 | 0.96119
258 | 0.0012722 | 0.00031857 | -0.0012721 | -0.00031882 | 3.1516e-08 | -2.5419e-07 | 0.0019479 | 0.001948 | 0.001948 | 0.97174 | -0.54648 | 0.97171 | -0.547 | 0.53517
259 | 0.0061618 | 0.0015443 | -0.0061615 | -0.0015442 | 3.1542e-07 | 8.3311e-08 | 0.0094051 | 0.0094051 | 0.0094051 | 0.97489 | -0.48472 | 0.97484 | -0.48579 | 2.5838
260 | 0.0036035 | 0.00090291 | -0.0036033 | -0.00090298 | 1.5626e-07 | -7.1735e-08 | 0.0055001 | 0.0055002 | 0.0055002 | 0.97489 | -0.48472 | 0.97484 | -0.48563 | 1.511
261 | -0.0013062 | -0.00032737 | 0.0013062 | 0.00032727 | 1.314e-08 | -1.0148e-07 | 0.0019939 | 0.0019938 | 0.0019939 | 0.97483 | -0.48584 | 0.97484 | -0.48563 | 0.54777
262 | -0.0041139 | -0.0010311 | 0.004114 | 0.001031 | 4.726e-08 | -1.2026e-08 | 0.0061875 | 0.0061875 | 0.0061875 | 0.98935 | -0.2032 | 0.98937 | -0.20296 | 1.6999

## res_trafo
| p_hv_mw | q_hv_mvar | p_lv_mw | q_lv_mvar | pl_mw | ql_mvar | i_hv_ka | i_lv_ka | vm_hv_pu | va_hv_degree | vm_lv_pu | va_lv_degree | loading_percent
0 | -1.2729e-15 | -1.3162e-15 | 0.00165 | 1.2699e-07 | 0.00165 | 1.2699e-07 | 5.2857e-17 | 0.0023815 | 0.99998 | 149.9956 | 1 | 0 | 0.2619

## res_ext_grid
| p_mw | q_mvar
0 | 0.61613 | 0.15788

## res_load
| p_mw | q_mvar
0 | 0.0041953 | 0.0010514
1 | 0.00895 | 0.0022431
2 | 0.005179 | 0.001298
3 | 0.0039441 | 0.00098848
4 | 0.0044426 | 0.0011134
5 | 0.0038215 | 0.00095776
6 | 0.0043313 | 0.0010855
7 | 0.0047472 | 0.0011897
8 | 0.0046057 | 0.0011543
9 | 0.0050851 | 0.0012745
10 | 0.0084934 | 0.0021287
11 | 0.0046423 | 0.0011635
12 | 0.0022276 | 0.00055829
13 | 0.0042916 | 0.0010756
14 | 0.0043029 | 0.0010784
15 | 0.0049276 | 0.001235
16 | 0.021733 | 0.0054469
17 | 0.0050763 | 0.0012722
18 | 0.0055958 | 0.0014024
19 | 0.0051217 | 0.0012836
20 | 0.0044134 | 0.0011061
21 | 0.0013449 | 0.00033707
22 | 0.0038348 | 0.00096108
23 | 0.0012539 | 0.00031427
24 | 0.0011263 | 0.00028228
25 | 0.0031502 | 0.00078951
26 | 0.0039631 | 0.00099324
27 | 0.0016846 | 0.00042219
28 | 0.0063721 | 0.001597
29 | 0.0044829 | 0.0011235
30 | 0.0048939 | 0.0012265
31 | 0.0037469 | 0.00093907
32 | 0.0019253 | 0.00048254
33 | 0.0055767 | 0.0013977
34 | 0.0051187 | 0.0012829
35 | 0.0013044 | 0.00032691
36 | 0.0034214 | 0.00085749
37 | 0.00069715 | 0.00017472
38 | 0.0010423 | 0.00026123
39 | 0.0012816 | 0.0003212
40 | 0.0055795 | 0.0013984
41 | 0.0021798 | 0.0005463
42 | 0.0045454 | 0.0011392
43 | 0.0013058 | 0.00032727
44 | 0.0032206 | 0.00080716
45 | 0.0025927 | 0.00064979
46 | 0.0008305 | 0.00020814
47 | 0.0026442 | 0.00066271
48 | 0.00091754 | 0.00022996
49 | 0.0047133 | 0.0011813
50 | 0.0010473 | 0.00026249
51 | 0.0015312 | 0.00038374
52 | 0.0067187 | 0.0016839
53 | 0.0028097 | 0.00070417
54 | 0.0024329 | 0.00060974
55 | 0.0032265 | 0.00080863
56 | 0.002137 | 0.00053559
57 | 0.005347 | 0.0013401
58 | 0.0010466 | 0.00026231
59 | 0.0011032 | 0.00027648
60 | 0.00090748 | 0.00022744
61 | 0.0054538 | 0.0013669
62 | 0.0021015 | 0.00052668
63 | 0.0016622 | 0.0004166
64 | 0.0045905 | 0.0011505
65 | 0.0016672 | 0.00041783
66 | 0.0013636 | 0.00034175
67 | 0.0025266 | 0.00063323
68 | 0.00019941 | 4.9977e-05
69 | 0.0010686 | 0.00026781
70 | 0.00090765 | 0.00022748
71 | 0.00076361 | 0.00019138
72 | 0.002664 | 0.00066765
73 | 0.0025907 | 0.00064929
74 | 0.0057587 | 0.0014433
75 | 0.00086654 | 0.00021717
76 | 0.0065601 | 0.0016441
77 | 0.011852 | 0.0029704
78 | 0.00037732 | 9.4564e-05
79 | 0.00017606 | 4.4124e-05
80 | 0.0096986 | 0.0024307
81 | 0.0042571 | 0.0010669
82 | 0.0087099 | 0.0021829
83 | 0.0042208 | 0.0010578
84 | 0.004974 | 0.0012466
85 | 0.014005 | 0.0035099
86 | 0.0012159 | 0.00030474
87 | 0.0032531 | 0.0008153
88 | 0.0017965 | 0.00045024
89 | 0.0040777 | 0.001022
90 | 0.0045402 | 0.0011379
91 | 0.0040801 | 0.0010226
92 | 0.0042175 | 0.001057
93 | 0.0040818 | 0.001023
94 | 0.0041316 | 0.0010355
95 | 0.0042042 | 0.0010537
96 | 0.0041368 | 0.0010368
97 | 0.0042238 | 0.0010586
98 | 0.0018244 | 0.00045723
99 | 0.0045076 | 0.0011297
100 | 0.0065702 | 0.0016466
101 | 0.0080962 | 0.0020291
102 | 0.0065574 | 0.0016434
103 | 0.009332 | 0.0023388
104 | 0.0084496 | 0.0021177
105 | 0.0054665 | 0.00137
106 | 0.0074643 | 0.0018707
107 | 0.0096534 | 0.0024194
108 | 0.0055637 | 0.0013944
109 | 0.0063253 | 0.0015853
110 | 0.0051595 | 0.0012931
111 | 0.00097552 | 0.00024449
112 | 0.0037913 | 0.00095019
113 | 0.00028026 | 7.024e-05
114 | 0.00065009 | 0.00016293
115 | 0.006425 | 0.0016103
116 | 0.001072 | 0.00026868
117 | 0.0023518 | 0.00058943
118 | 0.0020042 | 0.00050229
119 | 0.00073333 | 0.00018379
120 | 0.00040322 | 0.00010106
121 | 0.003426 | 0.00085864
122 | 0.0035691 | 0.00089451
123 | 0.0027239 | 0.00068266
124 | 0.0028981 | 0.00072634
125 | 0.0028429 | 0.00071249
126 | 0.0050878 | 0.0012751
127 | 0.002144 | 0.00053733
128 | 0.0015166 | 0.00038009
129 | 0.00019992 | 5.0105e-05
130 | 0.00050851 | 0.00012744
131 | 0.00064112 | 0.00016068
132 | 0.00081633 | 0.00020459
133 | 0.00066518 | 0.00016671
134 | 0.00042227 | 0.00010583
135 | 0.0010345 | 0.00025928
136 | 0.0024771 | 0.00062083
137 | 0.0015941 | 0.00039951
138 | 0.0016894 | 0.0004234
139 | 0.0045392 | 0.0011376
140 | 0.00093099 | 0.00023333
141 | 0.001509 | 0.00037818
142 | 0.0030782 | 0.00077147
143 | 0.0037826 | 0.00094802
144 | 0.00019378 | 4.8565e-05
145 | 0.0019036 | 0.00047709
146 | 0.00051677 | 0.00012952
147 | 0.00025469 | 6.3832e-05
148 | 0.00029446 | 7.3799e-05
149 | 0.00098685 | 0.00024733
150 | 0.0021201 | 0.00053135
151 | 0.00054507 | 0.00013661
152 | 0.002858 | 0.00071629
153 | 0.0053214 | 0.0013337
154 | 0.0034023 | 0.00085269
155 | 0.0014544 | 0.00036451
156 | 0.0010063 | 0.00025221
157 | 0.0018062 | 0.00045267
158 | 0.0016544 | 0.00041463
159 | 0.00029094 | 7.2917e-05
160 | 0.00098665 | 0.00024728
161 | 0.0034879 | 0.00087416
162 | 0.0011507 | 0.00028839
163 | 0.00033705 | 8.4472e-05
164 | 0.00039375 | 9.8683e-05
165 | 0.00078038 | 0.00019558
166 | 0.00017428 | 4.368e-05
167 | 0.00020821 | 5.2182e-05
168 | 0.0010784 | 0.00027026
169 | 0.00030562 | 7.6596e-05
170 | 0.00014952 | 3.7474e-05
171 | 0.0011689 | 0.00029296
172 | 0.0010127 | 0.00025382
173 | 0.0003061 | 7.6716e-05
174 | 0.0012721 | 0.00031882
175 | 0.00016689 | 4.1826e-05
176 | 0.00028426 | 7.1243e-05
177 | 0.0003815 | 9.5614e-05
178 | 0.014859 | 0.003724
179 | 0.00069031 | 0.00017301
180 | 0.0013062 | 0.00032737
181 | 0.0022971 | 0.00057571
182 | 0.0061615 | 0.0015442
183 | 0.0044077 | 0.0011047
184 | 0.0041139 | 0.0010311
185 | 0.0040751 | 0.0010213

## dtypes
| element | column | dtype
0 | bus | name | object
1 | bus | vn_kv | float64
2 | bus | type | object
3 | bus | zone | object
4 | bus | in_service | bool
5 | load | name | object
6 | load | bus | uint32
7 | load | p_mw | float64
8 | load | q_mvar | float64
9 | load | const_z_percent | float64
10 | load | const_i_percent | float64
11 | load | sn_mva | float64
12 | load | scaling | float64
13 | load | in_service | bool
14 | load | type | object
15 | ext_grid | name | object
16 | ext_grid | bus | uint32
17 | ext_grid | vm_pu | float64
18 | ext_grid | va_degree | float64
19 | ext_grid | slack_weight | float64
20 | ext_grid | in_service | bool
21 | line | name | object
22 | line | std_type | object
23 | line | from_bus | uint32
24 | line | to_bus | uint32
25 | line | length_km | float64
26 | line | r_ohm_per_km | float64
27 | line | x_ohm_per_km | float64
28 | line | c_nf_per_km | float64
29 | line | g_us_per_km | float64
30 | line | max_i_ka | float64
31 | line | df | float64
32 | line | parallel | uint32
33 | line | type | object
34 | line | in_service | bool
35 | trafo | name | object
36 | trafo | std_type | object
37 | trafo | hv_bus | uint32
38 | trafo | lv_bus | uint32
39 | trafo | sn_mva | float64
40 | trafo | vn_hv_kv | float64
41 | trafo | vn_lv_kv | float64
42 | trafo | vk_percent | float64
43 | trafo | vkr_percent | float64
44 | trafo | pfe_kw | float64
45 | trafo | i0_percent | float64
46 | trafo | shift_degree | float64
47 | trafo | tap_side | object
48 | trafo | tap_neutral | int32
49 | trafo | tap_min | int32
50 | trafo | tap_max | int32
51 | trafo | tap_step_percent | float64
52 | trafo | tap_step_degree | float64
53 | trafo | tap_pos | int32
54 | trafo | tap_phase_shifter | bool
55 | trafo | parallel | uint32
56 | trafo | df | float64
57 | trafo | in_service | bool
58 | line_geodata | coords | object
59 | bus_geodata | x | float64
60 | bus_geodata | y | float64
61 | bus_geodata | coords | object
62 | res_bus | vm_pu | float64
63 | res_bus | va_degree | float64
64 | res_bus | p_mw | float64
65 | res_bus | q_mvar | float64
66 | res_line | p_from_mw | float64
67 | res_line | q_from_mvar | float64
68 | res_line | p_to_mw | float64
69 | res_line | q_to_mvar | float64
70 | res_line | pl_mw | float64
71 | res_line | ql_mvar | float64
72 | res_line | i_from_ka | float64
73 | res_line | i_to_ka | float64
74 | res_line | i_ka | float64
75 | res_line | vm_from_pu | float64
76 | res_line | va_from_degree | float64
77 | res_line | vm_to_pu | float64
78 | res_line | va_to_degree | float64
79 | res_line | loading_percent | float64
80 | res_trafo | p_hv_mw | float64
81 | res_trafo | q_hv_mvar | float64
82 | res_trafo | p_lv_mw | float64
83 | res_trafo | q_lv_mvar | float64
84 | res_trafo | pl_mw | float64
85 | res_trafo | ql_mvar | float64
86 | res_trafo | i_hv_ka | float64
87 | res_trafo | i_lv_ka | float64
88 | res_trafo | vm_hv_pu | float64
89 | res_trafo | va_hv_degree | float64
90 | res_trafo | vm_lv_pu | float64
91 | res_trafo | va_lv_degree | float64
92 | res_trafo | loading_percent | float64
93 | res_ext_grid | p_mw | float64
94 | res_ext_grid | q_mvar | float64
95 | res_load | p_mw | float64
96 | res_load | q_mvar | float64

## parameters
| version | format_version | converged | OPF_converged | name | f_hz | sn_mva
0 | 2.14.6 | 2.14.0 | TRUE | FALSE |  | 50 | 1